## Power_Plants
X | Y | OBJECTID | common_id | Plant_Name | Utility_ID | Utility_Name | sector_name | Street_Address | City | County | State | Zip | PrimSource | source_desc | tech_desc | Install_MW | Total_MW | Bat_MW | Bio_MW | Coal_MW | Geo_MW | Hydro_MW | HydroPS_MW | NG_MW | Nuclear_MW | Crude_MW | Solar_MW | Wind_MW | Other_MW | Source | Period | Longitude | Latitude
-17866469.0268 | 7428080.3592 | 35853 | 1 | Sand Point | 63560 | Sand Point Generating, LLC | Electric Utility | 100 Power Plant Way | Sand Point | Aleutians East | Alaska | 99661 | petroleum | Petroleum = 1.3 MW, Wind = 0.4 MW | Petroleum Liquids; Onshore Wind Turbine; | 3.7 | 1.7 | [8 empty] | 1.3 |  | 0.4 |  | EIA-860, EIA-860M and EIA-923 | 202406 | -160.4972 | 55.3397
-9724517.0537 | 3956343.523 | 35854 | 2 | Bankhead Dam | 195 | Alabama Power Co | Electric Utility | 19001 Lock 17 Road | Northport | Tuscaloosa | Alabama | 35476 | hydroelectric | Hydroelectric = 53 MW | Conventional Hydroelectric | 53.9 | 53 |  |  |  |  | 53 | [7 empty] | EIA-860, EIA-860M and EIA-923 | 202406 | -87.3568 | 33.4587
-9797261.7806 | 3633645.2722 | 35855 | 3 | Barry | 195 | Alabama Power Co | Electric Utility | North Highway 43 | Bucks | Mobile | Alabama | 36512 | natural gas | Coal = 1118.5 MW, Natural Gas = 1981.2 MW | Conventional Steam Coal; Natural Gas Fired Combined Cycle; Natural Gas Steam Turbine | 3343.5 | 3099.7 |  |  | 1118.5 |  |  |  | 1981.2 | [5 empty] | EIA-860, EIA-860M and EIA-923 | 202406 | -88.0103 | 31.0069
-9604985.858 | 3840201.5426 | 35856 | 4 | Walter Bouldin Dam | 195 | Alabama Power Co | Electric Utility | 750 Bouldin Dam Road | Wetumpka | Elmore | Alabama | 36092 | hydroelectric | Hydroelectric = 224.1 MW | Conventional Hydroelectric | 225 | 224.1 |  |  |  |  | 224.1 | [7 empty] | EIA-860, EIA-860M and EIA-923 | 202406 | -86.2831 | 32.5839
-11841610.8331 | 3731442.1061 | 35857 | 9 | Copper | 5701 | El Paso Electric Co | Electric Utility | 651 Hawkins Blvd. | El Paso | El Paso | Texas | 79915 | natural gas | Natural Gas = 63 MW | Natural Gas Fired Combustion Turbine | 86.9 | 63 | [6 empty] | 63 | [5 empty] | EIA-860, EIA-860M and EIA-923 | 202406 | -106.375 | 31.7569
-9771747.3533 | 3842554.853 | 35858 | 10 | Greene County | 195 | Alabama Power Co | Electric Utility | Highway 43 | Demopolis | Greene | Alabama | 36732 | natural gas | Natural Gas = 1256.1 MW | Natural Gas Fired Combustion Turbine; Natural Gas Steam Turbine; | 1288.4 | 1256.1 | [6 empty] | 1256.1 | [5 empty] | EIA-860, EIA-860M and EIA-923 | 202406 | -87.7811 | 32.6017
-9579309.3495 | 3999902.2164 | 35859 | 11 | H Neely Henry Dam | 195 | Alabama Power Co | Electric Utility | 1021 Ala Highway 144 | Ohatchee | Calhoun | Alabama | 36271 | hydroelectric | Hydroelectric = 71.1 MW | Conventional Hydroelectric | 72.9 | 71.1 |  |  |  |  | 71.1 | [7 empty] | EIA-860, EIA-860M and EIA-923 | 202406 | -86.0524 | 33.7845
-9734833.8101 | 3929240.004 | 35860 | 12 | Holt Dam | 195 | Alabama Power Co | Electric Utility | 12117 Power Plant Road | Tuscaloosa | Tuscaloosa | Alabama | 35476 | hydroelectric | Hydroelectric = 48 MW | Conventional Hydroelectric | 46.9 | 48 |  |  |  |  | 48 | [7 empty] | EIA-860, EIA-860M and EIA-923 | 202406 | -87.4495 | 33.2553
-9601840.4145 | 3844827.8781 | 35861 | 13 | Jordan Dam | 195 | Alabama Power Co | Electric Utility | 6150Jordan Dam Lane | Wetumpka | Elmore | Alabama | 36092 | hydroelectric | Hydroelectric = 129.2 MW | Conventional Hydroelectric | 100 | 129.2 |  |  |  |  | 129.2 | [7 empty] | EIA-860, EIA-860M and EIA-923 | 202406 | -86.2548 | 32.6189
-9611051.7684 | 3951969.5408 | 35862 | 14 | Logan Martin Dam | 195 | Alabama Power Co | Electric Utility | 299 Logan Martin Road | Vincent | Talladega | Alabama | 35178 | hydroelectric | Hydroelectric = 129 MW | Conventional Hydroelectric | 128.1 | 129 |  |  |  |  | 129 | [7 empty] | EIA-860, EIA-860M and EIA-923 | 202406 | -86.3375 | 33.4259
-9631217.6281 | 3890433.6648 | 35863 | 15 | Lay Dam | 195 | Alabama Power Co | Electric Utility | 626 County Road 794 | Clanton | Chilton | Alabama | 35045 | hydroelectric | Hydroelectric = 180 MW | Conventional Hydroelectric | 177 | 180 |  |  |  |  | 180 | [7 empty] | EIA-860, EIA-860M and EIA-923 | 202406 | -86.5187 | 32.9633
-9563617.9768 | 3852958.0461 | 35864 | 16 | Martin Dam | 195 | Alabama Power Co | Electric Utility | 675 Overlook Drive | Dadeville | Elmore | Alabama | 36078 | hydroelectric | Hydroelectric = 182.1 MW | Conventional Hydroelectric | 210.6 | 182.1 |  |  |  |  | 182.1 | [7 empty] | EIA-860, EIA-860M and EIA-923 | 202406 | -85.9114 | 32.6804
-9623001.3591 | 3869585.2392 | 35865 | 17 | Mitchell Dam | 195 | Alabama Power Co | Electric Utility | 2235 County Road 93 | Verbena | Coosa | Alabama | 36091 | hydroelectric | Hydroelectric = 163.1 MW | Conventional Hydroelectric | 170 | 163.1 |  |  |  |  | 163.1 | [7 empty] | EIA-860, EIA-860M and EIA-923 | 202406 | -86.4449 | 32.806
-9696784.8082 | 4020828.8434 | 35866 | 18 | Lewis Smith Dam | 195 | Alabama Power Co | Electric Utility | 640 Powerhouse Road | Jasper | Walker | Alabama | 35501 | hydroelectric | Hydroelectric = 178 MW | Conventional Hydroelectric | 181 | 178 |  |  |  |  | 178 | [7 empty] | EIA-860, EIA-860M and EIA-923 | 202406 | -87.1077 | 33.9406
-9560965.4559 | 3833801.9673 | 35867 | 19 | Thurlow Dam | 195 | Alabama Power Co | Electric Utility | 249 Outer Drive | Tallassee | Elmore | Alabama | 36078 | hydroelectric | Hydroelectric = 79.9 MW | Conventional Hydroelectric | 91 | 79.9 |  |  |  |  | 79.9 | [7 empty] | EIA-860, EIA-860M and EIA-923 | 202406 | -85.8876 | 32.5354
-9546070.0175 | 4051939.9785 | 35868 | 20 | Weiss Dam | 195 | Alabama Power Co | Electric Utility | 2500 County Road 20 | Leesburg | Cherokee | Alabama | 35983 | hydroelectric | Hydroelectric = 81 MW | Conventional Hydroelectric | 87.6 | 81 |  |  |  |  | 81 | [7 empty] | EIA-860, EIA-860M and EIA-923 | 202406 | -85.7538 | 34.1721
-9561242.1962 | 3838934.7723 | 35869 | 21 | Yates Dam | 195 | Alabama Power Co | Electric Utility | County Road 44 | Tallassee | Elmore | Alabama | 36078 | hydroelectric | Hydroelectric = 44 MW | Conventional Hydroelectric | 50.5 | 44 |  |  |  |  | 44 | [7 empty] | EIA-860, EIA-860M and EIA-923 | 202406 | -85.8901 | 32.5743
-9624466.7689 | 3927763.9322 | 35870 | 26 | E C Gaston | 195 | Alabama Power Co | Electric Utility | 31972 Highway 25 North | Wilsonville | Shelby | Alabama | 35186 | natural gas | Coal = 832 MW, Natural Gas = 1020 MW, Petroleum = 16 MW | Conventional Steam Coal; Natural Gas Steam Turbine; Petroleum Liquids | 2034 | 1868 |  |  | 832 |  |  |  | 1020 |  | 16 |  |  |  | EIA-860, EIA-860M and EIA-923 | 202406 | -86.4581 | 33.2442
-10510541.4178 | 5473198.5499 | 35871 | 30 | Madelia | 29305 | City of Madelia - (MN) | Electric Utility | 24 Abbot Ave. S.W. | City of Madelia | Watonwan | Minnesota | 56062 | petroleum | Petroleum = 10.6 MW | Petroleum Liquids | 11.8 | 10.6 | [8 empty] | 10.6 |  |  |  | EIA-860, EIA-860M and EIA-923 | 202406 | -94.4178 | 44.0501
-13464464.3299 | 4740921.3093 | 35872 | 34 | Rollins | 13402 | Nevada Irrigation District | IPP Non-CHP | 15531 Arrow Head Lane | Colfax | Placer | California | 95713 | hydroelectric | Hydroelectric = 12.1 MW | Conventional Hydroelectric | 12.1 | 12.1 |  |  |  |  | 12.1 | [7 empty] | EIA-860, EIA-860M and EIA-923 | 202406 | -120.9533 | 39.1343
-9729297.5579 | 3776560.1228 | 35873 | 38 | Millers Ferry | 27813 | USCE-Mobile District | Electric Utility | 1606 Powerhouse Road | Camden | Wilcox | Alabama | 36726 | hydroelectric | Hydroelectric = 90 MW | Conventional Hydroelectric | 101.1 | 90 |  |  |  |  | 90 | [7 empty] | EIA-860, EIA-860M and EIA-923 | 202406 | -87.3998 | 32.1009
-9698031.5865 | 4123755.4102 | 35874 | 46 | Browns Ferry | 18642 | Tennessee Valley Authority | Electric Utility | Shaw Rd. PO Box 2000 | Decatur | Limestone | Alabama | 35609 | nuclear | Nuclear = 3661.7 MW | Nuclear | 3854 | 3661.7 | [7 empty] | 3661.7 |  |  |  |  | EIA-860, EIA-860M and EIA-923 | 202406 | -87.1189 | 34.7042
-9779261.4189 | 4129132.411 | 35875 | 47 | Colbert | 18642 | Tennessee Valley Authority | Electric Utility | 900 Steam Plant Rd. | Tuscumbia | Colbert | Alabama | 35674 | natural gas | Natural Gas = 1026.2 MW | Natural Gas Fired Combustion Turbine | 1169.6 | 1026.2 | [6 empty] | 1026.2 | [5 empty] | EIA-860, EIA-860M and EIA-923 | 202406 | -87.8486 | 34.7439
-9617328.4065 | 4085509.809 | 35876 | 48 | Guntersville | 18642 | Tennessee Valley Authority | Electric Utility | 3464 Snow Point Rd. | Guntersville | Marshall | Alabama | 35976 | hydroelectric | Hydroelectric = 122.7 MW | Conventional Hydroelectric | 115.2 | 122.7 |  |  |  |  | 122.7 | [7 empty] | EIA-860, EIA-860M and EIA-923 | 202406 | -86.3939 | 34.4213
-9727308.6125 | 4137670.4904 | 35877 | 49 | Wheeler Dam | 18642 | Tennessee Valley Authority | Electric Utility | 24455 Alabama Hwy 101 | Town Creek | Lawrence | Alabama | 35672 | hydroelectric | Hydroelectric = 398.2 MW | Conventional Hydroelectric | 404 | 398.2 |  |  |  |  | 398.2 | [7 empty] | EIA-860, EIA-860M and EIA-923 | 202406 | -87.3819 | 34.8069
-9626850.4532 | 3685236.8337 | 35878 | 53 | Gantt | 189 | PowerSouth Energy Cooperative | Electric Utility | 28605 Powerhouse Road | Andalusia | Covington | Alabama | 36421 | hydroelectric | Hydroelectric = 2.8 MW | Conventional Hydroelectric | 3 | 2.8 |  |  |  |  | 2.8 | [7 empty] | EIA-860, EIA-860M and EIA-923 | 202406 | -86.4795 | 31.4033
-9362158.4188 | 4562953.1086 | 35879 | 54 | J K Smith | 5580 | East Kentucky Power Coop, Inc | Electric Utility | 12145 Irvine Road | Winchester | Clark | Kentucky | 40391 | natural gas | Natural Gas = 784 MW | Natural Gas Fired Combustion Turbine | 1055 | 784 | [6 empty] | 784 | [5 empty] | EIA-860, EIA-860M and EIA-923 | 202406 | -84.1017 | 37.8833
-9631173.8795 | 3679740.1793 | 35880 | 55 | Point A | 189 | PowerSouth Energy Cooperative | Electric Utility | 25482 Firetower Lane | Andalusia | Covington | Alabama | 36421 | hydroelectric | Hydroelectric = 5.4 MW | Conventional Hydroelectric | 5.2 | 5.4 |  |  |  |  | 5.4 | [7 empty] | EIA-860, EIA-860M and EIA-923 | 202406 | -86.5183 | 31.3611
-9786179.5913 | 3696291.2082 | 35881 | 56 | Lowman Energy Center | 189 | PowerSouth Energy Cooperative | Electric Utility | Carson Road | Leroy | Washington | Alabama | 36548 | natural gas | Natural Gas = 658.9 MW | Natural Gas Fired Combined Cycle | 732.7 | 658.9 | [6 empty] | 658.9 | [5 empty] | EIA-860, EIA-860M and EIA-923 | 202406 | -87.9107 | 31.488
-10948073.9935 | 4990943.0788 | 35882 | 59 | Platte | 40606 | City of Grand Island - (NE) | Electric Utility | 1035 W Wildwood Drive | Grand Island | Hall | Nebraska | 68801 | coal | Coal = 100 MW | Conventional Steam Coal | 109.8 | 100 |  |  | 100 | [9 empty] | EIA-860, EIA-860M and EIA-923 | 202406 | -98.3482 | 40.8548
-10944090.4255 | 4950715.5632 | 35883 | 60 | Whelan Energy Center | 8245 | City of Hastings - (NE) | Electric Utility | 4520 East South St. | Hastings | Adams | Nebraska | 68902 | coal | Coal = 296 MW | Conventional Steam Coal | 324.3 | 296 |  |  | 296 | [9 empty] | EIA-860, EIA-860M and EIA-923 | 202406 | -98.3124 | 40.5809
-14928055.0349 | 8034333.4096 | 35884 | 62 | Annex Creek | 213 | Alaska Electric Light & Power Co. | Electric Utility | Annex Creek | Juneau | Juneau | Alaska | 99801 | hydroelectric | Hydroelectric = 3.6 MW | Conventional Hydroelectric | 4 | 3.6 |  |  |  |  | 3.6 | [7 empty] | EIA-860, EIA-860M and EIA-923 | 202406 | -134.101 | 58.3176
-14963276.5218 | 8032871.0819 | 35885 | 63 | Gold Creek | 213 | Alaska Electric Light & Power Co. | Electric Utility | 700 Capital Ave. | Juneau | Juneau | Alaska | 99801 | petroleum | Hydroelectric = 1.6 MW, Petroleum = 8.1 MW | Conventional Hydroelectric; Petroleum Liquids; | 9.7 | 9.7 |  |  |  |  | 1.6 |  |  |  | 8.1 |  |  |  | EIA-860, EIA-860M and EIA-923 | 202406 | -134.4174 | 58.3107
-14971948.3101 | 8041967.5771 | 35886 | 64 | Lemon Creek | 213 | Alaska Electric Light & Power Co. | Electric Utility | 5601 Tonsgard Ct. | Juneau | Juneau | Alaska | 99801 | petroleum | Petroleum = 57.5 MW | Petroleum Liquids | 61.7 | 57.5 | [8 empty] | 57.5 |  |  |  | EIA-860, EIA-860M and EIA-923 | 202406 | -134.4953 | 58.3536
-14968363.8225 | 8036304.8247 | 35887 | 65 | Salmon Creek 1 | 213 | Alaska Electric Light & Power Co. | Electric Utility | 2750 Channel Vista Dr. | Juneau | Juneau | Alaska | 99801 | hydroelectric | Hydroelectric = 5.2 MW | Conventional Hydroelectric | 8.5 | 5.2 |  |  |  |  | 5.2 | [7 empty] | EIA-860, EIA-860M and EIA-923 | 202406 | -134.4631 | 58.3269
-15062985.3897 | 8279277.0328 | 35888 | 66 | Skagway | 219 | Alaska Power and Telephone Co | Electric Utility | 110 Spring St | Skagway | Skagway Hoonah Angoon | Alaska | 99840 | petroleum | Hydroelectric = 1 MW, Petroleum = 4.1 MW | Conventional Hydroelectric; Petroleum Liquids; | 4.7 | 5.1 |  |  |  |  | 1 |  |  |  | 4.1 |  |  |  | EIA-860, EIA-860M and EIA-923 | 202406 | -135.3131 | 59.4545
-15077805.1308 | 8231556.3091 | 35889 | 69 | Haines | 219 | Alaska Power and Telephone Co | Electric Utility | 241 Dalton St. | Haines | Haines | Alaska | 99927 | petroleum | Petroleum = 9.6 MW | Petroleum Liquids | 9.6 | 9.6 | [8 empty] | 9.6 |  |  |  | EIA-860, EIA-860M and EIA-923 | 202406 | -135.4462 | 59.2359
-14622495.3891 | 7482192.7192 | 35890 | 70 | Swan Lake | 60123 | Southeast Alaska Power Agency | Commercial Non-CHP | Carroll Inlet | Ketchikan | Ketchikan Gateway | Alaska | 99901 | hydroelectric | Hydroelectric = 22.6 MW | Conventional Hydroelectric | 22.6 | 22.6 |  |  |  |  | 22.6 | [7 empty] | EIA-860, EIA-860M and EIA-923 | 202406 | -131.3561 | 55.6152
-17020193.5448 | 7901664.0111 | 35891 | 71 | Terror Lake Microgrid | 10433 | Kodiak Electric Assn Inc | Electric Utility | 20 miles southwest of Kodiak | Kodiak | Kodiak Island | Alaska | 99615 | hydroelectric | Hydroelectric = 33.6 MW | Conventional Hydroelectric | 33.6 | 33.6 |  |  |  |  | 33.6 | [7 empty] | EIA-860, EIA-860M and EIA-923 | 202406 | -152.895 | 57.6861
-13182097.8774 | 4030326.1557 | 35892 | 72 | Venice Hydro | 12397 | Metropolitan Water District of S CA | Electric Utility | 3815 Sepulveda Blvd | Culver City | Los Angeles | California | 90230 | hydroelectric | Hydroelectric = 10.1 MW | Conventional Hydroelectric | 10.1 | 10.1 |  |  |  |  | 10.1 | [7 empty] | EIA-860, EIA-860M and EIA-923 | 202406 | -118.4168 | 34.0114
-16683017.9392 | 8676999.941 | 35893 | 75 | Hank Nikkels Plant 1 | 3522 | Chugach Electric Assn Inc | Electric Utility | 821 E. 1st Ave | Anchorage | Anchorage | Alaska | 99501 | natural gas | Natural Gas = 60.4 MW, Petroleum = 2 MW | Natural Gas Fired Combustion Turbine; Petroleum Liquids; | 77.9 | 62.4 | [6 empty] | 60.4 |  | 2 |  |  |  | EIA-860, EIA-860M and EIA-923 | 202406 | -149.8661 | 61.2221
-16603312.0706 | 8735764.5505 | 35894 | 77 | Eklutna Hydro Project | 3522 | Chugach Electric Assn Inc | Electric Utility | Mile 4 Old Glenn Hwy. | Palmer | Matanuska Susitna | Alaska | 99645 | hydroelectric | Hydroelectric = 44.4 MW | Conventional Hydroelectric | 44.4 | 44.4 |  |  |  |  | 44.4 | [7 empty] | EIA-860, EIA-860M and EIA-923 | 202406 | -149.1501 | 61.4752
-14887534.7402 | 7997101.1921 | 35895 | 78 | Snettisham | 213 | Alaska Electric Light & Power Co. | Electric Utility | Port Snettisham | Juneau | Juneau | Alaska | 99801 | hydroelectric | Hydroelectric = 78 MW | Conventional Hydroelectric | 78.2 | 78 |  |  |  |  | 78 | [7 empty] | EIA-860, EIA-860M and EIA-923 | 202406 | -133.737 | 58.1415
-16445791.9855 | 9568380.1491 | 35896 | 79 | Aurora Energy LLC Chena | 986 | Aurora Energy LLC | IPP CHP | 1206 First Ave. | Fairbanks | Fairbanks North Star | Alaska | 99701 | coal | Coal = 25.7 MW | Conventional Steam Coal | 27.5 | 25.7 |  |  | 25.7 | [9 empty] | EIA-860, EIA-860M and EIA-923 | 202406 | -147.7351 | 64.8477
-14653365.8424 | 7429043.2667 | 35897 | 84 | Ketchikan | 10210 | Ketchikan Public Utilities | Electric Utility | 1037 Fair St. | Ketchikan | Ketchikan Gateway | Alaska | 99901 | hydroelectric | Hydroelectric = 4.2 MW | Conventional Hydroelectric | 4.2 | 4.2 |  |  |  |  | 4.2 | [7 empty] | EIA-860, EIA-860M and EIA-923 | 202406 | -131.6334 | 55.3446
-14660438.5262 | 7431540.8454 | 35898 | 85 | S W Bailey | 10210 | Ketchikan Public Utilities | Electric Utility | 3935 Tongass Ave. | Ketchikan | Ketchikan Gateway | Alaska | 99901 | petroleum | Petroleum = 23 MW | Petroleum Liquids | 25.9 | 23 | [8 empty] | 23 |  |  |  | EIA-860, EIA-860M and EIA-923 | 202406 | -131.697 | 55.3574
-8260607.5297 | 5153342.9502 | 35899 | 88 | Ashokan | 15296 | New York Power Authority | Electric Utility | Route 28A | Kingston | Ulster | New York | 12401 | hydroelectric | Hydroelectric = 3.6 MW | Conventional Hydroelectric | 4.6 | 3.6 |  |  |  |  | 3.6 | [7 empty] | EIA-860, EIA-860M and EIA-923 | 202406 | -74.2063 | 41.949
-18415562.6565 | 9479263.4957 | 35900 | 90 | Snake River | 13642 | Nome Joint Utility Systems | Electric Utility | 1226 Port Road | Nome | Nome | Alaska | 99762 | petroleum | Petroleum = 16.4 MW, Wind = 1.8 MW | Petroleum Liquids; Onshore Wind Turbine; | 18.4 | 18.2 | [8 empty] | 16.4 |  | 1.8 |  | EIA-860, EIA-860M and EIA-923 | 202406 | -165.4298 | 64.5053
-14800715.6675 | 7721594.558 | 35901 | 91 | Petersburg | 14856 | Petersburg Borough - (AK) | Electric Utility | 11 S. Nordic Drive | Petersburg | Wrangell Petersburg | Alaska | 99833 | petroleum | Hydroelectric = 1.8 MW, Petroleum = 10.8 MW | Conventional Hydroelectric; Petroleum Liquids; | 14.7 | 12.6 |  |  |  |  | 1.8 |  |  |  | 10.8 |  |  |  | EIA-860, EIA-860M and EIA-923 | 202406 | -132.9571 | 56.811
-16635029.2199 | 8428944.0899 | 35902 | 92 | Seward (AK) | 16955 | City of Seward - (AK) | Electric Utility | 605 SeaLion Avenue | Seward | Kenai Peninsula | Alaska | 99664 | petroleum | Petroleum = 15.6 MW | Petroleum Liquids | 15.6 | 15.6 | [8 empty] | 15.6 |  |  |  | EIA-860, EIA-860M and EIA-923 | 202406 | -149.435 | 60.1309
-15053701.3441 | 7770672.5861 | 35903 | 93 | Blue Lake Hydro | 17271 | City & Borough of Sitka - (AK) | Electric Utility | SMC | Sitka | Sitka | Alaska | 99835 | hydroelectric | Hydroelectric = 15.9 MW | Conventional Hydroelectric | 15.9 | 15.9 |  |  |  |  | 15.9 | [7 empty] | EIA-860, EIA-860M and EIA-923 | 202406 | -135.2297 | 57.0516
-14736411.741 | 7650735.6367 | 35904 | 95 | Wrangell | 21015 | City of Wrangell - (AK) | Electric Utility | 1043 Case Ave | Wrangell | Wrangell Petersburg | Alaska | 99929 | petroleum | Petroleum = 12 MW | Petroleum Liquids | 12 | 12 | [8 empty] | 12 |  |  |  | EIA-860, EIA-860M and EIA-923 | 202406 | -132.3794 | 56.461
-16813206.0837 | 8668680.287 | 35905 | 96 | Beluga | 3522 | Chugach Electric Assn Inc | Electric Utility | Beluga Power Plant | Beluga | Kenai Peninsula | Alaska | 99682 | natural gas | Natural Gas = 300.4 MW | Natural Gas Fired Combustion Turbine | 312.4 | 300.4 | [6 empty] | 300.4 | [5 empty] | EIA-860, EIA-860M and EIA-923 | 202406 | -151.0356 | 61.1861
-13621609.4909 | 5955096.4539 | 35906 | 99 | Frederickson | 15500 | Puget Sound Energy Inc | Electric Utility | 4714 192nd St East | Tacoma | Pierce | Washington | 98446 | natural gas | Natural Gas = 134 MW | Natural Gas Fired Combustion Turbine | 177.8 | 134 | [6 empty] | 134 | [5 empty] | EIA-860, EIA-860M and EIA-923 | 202406 | -122.365 | 47.0797
-12443411.1248 | 3957385.9345 | 35907 | 100 | South Consolidated | 16572 | Salt River Project | Electric Utility | Unnamed Road | Phoenix | Maricopa | Arizona | 85072 | hydroelectric | Hydroelectric = 1.4 MW | Conventional Hydroelectric | 1.4 | 1.4 |  |  |  |  | 1.4 | [7 empty] | EIA-860, EIA-860M and EIA-923 | 202406 | -111.7811 | 33.4665
-13275595.1177 | 4459745.8703 | 35908 | 104 | J S Eastwood | 17609 | Southern California Edison Co | Electric Utility | Hwy 168 Sierra National Forest | Shaver Lake | Fresno | California | 93664 | pumped storage | Pumped Storage = 199.8 MW | Hydroelectric Pumped Storage | 199.8 | 199.8 | [5 empty] | 199.8 | [6 empty] | EIA-860, EIA-860M and EIA-923 | 202406 | -119.2567 | 37.1479
-11240207.2841 | 4569654.7807 | 35909 | 108 | Holcomb | 18315 | Sunflower Electric Power Corp | Electric Utility | 2440 Holcomb Lane | Holcomb | Finney | Kansas | 67851 | coal | Coal = 358.9 MW | Conventional Steam Coal | 348.7 | 358.9 |  |  | 358.9 | [9 empty] | EIA-860, EIA-860M and EIA-923 | 202406 | -100.9725 | 37.9308
-17640643.5248 | 8189668.0347 | 35910 | 109 | Dillingham | 13870 | Nushagak Electric Coop, Inc | Electric Utility | 557 Kenny Wren Rd. | Dillingham | Dillingham | Alaska | 99576 | petroleum | Petroleum = 11 MW | Petroleum Liquids | 11 | 11 | [8 empty] | 11 |  |  |  | EIA-860, EIA-860M and EIA-923 | 202406 | -158.4686 | 59.0429
-12278907.1888 | 4155648.8926 | 35911 | 113 | Cholla | 803 | Arizona Public Service Co | Electric Utility | 4801 Cholla Lake Road | Joseph City | Navajo | Arizona | 86032 | coal | Coal = 383 MW | Conventional Steam Coal | 425.9 | 383 |  |  | 383 | [9 empty] | EIA-860, EIA-860M and EIA-923 | 202406 | -110.3033 | 34.9394
-12195473.2305 | 3680128.1528 | 35912 | 114 | Douglas | 803 | Arizona Public Service Co | Electric Utility | Sulpher Spring Rd/Lawrence Ave | Douglas | Cochise | Arizona | 85607 | petroleum | Petroleum = 15 MW | Petroleum Liquids | 26.1 | 15 | [8 empty] | 15 |  |  |  | EIA-860, EIA-860M and EIA-923 | 202406 | -109.5538 | 31.3641
-12458009.1176 | 3951518.9893 | 35913 | 116 | Ocotillo | 803 | Arizona Public Service Co | Electric Utility | 1500 East University | Tempe | Maricopa | Arizona | 85281 | natural gas | Natural Gas = 605 MW | Natural Gas Fired Combustion Turbine | 626.2 | 605 | [6 empty] | 605 | [5 empty] | EIA-860, EIA-860M and EIA-923 | 202406 | -111.9122 | 33.4225
-12485404.8442 | 3954080.084 | 35914 | 117 | West Phoenix | 803 | Arizona Public Service Co | Electric Utility | 4606 West Hadley | Phoenix | Maricopa | Arizona | 85043 | natural gas | Natural Gas = 909 MW | Natural Gas Fired Combined Cycle; Natural Gas Fired Combustion Turbine; | 1206.8 | 909 | [6 empty] | 909 | [5 empty] | EIA-860, EIA-860M and EIA-923 | 202406 | -112.1583 | 33.4417
-12389859.3253 | 3835949.6986 | 35915 | 118 | Saguaro | 803 | Arizona Public Service Co | Electric Utility | Mail Post 228 | Red Rock | Pinal | Arizona | 85245 | natural gas | Natural Gas = 179.1 MW | Natural Gas Fired Combustion Turbine | 184.5 | 179.1 | [6 empty] | 179.1 | [5 empty] | EIA-860, EIA-860M and EIA-923 | 202406 | -111.3 | 32.5517
-12769525.5806 | 3858382.5911 | 35916 | 120 | Yucca | 803 | Arizona Public Service Co | Electric Utility | 7522 South Somerton Ave. | Yuma | Yuma | Arizona | 85364 | natural gas | Natural Gas = 258.4 MW, Petroleum = 71 MW | Natural Gas Fired Combustion Turbine; Natural Gas Steam Turbine; Petroleum Liquids | 417 | 329.4 | [6 empty] | 258.4 |  | 71 |  |  |  | EIA-860, EIA-860M and EIA-923 | 202406 | -114.7106 | 32.7214
-12355589.3974 | 3796471.1239 | 35917 | 124 | Demoss Petrie | 24211 | Tucson Electric Power Co | Electric Utility | 2501 N Flowing Wells Road | Tucson | Pima | Arizona | 85705 | natural gas | Natural Gas = 75 MW | Natural Gas Fired Combustion Turbine | 85 | 75 | [6 empty] | 75 | [5 empty] | EIA-860, EIA-860M and EIA-923 | 202406 | -110.9921 | 32.2523
-12345854.7306 | 3784331.4864 | 35918 | 126 | H Wilson Sundt Generating Station | 24211 | Tucson Electric Power Co | Electric Utility | 3950 E Irvington Road | Tucson | Pima | Arizona | 85714 | natural gas | Natural Gas = 490 MW | Natural Gas Fired Combustion Turbine; Natural Gas Internal Combustion Engine; Natural Gas Steam Turbine | 528.9 | 490 | [6 empty] | 490 | [5 empty] | EIA-860, EIA-860M and EIA-923 | 202406 | -110.9047 | 32.16
-8918164.526 | 3944719.6299 | 35919 | 130 | Cross | 17543 | South Carolina Public Service Authority | Electric Utility | 553 Cross Station Road | Cross | Berkeley | South Carolina | 29436 | coal | Coal = 2330 MW | Conventional Steam Coal | 2390.1 | 2330 |  |  | 2330 | [9 empty] | EIA-860, EIA-860M and EIA-923 | 202406 | -80.1132 | 33.3715
-9087319.279 | 3469282.6246 | 35920 | 136 | Seminole (FL) | 21554 | Seminole Electric Cooperative Inc | Electric Utility | State Highway 19 | Palatka | Putnam | Florida | 32708 | natural gas | Coal = 634 MW, Natural Gas = 1104 MW | Conventional Steam Coal; Natural Gas Fired Combined Cycle; | 1897.8 | 1738 |  |  | 634 |  |  |  | 1104 | [5 empty] | EIA-860, EIA-860M and EIA-923 | 202406 | -81.6328 | 29.7331
-12491750.0552 | 3969351.7094 | 35921 | 141 | Agua Fria | 16572 | Salt River Project | Electric Utility | 7302 W Northern Ave | Glendale | Maricopa | Arizona | 85303 | natural gas | Battery = 25 MW, Natural Gas = 544 MW, Petroleum = 181 MW,Solar = 0.2 MW | Batteries; Natural Gas Fired Combustion Turbine; Natural Gas Steam Turbine; Petroleum Liquids; Solar Photovoltaic | 737.5 | 750.2 | 25 | [5 empty] | 544 |  | 181 | 0.2 |  |  | EIA-860, EIA-860M and EIA-923 | 202406 | -112.2153 | 33.5561
-12461777.505 | 3953769.9213 | 35922 | 143 | Crosscut | 16572 | Salt River Project | Electric Utility | 998 W. Washington St. | Tempe | Maricopa | Arizona | 85281 | hydroelectric | Hydroelectric = 3 MW | Conventional Hydroelectric | 3 | 3 |  |  |  |  | 3 | [7 empty] | EIA-860, EIA-860M and EIA-923 | 202406 | -111.9461 | 33.4394
-12394757.3829 | 3973974.5561 | 35923 | 145 | Horse Mesa | 16572 | Salt River Project | Electric Utility | 20909 E. Apache Trail | Apache Junction | Maricopa | Arizona | 85119 | pumped storage | Pumped Storage = 119 MW,Hydroelectric = 31 MW | Hydroelectric Pumped Storage; Conventional Hydroelectric; | 129.5 | 150 |  |  |  |  | 31 | 119 | [6 empty] | EIA-860, EIA-860M and EIA-923 | 202406 | -111.344 | 33.5907
-12460580.5978 | 3942599.5959 | 35924 | 147 | Kyrene | 16572 | Salt River Project | Electric Utility | 7005 S Kyrene Rd. | Tempe | Maricopa | Arizona | 85283 | natural gas | Natural Gas = 525 MW | Natural Gas Fired Combined Cycle; Natural Gas Fired Combustion Turbine; Natural Gas Steam Turbine | 573.7 | 525 | [6 empty] | 525 | [5 empty] | EIA-860, EIA-860M and EIA-923 | 202406 | -111.9353 | 33.3556
-12405789.1444 | 3969017.7604 | 35925 | 148 | Mormon Flat | 16572 | Salt River Project | Electric Utility | 29600 E. Apache Trail | Apache Junction | Maricopa | Arizona | 85119 | pumped storage | Pumped Storage = 57.3 MW,Hydroelectric = 11.5 MW | Hydroelectric Pumped Storage; Conventional Hydroelectric; | 63.5 | 68.8 |  |  |  |  | 11.5 | 57.3 | [6 empty] | EIA-860, EIA-860M and EIA-923 | 202406 | -111.4431 | 33.5536
-12374473.4132 | 3984724.3642 | 35926 | 149 | Roosevelt | 16572 | Salt River Project | Electric Utility | 29221 N AZ Highway 188, #4 | Roosevelt | Maricopa | Arizona | 85545 | hydroelectric | Hydroelectric = 34.8 MW | Conventional Hydroelectric | 36 | 34.8 |  |  |  |  | 34.8 | [7 empty] | EIA-860, EIA-860M and EIA-923 | 202406 | -111.1618 | 33.6711
-12416130.7251 | 3970687.6019 | 35927 | 150 | Stewart Mountain | 16572 | Salt River Project | Electric Utility | P.O. Box 52025 PAB 221 | Phoenix | Maricopa | Arizona | 85072 | hydroelectric | Hydroelectric = 13 MW | Conventional Hydroelectric | 13 | 13 |  |  |  |  | 13 | [7 empty] | EIA-860, EIA-860M and EIA-923 | 202406 | -111.536 | 33.5661
-13462020.7557 | 4527198.3171 | 35928 | 151 | McClure | 12745 | Modesto Irrigation District | Electric Utility | 639 S. McClure Rd. | Modesto | Stanislaus | California | 95354 | natural gas | Natural Gas = 53.5 MW, Petroleum = 53.5 MW | Natural Gas Fired Combustion Turbine; Petroleum Liquids; | 142.4 | 107 | [6 empty] | 53.5 |  | 53.5 |  |  |  | EIA-860, EIA-860M and EIA-923 | 202406 | -120.9314 | 37.6294
-12753948.5329 | 4190690.9823 | 35929 | 152 | Davis Dam | 2518 | U S Bureau of Reclamation | Electric Utility | N/A | Kingman | Mohave | Arizona | 86430 | hydroelectric | Hydroelectric = 254.8 MW | Conventional Hydroelectric | 254.8 | 254.8 |  |  |  |  | 254.8 | [7 empty] | EIA-860, EIA-860M and EIA-923 | 202406 | -114.5707 | 35.197
-12410327.8627 | 4430275.2752 | 35930 | 153 | Glen Canyon Dam | 2518 | U S Bureau of Reclamation | Electric Utility | N/A | Page | Coconino | Arizona | 86040 | hydroelectric | Hydroelectric = 1312 MW | Conventional Hydroelectric | 1312 | 1312 |  |  |  |  | 1312 | [7 empty] | EIA-860, EIA-860M and EIA-923 | 202406 | -111.4839 | 36.9366
-12772576.4026 | 4302755.734 | 35931 | 154 | Hoover Dam (NV) | 2518 | U S Bureau of Reclamation | Electric Utility | N/A | Boulder City | Clark | Nevada | 89006 | hydroelectric | Hydroelectric = 1039.4 MW | Conventional Hydroelectric | 1039.4 | 1039.4 |  |  |  |  | 1039.4 | [7 empty] | EIA-860, EIA-860M and EIA-923 | 202406 | -114.738 | 36.0155
-12391251.4868 | 4937936.8315 | 35932 | 159 | Lake Creek Dam | 8366 | Heber Light & Power Company | Electric Utility | 2400 East Center | Heber City | Wasatch | Utah | 84032 | hydroelectric | Hydroelectric = 1 MW | Conventional Hydroelectric | 1.5 | 1 |  |  |  |  | 1 | [7 empty] | EIA-860, EIA-860M and EIA-923 | 202406 | -111.3125 | 40.4936
-12233243.9337 | 3771228.5445 | 35933 | 160 | Apache Station | 796 | Arizona Electric Pwr Coop Inc | Electric Utility | 3525 N US Hwy 191 | Cochise | Cochise | Arizona | 85606 | natural gas | Coal = 175 MW, Natural Gas = 373.5 MW | Conventional Steam Coal; Natural Gas Fired Combustion Turbine; Natural Gas Steam Turbine | 660.7 | 548.5 |  |  | 175 |  |  |  | 373.5 | [5 empty] | EIA-860, EIA-860M and EIA-923 | 202406 | -109.8931 | 32.0603
-13424538.1473 | 4524682.7541 | 35934 | 161 | Turlock Lake | 19281 | Turlock Irrigation District | Electric Utility | 21642 Davis Road | Hickman | Stanislaus | California | 95323 | hydroelectric | Hydroelectric = 3.3 MW | Conventional Hydroelectric | 3.3 | 3.3 |  |  |  |  | 3.3 | [7 empty] | EIA-860, EIA-860M and EIA-923 | 202406 | -120.5947 | 37.6115
-13441410.7312 | 4526098.6412 | 35935 | 162 | Hickman | 19281 | Turlock Irrigation District | Electric Utility | 779 Main Canal | Hickman | Stanislaus | California | 95323 | hydroelectric | Hydroelectric = 1 MW | Conventional Hydroelectric | 1 | 1 |  |  |  |  | 1 | [7 empty] | EIA-860, EIA-860M and EIA-923 | 202406 | -120.7462 | 37.6215
-10607567.486 | 4326835.0169 | 35936 | 165 | GREC | 7490 | Grand River Dam Authority | Electric Utility | 8142 Hwy 412B | Chouteau | Mayes | Oklahoma | 74337 | natural gas | Coal = 492.5 MW, Natural Gas = 480.7 MW | Conventional Steam Coal; Natural Gas Fired Combined Cycle; | 1194.3 | 973.2 |  |  | 492.5 |  |  |  | 480.7 | [5 empty] | EIA-860, EIA-860M and EIA-923 | 202406 | -95.2894 | 36.1903
-10355629.2144 | 4088374.8589 | 35937 | 166 | Carpenter | 814 | Entergy Arkansas LLC | Electric Utility | 1398 Carpenter Dam Road | Hot Springs | Garland | Arkansas | 71901 | hydroelectric | Hydroelectric = 60.9 MW | Conventional Hydroelectric | 56 | 60.9 |  |  |  |  | 60.9 | [7 empty] | EIA-860, EIA-860M and EIA-923 | 202406 | -93.0262 | 34.4425
-10342126.1602 | 4087241.0608 | 35938 | 170 | Lake Catherine | 814 | Entergy Arkansas LLC | Electric Utility | Hwy. 270, PO Box 218 | Jones Mill | Hot Spring | Arkansas | 72105 | natural gas | Natural Gas = 522 MW | Natural Gas Steam Turbine | 552.5 | 522 | [6 empty] | 522 | [5 empty] | EIA-860, EIA-860M and EIA-923 | 202406 | -92.9049 | 34.4341
-10015292.1352 | 4260157.6118 | 35939 | 172 | Osceola (AR) | 14216 | City of Osceola - (AR) | Electric Utility | 100 West Semmes Ave. | Osceola | Mississippi | Arkansas | 72370 | petroleum | Petroleum = 1.6 MW | Petroleum Liquids | 1.6 | 1.6 | [8 empty] | 1.6 |  |  |  | EIA-860, EIA-860M and EIA-923 | 202406 | -89.9689 | 35.7054
-10340923.9097 | 4086309.8119 | 35940 | 174 | Remmel | 814 | Entergy Arkansas LLC | Electric Utility | 1282 Remmel Dam Road | Malvern | Hot Spring | Arkansas | 72104 | hydroelectric | Hydroelectric = 11.6 MW | Conventional Hydroelectric | 9 | 11.6 |  |  |  |  | 11.6 | [7 empty] | EIA-860, EIA-860M and EIA-923 | 202406 | -92.8941 | 34.4272
-13565632.485 | 4931834.4963 | 35941 | 180 | Volta 2 | 14328 | Pacific Gas & Electric Co. | Electric Utility | Manton-Viola Road | Manton | Shasta | California | 96059 | hydroelectric | Hydroelectric = 0.9 MW | Conventional Hydroelectric | 1 | 0.9 |  |  |  |  | 0.9 | [7 empty] | EIA-860, EIA-860M and EIA-923 | 202406 | -121.8621 | 40.4519
-10447041.7746 | 4358776.1664 | 35942 | 182 | Beaver Dam | 19647 | USCE-Little Rock District | Electric Utility | 774 Dam Site River Raod | Eureka Springs | Carroll | Arkansas | 72631 | hydroelectric | Hydroelectric = 128.8 MW | Conventional Hydroelectric | 112 | 128.8 |  |  |  |  | 128.8 | [7 empty] | EIA-860, EIA-860M and EIA-923 | 202406 | -93.8474 | 36.4215
-10365064.9884 | 4057292.3821 | 35943 | 187 | Degray | 19406 | USCE -Vickburg District | Electric Utility | 848 Channel Rd | Arkadelphia | Clark | Arkansas | 71923 | hydroelectric | Pumped Storage = 30 MW,Hydroelectric = 40 MW | Hydroelectric Pumped Storage; Conventional Hydroelectric; | 70 | 70 |  |  |  |  | 40 | 30 | [6 empty] | EIA-860, EIA-860M and EIA-923 | 202406 | -93.111 | 34.2119
-10240869.9514 | 4234869.2775 | 35944 | 188 | Greers Ferry Lake | 19647 | USCE-Little Rock District | Electric Utility | 700 Heber Springs Road North | Heber Springs | Cleburne | Arkansas | 72543 | hydroelectric | Hydroelectric = 90 MW | Conventional Hydroelectric | 96 | 90 |  |  |  |  | 90 | [7 empty] | EIA-860, EIA-860M and EIA-923 | 202406 | -91.9953 | 35.5207
-10039537.5203 | 4353837.5371 | 35945 | 193 | Municipal Light | 15043 | City of Piggott - (AR) | Electric Utility | Castleberry Street | Piggott | Clay | Arkansas | 72454 | petroleum | Petroleum = 7.2 MW | Petroleum Liquids | 7.2 | 7.2 | [8 empty] | 7.2 |  |  |  | EIA-860, EIA-860M and EIA-923 | 202406 | -90.1867 | 36.3858
-10432324.7814 | 4048749.6008 | 35946 | 195 | Narrows (AR) | 19406 | USCE -Vickburg District | Electric Utility | 2859 HWY 19 North | Murfreesboro | Pike | Arkansas | 71958 | hydroelectric | Hydroelectric = 29.1 MW | Conventional Hydroelectric | 25.5 | 29.1 |  |  |  |  | 29.1 | [7 empty] | EIA-860, EIA-860M and EIA-923 | 202406 | -93.7152 | 34.1484
-10268120.9627 | 4334951.5045 | 35947 | 196 | Norfork | 19647 | USCE-Little Rock District | Electric Utility | 1487 Highway 177 | Salesville | Baxter | Arkansas | 72653 | hydroelectric | Hydroelectric = 80 MW | Conventional Hydroelectric | 80.4 | 80 |  |  |  |  | 80 | [7 empty] | EIA-860, EIA-860M and EIA-923 | 202406 | -92.2401 | 36.2491
-10374355.9358 | 4105731.3467 | 35948 | 197 | Blakely Mountain | 19406 | USCE -Vickburg District | Electric Utility | 1111 Blakely Dam Road | Royal | Garland | Arkansas | 71968 | hydroelectric | Hydroelectric = 75 MW | Conventional Hydroelectric | 75 | 75 |  |  |  |  | 75 | [7 empty] | EIA-860, EIA-860M and EIA-923 | 202406 | -93.1944 | 34.571
-10305546.5755 | 4350754.3783 | 35949 | 198 | Bull Shoals | 19647 | USCE-Little Rock District | Electric Utility | 324 W 7TH | Mountain Home | Marion | Arkansas | 72653 | hydroelectric | Hydroelectric = 370 MW | Conventional Hydroelectric | 340 | 370 |  |  |  |  | 370 | [7 empty] | EIA-860, EIA-860M and EIA-923 | 202406 | -92.5763 | 36.3635
-10371481.1099 | 4197948.1531 | 35950 | 199 | Dardanelle | 19647 | USCE-Little Rock District | Electric Utility | 1022 Dam Road | Dardanelle | Pope | Arkansas | 72834 | hydroelectric | Hydroelectric = 140 MW | Conventional Hydroelectric | 160.8 | 140 |  |  |  |  | 140 | [7 empty] | EIA-860, EIA-860M and EIA-923 | 202406 | -93.1686 | 35.2503
-10442316.5962 | 4226895.9039 | 35951 | 201 | Thomas Fitzhugh | 807 | Arkansas Electric Coop Corp | Electric Utility | 6006 Lock and Dam Road | Ozark | Franklin | Arkansas | 72949 | natural gas | Natural Gas = 162 MW | Natural Gas Fired Combined Cycle | 185 | 162 | [6 empty] | 162 | [5 empty] | EIA-860, EIA-860M and EIA-923 | 202406 | -93.8049 | 35.4624
-10170530.0594 | 4199284.3864 | 35952 | 202 | Carl Bailey | 807 | Arkansas Electric Coop Corp | Electric Utility | 535 Woodruff 816 | Augusta | Woodruff | Arkansas | 72006 | natural gas | Natural Gas = 122 MW | Natural Gas Steam Turbine | 120 | 122 | [6 empty] | 122 | [5 empty] | EIA-860, EIA-860M and EIA-923 | 202406 | -91.3634 | 35.2601
-10329524.7938 | 3970513.9271 | 35953 | 203 | McClellan (AR) | 807 | Arkansas Electric Coop Corp | Electric Utility | 1625 Bradley Ferry Road | Camden | Ouachita | Arkansas | 71701 | natural gas | Natural Gas = 134 MW | Natural Gas Steam Turbine | 136 | 134 | [6 empty] | 134 | [5 empty] | EIA-860, EIA-860M and EIA-923 | 202406 | -92.7917 | 33.5648
-9888944.5132 | 4890953.8529 | 35954 | 204 | Clinton Power Station | 55951 | Constellation Nuclear | IPP Non-CHP | Rt. 54 West | Clinton | DeWitt | Illinois | 61727 | nuclear | Nuclear = 1050.2 MW | Nuclear | 1138.3 | 1050.2 | [7 empty] | 1050.2 |  |  |  |  | EIA-860, EIA-860M and EIA-923 | 202406 | -88.8339 | 40.1719
-10652137.5837 | 4613280.5815 | 35955 | 210 | Wolf Creek Generating Station | 20893 | Wolf Creek Nuclear Optg Corp | Electric Utility | 1550 Oxen Lane N.E. | Burlington | Coffey | Kansas | 66839 | nuclear | Nuclear = 1176.7 MW | Nuclear | 1296.3 | 1176.7 | [7 empty] | 1176.7 |  |  |  |  | EIA-860, EIA-860M and EIA-923 | 202406 | -95.6898 | 38.2393
-13447789.672 | 4752656.0991 | 35956 | 214 | Alta Powerhouse | 14328 | Pacific Gas & Electric Co. | Electric Utility | 904 Alta PH Rd | Alta | Placer | California | 95701 | hydroelectric | Hydroelectric = 1 MW | Conventional Hydroelectric | 1 | 1 |  |  |  |  | 1 | [7 empty] | EIA-860, EIA-860M and EIA-923 | 202406 | -120.8036 | 39.216
-13418389.5266 | 4589594.0783 | 35957 | 215 | Angels | 19586 | Utica Water & Power Authority | IPP Non-CHP | 1168 Booster Way | Angels Camp | Calaveras | California | 95222 | hydroelectric | Hydroelectric = 0.7 MW | Conventional Hydroelectric | 1.4 | 0.7 |  |  |  |  | 0.7 | [7 empty] | EIA-860, EIA-860M and EIA-923 | 202406 | -120.5394 | 38.0719
-13256783.4596 | 4426449.2131 | 35958 | 217 | Balch 1 | 14328 | Pacific Gas & Electric Co. | Electric Utility | Trimmer Springs Road | Balch Camp | Fresno | California | 93649 | hydroelectric | Hydroelectric = 31 MW | Conventional Hydroelectric | 31 | 31 |  |  |  |  | 31 | [7 empty] | EIA-860, EIA-860M and EIA-923 | 202406 | -119.0877 | 36.9091
-13256766.0937 | 4426417.1924 | 35959 | 218 | Balch 2 | 14328 | Pacific Gas & Electric Co. | Electric Utility | Trimmer Springs Road | Balch Camp | Fresno | California | 93649 | hydroelectric | Hydroelectric = 105 MW | Conventional Hydroelectric | 97.2 | 105 |  |  |  |  | 105 | [7 empty] | EIA-860, EIA-860M and EIA-923 | 202406 | -119.0876 | 36.9089
-13497425.6971 | 4867024.2256 | 35960 | 219 | Belden | 14328 | Pacific Gas & Electric Co. | Electric Utility | Hwy 70, 13 mi NE/O Storrie | Belden | Plumas | California | 95915 | hydroelectric | Hydroelectric = 125 MW | Conventional Hydroelectric | 117.9 | 125 |  |  |  |  | 125 | [7 empty] | EIA-860, EIA-860M and EIA-923 | 202406 | -121.2494 | 40.0074
-13506136.8926 | 4852962.3096 | 35961 | 220 | Bucks Creek | 14328 | Pacific Gas & Electric Co. | Electric Utility | Hwy 70, 1/4 mi W/O Storrie | Storrie | Plumas | California | 95980 | hydroelectric | Hydroelectric = 65 MW | Conventional Hydroelectric | 66 | 65 |  |  |  |  | 65 | [7 empty] | EIA-860, EIA-860M and EIA-923 | 202406 | -121.3277 | 39.9106
-13490882.8941 | 4891501.0598 | 35962 | 221 | Butt Valley | 14328 | Pacific Gas & Electric Co. | Electric Utility | Caribou-Pratville Road | Belden | Plumas | California | 95956 | hydroelectric | Hydroelectric = 41 MW | Conventional Hydroelectric | 40 | 41 |  |  |  |  | 41 | [7 empty] | EIA-860, EIA-860M and EIA-923 | 202406 | -121.1907 | 40.1757
-13486160.4986 | 4878371.2044 | 35963 | 222 | Caribou 1 | 14328 | Pacific Gas & Electric Co. | Electric Utility | 1000 Caribou Road | Belden | Plumas | California | 95956 | hydroelectric | Hydroelectric = 75 MW | Conventional Hydroelectric | 73.8 | 75 |  |  |  |  | 75 | [7 empty] | EIA-860, EIA-860M and EIA-923 | 202406 | -121.1482 | 40.0855
-13486286.5123 | 4878447.0099 | 35964 | 223 | Caribou 2 | 14328 | Pacific Gas & Electric Co. | Electric Utility | 1000 Caribou Road | Belden | Plumas | California | 95956 | hydroelectric | Hydroelectric = 120 MW | Conventional Hydroelectric | 117.9 | 120 |  |  |  |  | 120 | [7 empty] | EIA-860, EIA-860M and EIA-923 | 202406 | -121.1494 | 40.086
-13542837.9268 | 4835309.7234 | 35965 | 224 | Centerville PH | 14328 | Pacific Gas & Electric Co. | Electric Utility | Nimshew Stage Road | Chico | Butte | California | 95927 | hydroelectric | Hydroelectric = 6.4 MW | Conventional Hydroelectric | 6.4 | 6.4 |  |  |  |  | 6.4 | [7 empty] | EIA-860, EIA-860M and EIA-923 | 202406 | -121.6574 | 39.7889
-13448868.2466 | 4689031.2542 | 35966 | 225 | Chili Bar | 16534 | Sacramento Municipal Util Dist | Electric Utility | Highway 193 | Placerville | El Dorado | California | 95667 | hydroelectric | Hydroelectric = 7 MW | Conventional Hydroelectric | 8.3 | 7 |  |  |  |  | 7 | [7 empty] | EIA-860, EIA-860M and EIA-923 | 202406 | -120.8132 | 38.7718
-13594548.168 | 4924919.6034 | 35967 | 227 | Coleman PH | 14328 | Pacific Gas & Electric Co. | Electric Utility | Coleman Fish Hatchery Road | Anderson | Shasta | California | 96022 | hydroelectric | Hydroelectric = 13 MW | Conventional Hydroelectric | 12.1 | 13 |  |  |  |  | 13 | [7 empty] | EIA-860, EIA-860M and EIA-923 | 202406 | -122.1219 | 40.4046
-13583307.7937 | 4949241.8959 | 35968 | 229 | Cow Creek | 14328 | Pacific Gas & Electric Co. | Electric Utility | South Cow Creek Road | Millville | Shasta | California | 96062 | hydroelectric | Hydroelectric = 1.8 MW | Conventional Hydroelectric | 1.4 | 1.8 |  |  |  |  | 1.8 | [7 empty] | EIA-860, EIA-860M and EIA-923 | 202406 | -122.0209 | 40.5708
-13515264.5342 | 4840675.7165 | 35969 | 231 | Cresta | 14328 | Pacific Gas & Electric Co. | Electric Utility | Hwy 70, 9 mi SW/O Storrie | Storrie | Butte | California | 95980 | hydroelectric | Hydroelectric = 70 MW | Conventional Hydroelectric | 73.8 | 70 |  |  |  |  | 70 | [7 empty] | EIA-860, EIA-860M and EIA-923 | 202406 | -121.4097 | 39.8259
-13539992.1553 | 4846962.373 | 35970 | 232 | De Sabla | 14328 | Pacific Gas & Electric Co. | Electric Utility | De Sabla Powerhouse Road | Magalia | Butte | California | 95954 | hydroelectric | Hydroelectric = 18.5 MW | Conventional Hydroelectric | 18.4 | 18.5 |  |  |  |  | 18.5 | [7 empty] | EIA-860, EIA-860M and EIA-923 | 202406 | -121.6318 | 39.8693
-13452325.9413 | 4764457.9231 | 35971 | 233 | Deer Creek PH | 14328 | Pacific Gas & Electric Co. | Electric Utility | Chalk Bluff Road | Nevada City | Nevada | California | 95959 | hydroelectric | Hydroelectric = 5.7 MW | Conventional Hydroelectric | 5.5 | 5.7 |  |  |  |  | 5.7 | [7 empty] | EIA-860, EIA-860M and EIA-923 | 202406 | -120.8443 | 39.2981
-13443769.5912 | 4758533.5033 | 35972 | 235 | Drum 1 | 14328 | Pacific Gas & Electric Co. | Electric Utility | Drum Powerhouse Road | Alta | Placer | California | 95701 | hydroelectric | Hydroelectric = 54 MW | Conventional Hydroelectric | 49.2 | 54 |  |  |  |  | 54 | [7 empty] | EIA-860, EIA-860M and EIA-923 | 202406 | -120.7674 | 39.2569
-13443726.0653 | 4758607.5425 | 35973 | 236 | Drum 2 | 14328 | Pacific Gas & Electric Co. | Electric Utility | Drum Powerhouse Road | Alta | Placer | California | 95701 | hydroelectric | Hydroelectric = 49.5 MW | Conventional Hydroelectric | 53.1 | 49.5 |  |  |  |  | 49.5 | [7 empty] | EIA-860, EIA-860M and EIA-923 | 202406 | -120.767 | 39.2574
-13451356.0145 | 4752800.6432 | 35974 | 237 | Dutch Flat | 14328 | Pacific Gas & Electric Co. | Electric Utility | Dutch Flat Road | Alta | Placer | California | 95701 | hydroelectric | Hydroelectric = 22 MW | Conventional Hydroelectric | 22 | 22 |  |  |  |  | 22 | [7 empty] | EIA-860, EIA-860M and EIA-923 | 202406 | -120.8356 | 39.217
-13427262.5806 | 4692145.8053 | 35975 | 238 | El Dorado | 25915 | El Dorado Irrigation District | Electric Utility | 1000 Powerhouse Road | Pollock Pines | El Dorado | California | 95667 | hydroelectric | Hydroelectric = 20.8 MW | Conventional Hydroelectric | 20 | 20.8 |  |  |  |  | 20.8 | [7 empty] | EIA-860, EIA-860M and EIA-923 | 202406 | -120.6192 | 38.7936
-13432911.9334 | 4626288.9874 | 35976 | 239 | Electra | 14328 | Pacific Gas & Electric Co. | Electric Utility | Electric Road off Highway 49 | Jackson | Amador | California | 95642 | hydroelectric | Hydroelectric = 98 MW | Conventional Hydroelectric | 102.5 | 98 |  |  |  |  | 98 | [7 empty] | EIA-860, EIA-860M and EIA-923 | 202406 | -120.6699 | 38.331
-13249273.6241 | 4428995.4511 | 35977 | 240 | Haas | 14328 | Pacific Gas & Electric Co. | Electric Utility | Trimmer Springs Road | Balch Camp | Fresno | California | 93649 | hydroelectric | Hydroelectric = 144 MW | Conventional Hydroelectric | 135 | 144 |  |  |  |  | 144 | [7 empty] | EIA-860, EIA-860M and EIA-923 | 202406 | -119.0203 | 36.9274
-13474326.2349 | 4715511.9145 | 35978 | 241 | Halsey | 14328 | Pacific Gas & Electric Co. | Electric Utility | Dry Creek Road | Auburn | Placer | California | 95603 | hydroelectric | Hydroelectric = 11 MW | Conventional Hydroelectric | 13.6 | 11 |  |  |  |  | 11 | [7 empty] | EIA-860, EIA-860M and EIA-923 | 202406 | -121.0419 | 38.957
-13479619.1427 | 4905067.9548 | 35979 | 242 | Hamilton Branch | 14328 | Pacific Gas & Electric Co. | Electric Utility | Lake Almanor | Peninsula Village | Plumas | California | 96137 | hydroelectric | Hydroelectric = 4.8 MW | Conventional Hydroelectric | 5.3 | 4.8 |  |  |  |  | 4.8 | [7 empty] | EIA-860, EIA-860M and EIA-923 | 202406 | -121.0895 | 40.2687
-13530267.6186 | 5001918.5743 | 35980 | 243 | Hat Creek 1 | 14328 | Pacific Gas & Electric Co. | Electric Utility | Baun Lake Road, Star Route 1 | Burney | Shasta | California | 96013 | hydroelectric | Hydroelectric = 8.5 MW | Conventional Hydroelectric | 10 | 8.5 |  |  |  |  | 8.5 | [7 empty] | EIA-860, EIA-860M and EIA-923 | 202406 | -121.5445 | 40.9293
-13530734.6038 | 5006542.9646 | 35981 | 244 | Hat Creek 2 | 14328 | Pacific Gas & Electric Co. | Electric Utility | Hat Creek #2 Powerhouse Rd. | Burney | Shasta | California | 96013 | hydroelectric | Hydroelectric = 8.5 MW | Conventional Hydroelectric | 10 | 8.5 |  |  |  |  | 8.5 | [7 empty] | EIA-860, EIA-860M and EIA-923 | 202406 | -121.5487 | 40.9607
-13827027.3473 | 4974287.4184 | 35982 | 246 | Humboldt Bay | 14328 | Pacific Gas & Electric Co. | Electric Utility | Buhne Pt. 1000 King Salmon Ave | Eureka | Humboldt | California | 95503 | natural gas | Natural Gas = 163.4 MW | Natural Gas Internal Combustion Engine | 167 | 163.4 | [6 empty] | 163.4 | [5 empty] | EIA-860, EIA-860M and EIA-923 | 202406 | -124.2103 | 40.7415
-13577137.577 | 4924385.0113 | 35983 | 248 | Inskip | 14328 | Pacific Gas & Electric Co. | Electric Utility | Manton-Viola Road | Manton | Tehama | California | 96059 | hydroelectric | Hydroelectric = 8 MW | Conventional Hydroelectric | 7.6 | 8 |  |  |  |  | 8 | [7 empty] | EIA-860, EIA-860M and EIA-923 | 202406 | -121.9655 | 40.401
-13578215.1497 | 5011205.2445 | 35984 | 249 | James B Black | 14328 | Pacific Gas & Electric Co. | Electric Utility | Pitt 5 Road | Big Bend | Shasta | California | 96065 | hydroelectric | Hydroelectric = 172 MW | Conventional Hydroelectric | 168.6 | 172 |  |  |  |  | 172 | [7 empty] | EIA-860, EIA-860M and EIA-923 | 202406 | -121.9752 | 40.9923
-13308559.7132 | 4452005.9953 | 35985 | 250 | Kerckhoff | 14328 | Pacific Gas & Electric Co. | Electric Utility | Smalley Road | Auberry | Fresno | California | 93602 | hydroelectric | Hydroelectric = 25.2 MW | Conventional Hydroelectric | 22.6 | 25.2 |  |  |  |  | 25.2 | [7 empty] | EIA-860, EIA-860M and EIA-923 | 202406 | -119.5528 | 37.0925
-13566868.4653 | 4964936.7335 | 35986 | 253 | Kilarc | 14328 | Pacific Gas & Electric Co. | Electric Utility | Fern Road | Whitmore | Shasta | California | 96096 | hydroelectric | Hydroelectric = 1.6 MW | Conventional Hydroelectric | 1.5 | 1.6 |  |  |  |  | 1.6 | [7 empty] | EIA-860, EIA-860M and EIA-923 | 202406 | -121.8733 | 40.6778
-13264694.3792 | 4423530.0127 | 35987 | 254 | Kings River PH | 14328 | Pacific Gas & Electric Co. | Electric Utility | Trimmer Springs Road | Balch Camp | Fresno | California | 93649 | hydroelectric | Hydroelectric = 52 MW | Conventional Hydroelectric | 48.6 | 52 |  |  |  |  | 52 | [7 empty] | EIA-860, EIA-860M and EIA-923 | 202406 | -119.1588 | 36.8882
-13533217.3624 | 4822262.258 | 35988 | 255 | Lime Saddle | 14328 | Pacific Gas & Electric Co. | Electric Utility | Pentz Road, Rural Route1 | Oroville | Butte | California | 95965 | hydroelectric | Hydroelectric = 2 MW | Conventional Hydroelectric | 2 | 2 |  |  |  |  | 2 | [7 empty] | EIA-860, EIA-860M and EIA-923 | 202406 | -121.571 | 39.6988
-13395063.7518 | 4512260.5423 | 35989 | 258 | Merced Falls | 12312 | Merced Irrigation District | IPP Non-CHP | Merced Falls Road | Snelling | Merced | California | 95369 | hydroelectric | Hydroelectric = 3.5 MW | Conventional Hydroelectric | 3.4 | 3.5 |  |  |  |  | 3.5 | [7 empty] | EIA-860, EIA-860M and EIA-923 | 202406 | -120.3299 | 37.523
-13556737.0558 | 4411938.3822 | 35990 | 260 | Dynegy Moss Landing Power Plant Hybrid | 54802 | Dynegy -Moss Landing LLC | IPP Non-CHP | 7301 State Highway 1 | Moss Landing | Monterey | California | 95039 | natural gas | Battery = 750 MW, Natural Gas = 1020 MW | Batteries; Natural Gas Fired Combined Cycle; | 2148 | 1770 | 750 | [5 empty] | 1020 | [5 empty] | EIA-860, EIA-860M and EIA-923 | 202406 | -121.7822 | 36.8048
-13408031.4706 | 4600226.0104 | 35991 | 261 | Murphys | 19586 | Utica Water & Power Authority | IPP Non-CHP | Utica Power House Rd off Hwy 4 | Murphys | Calaveras | California | 95247 | hydroelectric | Hydroelectric = 1.3 MW | Conventional Hydroelectric | 3.6 | 1.3 |  |  |  |  | 1.3 | [7 empty] | EIA-860, EIA-860M and EIA-923 | 202406 | -120.4464 | 38.1471
-13499908.4557 | 4755590.6362 | 35992 | 262 | Narrows PH | 21140 | Yuba County Water Agency | Electric Utility | Engilebright Dam Road | Grass Valley | Nevada | California | 95945 | hydroelectric | Hydroelectric = 12 MW | Conventional Hydroelectric | 10.2 | 12 |  |  |  |  | 12 | [7 empty] | EIA-860, EIA-860M and EIA-923 | 202406 | -121.2717 | 39.2364
-13394688.8278 | 4583961.8832 | 35993 | 264 | Phoenix | 14328 | Pacific Gas & Electric Co. | Electric Utility | Shaws Flat Road | Sonora | Tuolumne | California | 95370 | hydroelectric | Hydroelectric = 2 MW | Conventional Hydroelectric | 1.6 | 2 |  |  |  |  | 2 | [7 empty] | EIA-860, EIA-860M and EIA-923 | 202406 | -120.3265 | 38.0321
-13525122.543 | 5010990.6598 | 35994 | 265 | Pit 1 | 14328 | Pacific Gas & Electric Co. | Electric Utility | Pit 1 Road, Star Route 1 | Burney | Shasta | California | 96013 | hydroelectric | Hydroelectric = 61 MW | Conventional Hydroelectric | 69.2 | 61 |  |  |  |  | 61 | [7 empty] | EIA-860, EIA-860M and EIA-923 | 202406 | -121.4982 | 40.9908
-13552940.8385 | 5011965.2517 | 35995 | 266 | Pit 3 | 14328 | Pacific Gas & Electric Co. | Electric Utility | Pitt 3 Road, Star Route 1 | Burney | Shasta | California | 96013 | hydroelectric | Hydroelectric = 69.9 MW | Conventional Hydroelectric | 80.1 | 69.9 |  |  |  |  | 69.9 | [7 empty] | EIA-860, EIA-860M and EIA-923 | 202406 | -121.7481 | 40.9974
-13564217.6142 | 5010330.1226 | 35996 | 267 | Pit 4 | 14328 | Pacific Gas & Electric Co. | Electric Utility | Pit River Road | Big Bend | Shasta | California | 96011 | hydroelectric | Hydroelectric = 95 MW | Conventional Hydroelectric | 103.4 | 95 |  |  |  |  | 95 | [7 empty] | EIA-860, EIA-860M and EIA-923 | 202406 | -121.8494 | 40.9864
-13578483.6523 | 5010305.9376 | 35997 | 268 | Pit 5 | 14328 | Pacific Gas & Electric Co. | Electric Utility | Pit 5 Road | Big Bend | Shasta | California | 96011 | hydroelectric | Hydroelectric = 160 MW | Conventional Hydroelectric | 141.6 | 160 |  |  |  |  | 160 | [7 empty] | EIA-860, EIA-860M and EIA-923 | 202406 | -121.9776 | 40.9862
-13580188.1763 | 5000927.1616 | 35998 | 269 | Pit 6 | 14328 | Pacific Gas & Electric Co. | Electric Utility | Big Bend Road | Montgomery Creek | Shasta | California | 96065 | hydroelectric | Hydroelectric = 80 MW | Conventional Hydroelectric | 79.2 | 80 |  |  |  |  | 80 | [7 empty] | EIA-860, EIA-860M and EIA-923 | 202406 | -121.9929 | 40.9226
-13579953.5148 | 4989868.3121 | 35999 | 270 | Pit 7 | 14328 | Pacific Gas & Electric Co. | Electric Utility | Fender's Ferry Road | Montgomery Creek | Shasta | California | 96065 | hydroelectric | Hydroelectric = 113 MW | Conventional Hydroelectric | 109.8 | 113 |  |  |  |  | 113 | [7 empty] | EIA-860, EIA-860M and EIA-923 | 202406 | -121.9908 | 40.8475
-13521957.8412 | 4825755.0337 | 36000 | 272 | Poe | 14328 | Pacific Gas & Electric Co. | Electric Utility | Poe Road off Highway 70 | Storrie | Butte | California | 95980 | hydroelectric | Hydroelectric = 120 MW | Conventional Hydroelectric | 142.8 | 120 |  |  |  |  | 120 | [7 empty] | EIA-860, EIA-860M and EIA-923 | 202406 | -121.4698 | 39.7229
-13706538.9153 | 4773627.6045 | 36001 | 274 | Potter Valley | 14328 | Pacific Gas & Electric Co. | Electric Utility | End of Powerhouse Road | Potter Valley | Mendocino | California | 95469 | hydroelectric | Hydroelectric = 9.2 MW | Conventional Hydroelectric | 9.4 | 9.2 |  |  |  |  | 9.2 | [7 empty] | EIA-860, EIA-860M and EIA-923 | 202406 | -123.1279 | 39.3618
-13508088.7685 | 4852177.2009 | 36002 | 275 | Rock Creek | 14328 | Pacific Gas & Electric Co. | Electric Utility | Hwy 70, 35 mi E/O Oroville | Storrie | Plumas | California | 95980 | hydroelectric | Hydroelectric = 126 MW | Conventional Hydroelectric | 126 | 126 |  |  |  |  | 126 | [7 empty] | EIA-860, EIA-860M and EIA-923 | 202406 | -121.3452 | 39.9052
-13302401.7416 | 4467472.8331 | 36003 | 276 | San Joaquin 2 | 14328 | Pacific Gas & Electric Co. | Electric Utility | County Road 222 | North Fork | Madera | California | 93643 | hydroelectric | Hydroelectric = 3.2 MW | Conventional Hydroelectric | 2.8 | 3.2 |  |  |  |  | 3.2 | [7 empty] | EIA-860, EIA-860M and EIA-923 | 202406 | -119.4975 | 37.2032
-13304833.4046 | 4474531.0569 | 36004 | 277 | San Joaquin 3 | 14328 | Pacific Gas & Electric Co. | Electric Utility | County Road 222 | North Fork | Madera | California | 93643 | hydroelectric | Hydroelectric = 4.2 MW | Conventional Hydroelectric | 4 | 4.2 |  |  |  |  | 4.2 | [7 empty] | EIA-860, EIA-860M and EIA-923 | 202406 | -119.5194 | 37.2537
-13382618.7893 | 4650005.1249 | 36005 | 279 | Salt Springs | 14328 | Pacific Gas & Electric Co. | Electric Utility | Tiger Creek-Salt Springs Road | Pioneer | Amador | California | 95666 | hydroelectric | Hydroelectric = 44 MW | Conventional Hydroelectric | 42 | 44 |  |  |  |  | 44 | [7 empty] | EIA-860, EIA-860M and EIA-923 | 202406 | -120.2181 | 38.4979
-13567528.9238 | 4923567.6107 | 36006 | 280 | South | 14328 | Pacific Gas & Electric Co. | Electric Utility | South Powerhouse Road | Manton | Tehama | California | 96059 | hydroelectric | Hydroelectric = 7 MW | Conventional Hydroelectric | 6.7 | 7 |  |  |  |  | 7 | [7 empty] | EIA-860, EIA-860M and EIA-923 | 202406 | -121.8792 | 40.3954
-13430118.4821 | 4768276.8409 | 36007 | 281 | Spaulding 1 | 14328 | Pacific Gas & Electric Co. | Electric Utility | 11028 Lake Spaulding Rd | Emigrant Gap | Nevada | California | 95715 | hydroelectric | Hydroelectric = 7 MW | Conventional Hydroelectric | 7 | 7 |  |  |  |  | 7 | [7 empty] | EIA-860, EIA-860M and EIA-923 | 202406 | -120.6448 | 39.3246
-13430181.7116 | 4768273.8189 | 36008 | 282 | Spaulding 2 | 14328 | Pacific Gas & Electric Co. | Electric Utility | 11028 Lake Spaulding Rd | Emigrant Gap | Nevada | California | 95715 | hydroelectric | Hydroelectric = 4.4 MW | Conventional Hydroelectric | 3.7 | 4.4 |  |  |  |  | 4.4 | [7 empty] | EIA-860, EIA-860M and EIA-923 | 202406 | -120.6454 | 39.3246
-13429078.758 | 4770157.2654 | 36009 | 283 | Spaulding 3 | 14328 | Pacific Gas & Electric Co. | Electric Utility | 11028 Lake Spaulding Rd | Emigrant Gap | Nevada | California | 95715 | hydroelectric | Hydroelectric = 5.8 MW | Conventional Hydroelectric | 6.6 | 5.8 |  |  |  |  | 5.8 | [7 empty] | EIA-860, EIA-860M and EIA-923 | 202406 | -120.6355 | 39.3377
-13370771.0559 | 4605809.861 | 36010 | 284 | Spring Gap | 14328 | Pacific Gas & Electric Co. | Electric Utility | Frazer Flat Road | Long Barn | Tuolumne | California | 95335 | hydroelectric | Hydroelectric = 7 MW | Conventional Hydroelectric | 6 | 7 |  |  |  |  | 7 | [7 empty] | EIA-860, EIA-860M and EIA-923 | 202406 | -120.1117 | 38.1865
-13399563.2856 | 4599087.2967 | 36011 | 285 | Stanislaus | 14328 | Pacific Gas & Electric Co. | Electric Utility | Camp Nine Road | Vallecito | Tuolumne | California | 95251 | hydroelectric | Hydroelectric = 91 MW | Conventional Hydroelectric | 81.9 | 91 |  |  |  |  | 91 | [7 empty] | EIA-860, EIA-860M and EIA-923 | 202406 | -120.3703 | 38.139
-13663910.8974 | 4689778.888 | 36012 | 286 | Geysers Unit 5-20 | 7160 | Geysers Power Co LLC | IPP Non-CHP | 10350 Socrates Mine Road | Middletown | Sonoma | California | 95461 | geothermal | Geothermal = 644MW | Geothermal | 1163 | 644 |  |  |  | 644 | [8 empty] | EIA-860, EIA-860M and EIA-923 | 202406 | -122.745 | 38.777
-13413179.8857 | 4643091.4407 | 36013 | 287 | Tiger Creek | 14328 | Pacific Gas & Electric Co. | Electric Utility | Tiger Creek Road | Pioneer | Amador | California | 95666 | hydroelectric | Hydroelectric = 58 MW | Conventional Hydroelectric | 52.2 | 58 |  |  |  |  | 58 | [7 empty] | EIA-860, EIA-860M and EIA-923 | 202406 | -120.4926 | 38.4493
-13214414.3708 | 4323083.6413 | 36014 | 289 | Tule River | 14328 | Pacific Gas & Electric Co. | Electric Utility | Highway 190 | Springville | Tulare | California | 93265 | hydroelectric | Hydroelectric = 6.4 MW | Conventional Hydroelectric | 8.4 | 6.4 |  |  |  |  | 6.4 | [7 empty] | EIA-860, EIA-860M and EIA-923 | 202406 | -118.7071 | 36.1631
-13566181.2901 | 4932885.0612 | 36015 | 290 | Volta 1 | 14328 | Pacific Gas & Electric Co. | Electric Utility | Manton-Viola Road | Manton | Shasta | California | 96059 | hydroelectric | Hydroelectric = 9 MW | Conventional Hydroelectric | 8.5 | 9 |  |  |  |  | 9 | [7 empty] | EIA-860, EIA-860M and EIA-923 | 202406 | -121.8671 | 40.4591
-13419516.9704 | 4639056.4062 | 36016 | 291 | West Point PH | 14328 | Pacific Gas & Electric Co. | Electric Utility | Red Corral Road | Pioneer | Amador | California | 95666 | hydroelectric | Hydroelectric = 14.5 MW | Conventional Hydroelectric | 13.6 | 14.5 |  |  |  |  | 14.5 | [7 empty] | EIA-860, EIA-860M and EIA-923 | 202406 | -120.5496 | 38.4209
-13480626.1388 | 4705907.5056 | 36017 | 292 | Wise | 14328 | Pacific Gas & Electric Co. | Electric Utility | 10850 Wise Road | Auburn | Placer | California | 95603 | hydroelectric | Hydroelectric = 17.2 MW | Conventional Hydroelectric | 16.4 | 17.2 |  |  |  |  | 17.2 | [7 empty] | EIA-860, EIA-860M and EIA-923 | 202406 | -121.0985 | 38.8899
-13303205.0231 | 4460182.1749 | 36018 | 293 | A G Wishon | 14328 | Pacific Gas & Electric Co. | Electric Utility | County Road 222 | North Fork | Madera | California | 93643 | hydroelectric | Hydroelectric = 20 MW | Conventional Hydroelectric | 12.8 | 20 |  |  |  |  | 20 | [7 empty] | EIA-860, EIA-860M and EIA-923 | 202406 | -119.5047 | 37.151
-13621103.5438 | 5158823.3867 | 36019 | 296 | Fall Creek | 14354 | PacifiCorp | Electric Utility | Copco Rd, 18 Mi East of I5 | Hornbrook | Siskiyou | California | 96044 | hydroelectric | Hydroelectric = 1.9 MW | Conventional Hydroelectric | 2.1 | 1.9 |  |  |  |  | 1.9 | [7 empty] | EIA-860, EIA-860M and EIA-923 | 202406 | -122.3605 | 41.9856
-10714779.2876 | 3687662.9582 | 36020 | 298 | Limestone | 54888 | NRG Texas Power LLC | IPP Non-CHP | Route1, Box 85 | Jewett | Limestone | Texas | 75846 | coal | Coal = 1660 MW | Conventional Steam Coal | 1849.8 | 1660 |  |  | 1660 | [9 empty] | EIA-860, EIA-860M and EIA-923 | 202406 | -96.2525 | 31.4219
-12562771.8903 | 4648723.0758 | 36021 | 299 | Blundell | 14354 | PacifiCorp | Electric Utility | 10 mi east of Highway 257 | Milford | Beaver | Utah | 84751 | geothermal | Geothermal = 31.7MW | Geothermal | 38.1 | 31.7 |  |  |  | 31.7 | [8 empty] | EIA-860, EIA-860M and EIA-923 | 202406 | -112.8533 | 38.4889
-15041795.7246 | 7757315.7581 | 36022 | 313 | Green Lake | 17271 | City & Borough of Sitka - (AK) | Electric Utility | SMC | Sitka | Sitka | Alaska | 99835 | hydroelectric | Hydroelectric = 18.6 MW | Conventional Hydroelectric | 18.6 | 18.6 |  |  |  |  | 18.6 | [7 empty] | EIA-860, EIA-860M and EIA-923 | 202406 | -135.1227 | 56.9863
-12845381.5759 | 3851993.0117 | 36023 | 314 | Drop 5 | 9216 | Imperial Irrigation District | Electric Utility | Calexico New Port of Entry | Calexico | Imperial | California | 92231 | hydroelectric | Hydroelectric = 3.8 MW | Conventional Hydroelectric | 4 | 3.8 |  |  |  |  | 3.8 | [7 empty] | EIA-860, EIA-860M and EIA-923 | 202406 | -115.392 | 32.6731
-13146932.0502 | 3997799.6025 | 36024 | 315 | AES Alamitos LLC | 22148 | AES Alamitos LLC | IPP Non-CHP | 690 N Studebaker Road | Long Beach | Los Angeles | California | 90803 | natural gas | Natural Gas = 1152 MW | Natural Gas Steam Turbine | 1115 | 1152 | [6 empty] | 1152 | [5 empty] | EIA-860, EIA-860M and EIA-923 | 202406 | -118.1009 | 33.7688
-13189077.6094 | 4041820.7618 | 36025 | 316 | Sepulveda Canyon | 12397 | Metropolitan Water District of S CA | Electric Utility | 1751 N. Sepulveda Blvd | Los Angeles | Los Angeles | California | 90049 | hydroelectric | Hydroelectric = 8.5 MW | Conventional Hydroelectric | 8.5 | 8.5 |  |  |  |  | 8.5 | [7 empty] | EIA-860, EIA-860M and EIA-923 | 202406 | -118.4795 | 34.0969
-13273691.5544 | 4467607.9833 | 36026 | 317 | Big Creek 1 | 17609 | Southern California Edison Co | Electric Utility | 55325 Cascada Road | Big Creek | Fresno | California | 93605 | hydroelectric | Hydroelectric = 88.4 MW | Conventional Hydroelectric | 88.4 | 88.4 |  |  |  |  | 88.4 | [7 empty] | EIA-860, EIA-860M and EIA-923 | 202406 | -119.2396 | 37.2042
-13281183.3561 | 4467020.9936 | 36027 | 318 | Big Creek 2 | 17609 | Southern California Edison Co | Electric Utility | 53615 Upper Chawanakee Road | Auberry | Fresno | California | 93605 | hydroelectric | Hydroelectric = 66.6 MW | Conventional Hydroelectric | 66.6 | 66.6 |  |  |  |  | 66.6 | [7 empty] | EIA-860, EIA-860M and EIA-923 | 202406 | -119.3069 | 37.2
-13290058.0799 | 4459828.4093 | 36028 | 319 | Big Creek 3 | 17609 | Southern California Edison Co | Electric Utility | 47369 Lower Redinger Road | Auberry | Fresno | California | 93602 | hydroelectric | Hydroelectric = 173.5 MW | Conventional Hydroelectric | 174.5 | 173.5 |  |  |  |  | 173.5 | [7 empty] | EIA-860, EIA-860M and EIA-923 | 202406 | -119.3866 | 37.1485
-13301543.691 | 4458499.3452 | 36029 | 320 | Big Creek 4 | 17609 | Southern California Edison Co | Electric Utility | Sierra National Forest | North Fork | Madera | California | 93643 | hydroelectric | Hydroelectric = 100 MW | Conventional Hydroelectric | 100 | 100 |  |  |  |  | 100 | [7 empty] | EIA-860, EIA-860M and EIA-923 | 202406 | -119.4898 | 37.139
-13283632.3849 | 4468362.7324 | 36030 | 321 | Big Creek 8 | 17609 | Southern California Edison Co | Electric Utility | 51374 Mammoth Pool Road | Auberry | Fresno | California | 93605 | hydroelectric | Hydroelectric = 70.8 MW | Conventional Hydroelectric | 75 | 70.8 |  |  |  |  | 70.8 | [7 empty] | EIA-860, EIA-860M and EIA-923 | 202406 | -119.3289 | 37.2096
-13281173.3374 | 4467029.6585 | 36031 | 322 | Big Creek 2A | 17609 | Southern California Edison Co | Electric Utility | Sierra National Forest | Auberry | Fresno | California | 93605 | hydroelectric | Hydroelectric = 100 MW | Conventional Hydroelectric | 110 | 100 |  |  |  |  | 100 | [7 empty] | EIA-860, EIA-860M and EIA-923 | 202406 | -119.3068 | 37.2001
-13199523.7191 | 4477309.3662 | 36032 | 323 | Bishop Creek 2 | 17609 | Southern California Edison Co | Electric Utility | Hwy 168 Inyo National Forest | Bishop | Inyo | California | 93514 | hydroelectric | Hydroelectric = 7.3 MW | Conventional Hydroelectric | 7.3 | 7.3 |  |  |  |  | 7.3 | [7 empty] | EIA-860, EIA-860M and EIA-923 | 202406 | -118.5733 | 37.2736
-13194917.096 | 4481280.3911 | 36033 | 324 | Bishop Creek 3 | 17609 | Southern California Edison Co | Electric Utility | Hwy168 Inyo National Forest | Bishop | Inyo | California | 93514 | hydroelectric | Hydroelectric = 8.4 MW | Conventional Hydroelectric | 8.4 | 8.4 |  |  |  |  | 8.4 | [7 empty] | EIA-860, EIA-860M and EIA-923 | 202406 | -118.532 | 37.302
-13191550.4606 | 4484229.8616 | 36034 | 325 | Bishop Creek 4 | 17609 | Southern California Edison Co | Electric Utility | Route 1 Plant 4 | Bishop | Inyo | California | 93514 | hydroelectric | Hydroelectric = 8.2 MW | Conventional Hydroelectric | 8.2 | 8.2 |  |  |  |  | 8.2 | [7 empty] | EIA-860, EIA-860M and EIA-923 | 202406 | -118.5017 | 37.323
-13189099.8733 | 4485820.9008 | 36035 | 326 | Bishop Creek 5 | 17609 | Southern California Edison Co | Electric Utility | Inyo National Forest | Bishop | Inyo | California | 93514 | hydroelectric | Hydroelectric = 3.8 MW | Conventional Hydroelectric | 4.5 | 3.8 |  |  |  |  | 3.8 | [7 empty] | EIA-860, EIA-860M and EIA-923 | 202406 | -118.4797 | 37.3344
-13187218.5739 | 4487991.2058 | 36036 | 327 | Bishop Creek 6 | 17609 | Southern California Edison Co | Electric Utility | Plant 6 Rd Inyo Nat'l Forest | Bishop | Inyo | California | 93514 | hydroelectric | Hydroelectric = 1.6 MW | Conventional Hydroelectric | 1.6 | 1.6 |  |  |  |  | 1.6 | [7 empty] | EIA-860, EIA-860M and EIA-923 | 202406 | -118.4628 | 37.3499
-13068587.5077 | 4049655.5689 | 36037 | 332 | Fontana | 17609 | Southern California Edison Co | Electric Utility | 3165 N. Riverside | Rialto | San Bernardino | California | 92336 | hydroelectric | Hydroelectric = 3 MW | Conventional Hydroelectric | 3 | 3 |  |  |  |  | 3 | [7 empty] | EIA-860, EIA-860M and EIA-923 | 202406 | -117.3971 | 34.1552
-13133384.4682 | 3981086.1359 | 36038 | 335 | AES Huntington Beach LLC | 23693 | AES Huntington Beach LLC | IPP Non-CHP | 21730 Newland Street | Huntington Beach | Orange | California | 92646 | natural gas | Natural Gas = 225.8 MW | Natural Gas Steam Turbine | 218 | 225.8 | [6 empty] | 225.8 | [5 empty] | EIA-860, EIA-860M and EIA-923 | 202406 | -117.9792 | 33.6439
-13233647.7072 | 4364286.2048 | 36039 | 336 | Kaweah 2 | 17609 | Southern California Edison Co | Electric Utility | Kaweah River Drive | Three Rivers | Tulare | California | 93271 | hydroelectric | Hydroelectric = 1.8 MW | Conventional Hydroelectric | 1.8 | 1.8 |  |  |  |  | 1.8 | [7 empty] | EIA-860, EIA-860M and EIA-923 | 202406 | -118.8799 | 36.4613
-13231659.875 | 4364803.8805 | 36040 | 337 | Kaweah 1 | 17609 | Southern California Edison Co | Electric Utility | 44511 Sierra Drive | Three Rivers | Tulare | California | 93271 | hydroelectric | Hydroelectric = 2.3 MW | Conventional Hydroelectric | 2.3 | 2.3 |  |  |  |  | 2.3 | [7 empty] | EIA-860, EIA-860M and EIA-923 | 202406 | -118.862 | 36.4651
-13228723.4895 | 4367710.1106 | 36041 | 338 | Kaweah 3 | 17609 | Southern California Edison Co | Electric Utility | Kaweah River Drive | Three Rivers | Tulare | California | 93271 | hydroelectric | Hydroelectric = 4.5 MW | Conventional Hydroelectric | 4.8 | 4.5 |  |  |  |  | 4.5 | [7 empty] | EIA-860, EIA-860M and EIA-923 | 202406 | -118.8356 | 36.4861
-13184261.149 | 4269868.3145 | 36042 | 339 | Kern River 3 | 17609 | Southern California Edison Co | Electric Utility | 15115 Sierra Way | Kernville | Kern | California | 93238 | hydroelectric | Hydroelectric = 40.2 MW | Conventional Hydroelectric | 40.3 | 40.2 |  |  |  |  | 40.2 | [7 empty] | EIA-860, EIA-860M and EIA-923 | 202406 | -118.4362 | 35.7762
-13222483.4754 | 4226611.765 | 36043 | 340 | Kern River 1 | 17609 | Southern California Edison Co | Electric Utility | Hwy178 Sequoia Nat'l Forest | Bakersfield | Kern | California | 93301 | hydroelectric | Hydroelectric = 26.4 MW | Conventional Hydroelectric | 26.4 | 26.4 |  |  |  |  | 26.4 | [7 empty] | EIA-860, EIA-860M and EIA-923 | 202406 | -118.7796 | 35.4603
-13160724.5351 | 3997170.2325 | 36044 | 341 | Long Beach Generation LLC | 11181 | Long Beach Generation LLC | IPP Non-CHP | 2665 Pier S Lane | Long Beach | Los Angeles | California | 90802 | natural gas | Natural Gas = 260 MW | Natural Gas Fired Combustion Turbine | 252 | 260 | [6 empty] | 260 | [5 empty] | EIA-860, EIA-860M and EIA-923 | 202406 | -118.2248 | 33.7641
-13266168.0266 | 4585463.7472 | 36045 | 342 | Lundy | 17609 | Southern California Edison Co | Electric Utility | 9 miles N. of Lee Vining | Lee Vining | Mono | California | 93541 | hydroelectric | Hydroelectric = 3 MW | Conventional Hydroelectric | 3 | 3 |  |  |  |  | 3 | [7 empty] | EIA-860, EIA-860M and EIA-923 | 202406 | -119.172 | 38.0427
-13284643.4999 | 4469858.6928 | 36046 | 344 | Mammoth Pool | 17609 | Southern California Edison Co | Electric Utility | Sierra National Forest | North Fork | Madera | California | 93643 | hydroelectric | Hydroelectric = 190 MW | Conventional Hydroelectric | 190 | 190 |  |  |  |  | 190 | [7 empty] | EIA-860, EIA-860M and EIA-923 | 202406 | -119.338 | 37.2203
-13265821.2664 | 4046163.651 | 36047 | 350 | Ormond Beach | 63843 | Ormond Beach Power, LLC | IPP Non-CHP | 6635 S. Edison Drive | Oxnard | Ventura | California | 93033 | natural gas | Natural Gas = 1491 MW | Natural Gas Steam Turbine | 1612 | 1491 | [6 empty] | 1491 | [5 empty] | EIA-860, EIA-860M and EIA-923 | 202406 | -119.1689 | 34.1292
-13271075.5464 | 4571551.3634 | 36048 | 353 | Poole | 17609 | Southern California Edison Co | Electric Utility | Inyo National Forest | Lee Vining | Mono | California | 93541 | hydroelectric | Hydroelectric = 11.3 MW | Conventional Hydroelectric | 11.3 | 11.3 |  |  |  |  | 11.3 | [7 empty] | EIA-860, EIA-860M and EIA-923 | 202406 | -119.2161 | 37.9442
-13264712.079 | 4474996.3652 | 36049 | 354 | Portal | 17609 | Southern California Edison Co | Electric Utility | Hwy168 Sierra Nat'l Forest | Lakeshore | Fresno | California | 93634 | hydroelectric | Hydroelectric = 10.8 MW | Conventional Hydroelectric | 10.8 | 10.8 |  |  |  |  | 10.8 | [7 empty] | EIA-860, EIA-860M and EIA-923 | 202406 | -119.1589 | 37.257
-13260743.3165 | 4546556.3375 | 36050 | 357 | Rush Creek | 17609 | Southern California Edison Co | Electric Utility | June Lake Loop Sierra Ntnl For | June lake | Mono | California | 93529 | hydroelectric | Hydroelectric = 11.4 MW | Conventional Hydroelectric | 13.1 | 11.4 |  |  |  |  | 11.4 | [7 empty] | EIA-860, EIA-860M and EIA-923 | 202406 | -119.1233 | 37.767
-13051297.4757 | 4039791.0633 | 36051 | 358 | Mountainview Generating Station | 17609 | Southern California Edison Co | Electric Utility | 2492 West San Bernardino Ave. | Redlands | San Bernardino | California | 92374 | natural gas | Natural Gas = 1018 MW | Natural Gas Fired Combined Cycle | 1036.8 | 1018 | [6 empty] | 1018 | [5 empty] | EIA-860, EIA-860M and EIA-923 | 202406 | -117.2418 | 34.0818
-13030890.498 | 4048318.2321 | 36052 | 361 | Santa Ana 1 | 17609 | Southern California Edison Co | Electric Utility | San Barnardino National Forest | Highlands | San Bernardino | California | 92346 | hydroelectric | Hydroelectric = 3.2 MW | Conventional Hydroelectric | 3.2 | 3.2 |  |  |  |  | 3.2 | [7 empty] | EIA-860, EIA-860M and EIA-923 | 202406 | -117.0585 | 34.1452
-13035411.1825 | 4043211.5159 | 36053 | 363 | Santa Ana 3 | 17609 | Southern California Edison Co | Electric Utility | San Bernardino National Forest | Highlands | San Bernardino | California | 92346 | hydroelectric | Hydroelectric = 3.1 MW | Conventional Hydroelectric | 3.1 | 3.1 |  |  |  |  | 3.1 | [7 empty] | EIA-860, EIA-860M and EIA-923 | 202406 | -117.0991 | 34.1072
-13223516.2977 | 4319306.827 | 36054 | 365 | Lower Tule River | 17609 | Southern California Edison Co | Electric Utility | Hwy190 Sequoia National Forest | Springdale | Tulare | California | 93265 | hydroelectric | Hydroelectric = 2.6 MW | Conventional Hydroelectric | 2.6 | 2.6 |  |  |  |  | 2.6 | [7 empty] | EIA-860, EIA-860M and EIA-923 | 202406 | -118.7889 | 36.1357
-13284188.9824 | 5856167.4142 | 36055 | 371 | Columbia Generating Station | 20160 | Energy Northwest | Electric Utility | 76 N Power Plant Loop | Richland | Benton | Washington | 99352 | nuclear | Nuclear = 1151 MW | Nuclear | 1200 | 1151 | [7 empty] | 1151 |  |  |  |  | EIA-860, EIA-860M and EIA-923 | 202406 | -119.3339 | 46.4711
-13453038.386 | 4615781.0038 | 36056 | 376 | Pardee | 5571 | East Bay Municipal Util Dist | Electric Utility | Pardee Dam Road at Mokelumne R | Valley Springs | Calaveras | California | 95252 | hydroelectric | Hydroelectric = 27.7 MW | Conventional Hydroelectric | 23.6 | 27.7 |  |  |  |  | 27.7 | [7 empty] | EIA-860, EIA-860M and EIA-923 | 202406 | -120.8507 | 38.2569
-13166668.9959 | 4049714.4896 | 36057 | 377 | Grayson | 7294 | City of Glendale - (CA) | Electric Utility | 800 Air Way | Glendale | Los Angeles | California | 91201 | natural gas | Natural Gas = 48 MW | Natural Gas Fired Combustion Turbine | 57.4 | 48 | [6 empty] | 48 | [5 empty] | EIA-860, EIA-860M and EIA-923 | 202406 | -118.2782 | 34.1556
-10408179.3612 | 5989080.0515 | 36058 | 378 | Prairie River | 12647 | ALLETE, Inc. | Electric Utility | County Rd 61 | Grand Rapids | Itasca | Minnesota | 55744 | hydroelectric | Hydroelectric = 0.7 MW | Conventional Hydroelectric | 1 | 0.7 |  |  |  |  | 0.7 | [7 empty] | EIA-860, EIA-860M and EIA-923 | 202406 | -93.4983 | 47.2872
-13354721.0117 | 4564836.0531 | 36059 | 380 | Dion R Holm | 16612 | City & County of San Francisco | Electric Utility | Cherry Lake Road | Groveland | Tuolumne | California | 95321 | hydroelectric | Hydroelectric = 156.8 MW | Conventional Hydroelectric | 156.8 | 156.8 |  |  |  |  | 156.8 | [7 empty] | EIA-860, EIA-860M and EIA-923 | 202406 | -119.9675 | 37.8966
-13391651.6981 | 4552533.6143 | 36060 | 381 | Moccasin | 16612 | City & County of San Francisco | Electric Utility | Hwy 120-49 junction | Moccasin | Tuolumne | California | 95347 | hydroelectric | Hydroelectric = 100 MW | Conventional Hydroelectric | 100 | 100 |  |  |  |  | 100 | [7 empty] | EIA-860, EIA-860M and EIA-923 | 202406 | -120.2993 | 37.8094
-13353132.8166 | 4562158.6477 | 36061 | 382 | R C Kirkwood | 16612 | City & County of San Francisco | Electric Utility | Cherry Lake Road | Groveland | Tuolumne | California | 95321 | hydroelectric | Hydroelectric = 115.5 MW | Conventional Hydroelectric | 115.5 | 115.5 |  |  |  |  | 115.5 | [7 empty] | EIA-860, EIA-860M and EIA-923 | 202406 | -119.9532 | 37.8777
-12805189.5625 | 3856270.3389 | 36062 | 385 | Drop 2 (CA) | 9216 | Imperial Irrigation District | Electric Utility | Interstate 8 | Holtville | Imperial | California | 92250 | hydroelectric | Hydroelectric = 9.8 MW | Conventional Hydroelectric | 10 | 9.8 |  |  |  |  | 9.8 | [7 empty] | EIA-860, EIA-860M and EIA-923 | 202406 | -115.031 | 32.7054
-12815779.163 | 3856269.4129 | 36063 | 386 | Drop 3 (CA) | 9216 | Imperial Irrigation District | Electric Utility | Interstate 8 | Holtville | Imperial | California | 92250 | hydroelectric | Hydroelectric = 8.9 MW | Conventional Hydroelectric | 9.2 | 8.9 |  |  |  |  | 8.9 | [7 empty] | EIA-860, EIA-860M and EIA-923 | 202406 | -115.1261 | 32.7054
-12826127.8681 | 3856257.9033 | 36064 | 387 | Drop 4 | 9216 | Imperial Irrigation District | Electric Utility | 3675 E. Highway 98 | Holtville | Imperial | California | 92250 | hydroelectric | Hydroelectric = 20 MW | Conventional Hydroelectric | 19.6 | 20 |  |  |  |  | 20 | [7 empty] | EIA-860, EIA-860M and EIA-923 | 202406 | -115.2191 | 32.7053
-12769888.2595 | 3860399.5395 | 36065 | 388 | Pilot Knob | 9216 | Imperial Irrigation District | Electric Utility | 450 Algodones Rd. | Winterhaven | Imperial | California | 92283 | hydroelectric | Hydroelectric = 0 MW | Conventional Hydroelectric | 33 | 0 |  |  |  |  | 0 | [7 empty] | EIA-860, EIA-860M and EIA-923 | 202406 | -114.7139 | 32.7366
-12861853.9663 | 3869081.5698 | 36066 | 389 | El Centro Hybrid | 9216 | Imperial Irrigation District | Electric Utility | 485 E. Villa Avenue | El Centro | Imperial | California | 92243 | natural gas | Battery = 30 MW, Natural Gas = 293.1 MW | Batteries; Natural Gas Fired Combined Cycle; Natural Gas Steam Turbine | 388.3 | 323.1 | 30 | [5 empty] | 293.1 | [5 empty] | EIA-860, EIA-860M and EIA-923 | 202406 | -115.54 | 32.8022
-16286408.8574 | 8644860.1431 | 36067 | 390 | Solomon Gulch | 4329 | Copper Valley Elec Assn, Inc | Electric Utility | 1455 Dayville road | Valdez | Valdez Cordova | Alaska | 99686 | hydroelectric | Hydroelectric = 12 MW | Conventional Hydroelectric | 12 | 12 |  |  |  |  | 12 | [7 empty] | EIA-860, EIA-860M and EIA-923 | 202406 | -146.3033 | 61.0828
-13171775.7776 | 4459029.3029 | 36068 | 391 | Big Pine Creek | 11208 | Los Angeles Department of Water & Power | Electric Utility | 400 Cone Rd. | Big Pine | Inyo | California | 93513 | hydroelectric | Hydroelectric = 3 MW | Conventional Hydroelectric | 3.2 | 3 |  |  |  |  | 3 | [7 empty] | EIA-860, EIA-860M and EIA-923 | 202406 | -118.3241 | 37.1428
-13208796.5214 | 4107928.8208 | 36069 | 392 | Castaic | 11208 | Los Angeles Department of Water & Power | Electric Utility | 37700 Templin Hwy | Castaic | Los Angeles | California | 91384 | pumped storage | Pumped Storage = 1623 MW,Hydroelectric = 51.5 MW | Hydroelectric Pumped Storage; Conventional Hydroelectric; | 1682 | 1674.5 |  |  |  |  | 51.5 | 1623 | [6 empty] | EIA-860, EIA-860M and EIA-923 | 202406 | -118.6566 | 34.5872
-13197703.5341 | 4500324.3863 | 36070 | 393 | Control Gorge | 11208 | Los Angeles Department of Water & Power | Electric Utility | 1501 Gorge Rd. | Bishop | Inyo | California | 93514 | hydroelectric | Hydroelectric = 37.5 MW | Conventional Hydroelectric | 37.5 | 37.5 |  |  |  |  | 37.5 | [7 empty] | EIA-860, EIA-860M and EIA-923 | 202406 | -118.557 | 37.4379
-13140585.7261 | 4361808.2126 | 36071 | 394 | Cottonwood | 11208 | Los Angeles Department of Water & Power | Electric Utility | 651 Power House Rd. | Lone Pine | Inyo | California | 93545 | hydroelectric | Hydroelectric = 2.4 MW | Conventional Hydroelectric | 1.6 | 2.4 |  |  |  |  | 2.4 | [7 empty] | EIA-860, EIA-860M and EIA-923 | 202406 | -118.0439 | 36.4434
-13190741.7245 | 4071615.4287 | 36072 | 396 | Foothill | 11208 | Los Angeles Department of Water & Power | Electric Utility | 14351 San Fernando Rd. | Sylmar | Los Angeles | California | 91342 | hydroelectric | Hydroelectric = 8.6 MW | Conventional Hydroelectric | 8.8 | 8.6 |  |  |  |  | 8.6 | [7 empty] | EIA-860, EIA-860M and EIA-923 | 202406 | -118.4944 | 34.3182
-13181716.8308 | 4042765.9721 | 36073 | 397 | Franklin (CA) | 11208 | Los Angeles Department of Water & Power | Electric Utility | 1298 N. Beverley Dr. | Beverley Hills | Los Angeles | California | 90210 | hydroelectric | Hydroelectric = 2 MW | Conventional Hydroelectric | 2 | 2 |  |  |  |  | 2 | [7 empty] | EIA-860, EIA-860M and EIA-923 | 202406 | -118.4134 | 34.1039
-13130876.1061 | 4315729.4719 | 36074 | 398 | Haiwee | 11208 | Los Angeles Department of Water & Power | Electric Utility | 3401 S. Haiwee Rd. | Olancha | Inyo | California | 93549 | hydroelectric | Hydroelectric = 5 MW | Conventional Hydroelectric | 5.6 | 5 |  |  |  |  | 5 | [7 empty] | EIA-860, EIA-860M and EIA-923 | 202406 | -117.9567 | 36.1097
-13165266.3704 | 3998040.647 | 36075 | 399 | Harbor | 11208 | Los Angeles Department of Water & Power | Electric Utility | 161 N. Island Ave. | Wilmington | Los Angeles | California | 90744 | natural gas | Natural Gas = 422 MW | Natural Gas Fired Combined Cycle; Natural Gas Fired Combustion Turbine; | 548.1 | 422 | [6 empty] | 422 | [5 empty] | EIA-860, EIA-860M and EIA-923 | 202406 | -118.2656 | 33.7706
-13146735.0147 | 3997256.0659 | 36076 | 400 | Haynes | 11208 | Los Angeles Department of Water & Power | Electric Utility | 6801 E. 2nd St. | Long Beach | Los Angeles | California | 90803 | natural gas | Natural Gas = 1599.2 MW | Natural Gas Fired Combined Cycle; Natural Gas Fired Combustion Turbine; Natural Gas Steam Turbine | 1739.1 | 1599.2 | [6 empty] | 1599.2 | [5 empty] | EIA-860, EIA-860M and EIA-923 | 202406 | -118.0991 | 33.7647
-13199059.2942 | 4510434.6385 | 36077 | 401 | Middle Gorge | 11208 | Los Angeles Department of Water & Power | Electric Utility | 1501 Gorge Rd. | Bishop | Mono | California | 93514 | hydroelectric | Hydroelectric = 37.5 MW | Conventional Hydroelectric | 37.5 | 37.5 |  |  |  |  | 37.5 | [7 empty] | EIA-860, EIA-860M and EIA-923 | 202406 | -118.5692 | 37.51
-13194018.9703 | 4496993.6543 | 36078 | 402 | Pleasant Valley Hydro | 11208 | Los Angeles Department of Water & Power | Electric Utility | Pleasant Valley Dam Rd. | Bishop | Inyo | California | 93514 | hydroelectric | Hydroelectric = 2.7 MW | Conventional Hydroelectric | 3.2 | 2.7 |  |  |  |  | 2.7 | [7 empty] | EIA-860, EIA-860M and EIA-923 | 202406 | -118.5239 | 37.4142
-13190555.7096 | 4070878.1918 | 36079 | 403 | San Fernando | 11208 | Los Angeles Department of Water & Power | Electric Utility | 14031 San Fernando Rd. | Sylmar | Los Angeles | California | 91342 | hydroelectric | Hydroelectric = 6.1 MW | Conventional Hydroelectric | 5.6 | 6.1 |  |  |  |  | 6.1 | [7 empty] | EIA-860, EIA-860M and EIA-923 | 202406 | -118.4928 | 34.3128
-13183305.4712 | 4017816.993 | 36080 | 404 | Scattergood | 11208 | Los Angeles Department of Water & Power | Electric Utility | 12700 Vista Del Mar | Playa del Rey | Los Angeles | California | 90293 | natural gas | Natural Gas = 778.3 MW | Natural Gas Fired Combined Cycle; Natural Gas Fired Combustion Turbine; Natural Gas Steam Turbine | 876 | 778.3 | [6 empty] | 778.3 | [5 empty] | EIA-860, EIA-860M and EIA-923 | 202406 | -118.4276 | 33.9182
-15918683.8439 | 9182998.0581 | 36081 | 406 | Tok | 219 | Alaska Power and Telephone Co | Electric Utility | Milepost 1314 AK Hwy | Tok | Southeast Fairbanks | Alaska | 99780 | petroleum | Petroleum = 7.9 MW | Petroleum Liquids | 7.8 | 7.9 | [8 empty] | 7.9 |  |  |  | EIA-860, EIA-860M and EIA-923 | 202406 | -143 | 63.3355
-13201378.5245 | 4515492.934 | 36082 | 407 | Upper Gorge | 11208 | Los Angeles Department of Water & Power | Electric Utility | 1501 Gorge Rd. | Bishop | Mono | California | 93514 | hydroelectric | Hydroelectric = 36.5 MW | Conventional Hydroelectric | 37.5 | 36.5 |  |  |  |  | 36.5 | [7 empty] | EIA-860, EIA-860M and EIA-923 | 202406 | -118.59 | 37.546
-13179262.236 | 4061745.9624 | 36083 | 408 | Valley (CA) | 11208 | Los Angeles Department of Water & Power | Electric Utility | 11801 Sheldon St. | Sun Valley | Los Angeles | California | 91352 | natural gas | Natural Gas = 563 MW | Natural Gas Fired Combined Cycle; Natural Gas Fired Combustion Turbine; | 690.5 | 563 | [6 empty] | 563 | [5 empty] | EIA-860, EIA-860M and EIA-923 | 202406 | -118.3913 | 34.245
-13388238.1972 | 4520872.9677 | 36084 | 409 | Exchequer | 12312 | Merced Irrigation District | IPP Non-CHP | 9188 Village Drive | Snelling | Mariposa | California | 95369 | hydroelectric | Hydroelectric = 94.5 MW | Conventional Hydroelectric | 94.5 | 94.5 |  |  |  |  | 94.5 | [7 empty] | EIA-860, EIA-860M and EIA-923 | 202406 | -120.2686 | 37.5843
-13392857.9561 | 4512127.9044 | 36085 | 410 | McSwain | 12312 | Merced Irrigation District | IPP Non-CHP | 7912 Lake McClure Road | Snelling | Mariposa | California | 95369 | hydroelectric | Hydroelectric = 9 MW | Conventional Hydroelectric | 9 | 9 |  |  |  |  | 9 | [7 empty] | EIA-860, EIA-860M and EIA-923 | 202406 | -120.3101 | 37.5221
-13457508.5315 | 4747186.7827 | 36086 | 412 | Chicago Park | 13402 | Nevada Irrigation District | IPP Non-CHP | 24199 Lowell Hill Rd | Colfax | Nevada | California | 95713 | hydroelectric | Hydroelectric = 44 MW | Conventional Hydroelectric | 44 | 44 |  |  |  |  | 44 | [7 empty] | EIA-860, EIA-860M and EIA-923 | 202406 | -120.8909 | 39.1779
-13451312.9339 | 4753003.9569 | 36087 | 413 | Dutch Flat 2 | 13402 | Nevada Irrigation District | IPP Non-CHP | Diggins Road | Dutch Flat | Nevada | California | 95714 | hydroelectric | Hydroelectric = 27.3 MW | Conventional Hydroelectric | 27.3 | 27.3 |  |  |  |  | 27.3 | [7 empty] | EIA-860, EIA-860M and EIA-923 | 202406 | -120.8352 | 39.2184
-13366908.6036 | 4608081.6738 | 36088 | 414 | Beardsley | 13935 | Oakdale&South San Joaquin Irrigation D. | IPP Non-CHP | None | None | Tuolumne | California | 95364 | hydroelectric | Hydroelectric = 11 MW | Conventional Hydroelectric | 10 | 11 |  |  |  |  | 11 | [7 empty] | EIA-860, EIA-860M and EIA-923 | 202406 | -120.077 | 38.2026
-13362131.7729 | 4614328.8706 | 36089 | 415 | Donnells | 13935 | Oakdale&South San Joaquin Irrigation D. | IPP Non-CHP | None | None | Tuolumne | California | 95364 | hydroelectric | Hydroelectric = 72 MW | Conventional Hydroelectric | 72 | 72 |  |  |  |  | 72 | [7 empty] | EIA-860, EIA-860M and EIA-923 | 202406 | -120.0341 | 38.2467
-13425687.1871 | 4561939.205 | 36090 | 416 | Tulloch | 13935 | Oakdale&South San Joaquin Irrigation D. | IPP Non-CHP | Tulloch Dam Road | Jamestown | Tuolumne | California | 95370 | hydroelectric | Hydroelectric = 25.5 MW | Conventional Hydroelectric | 29.9 | 25.5 |  |  |  |  | 25.5 | [7 empty] | EIA-860, EIA-860M and EIA-923 | 202406 | -120.605 | 37.8761
-13500692.4789 | 4800909.4789 | 36091 | 417 | Forbestown | 14191 | South Feather Water and Power Agency | Electric Utility | Ponderosa Way | Forbestown | Butte | California | 95941 | hydroelectric | Hydroelectric = 37.5 MW | Conventional Hydroelectric | 41.9 | 37.5 |  |  |  |  | 37.5 | [7 empty] | EIA-860, EIA-860M and EIA-923 | 202406 | -121.2788 | 39.551
-13524343.7519 | 4798133.8709 | 36092 | 418 | Kelly Ridge | 14191 | South Feather Water and Power Agency | Electric Utility | Oroville Dam Blvd | Oroville | Butte | California | 95965 | hydroelectric | Hydroelectric = 10 MW | Conventional Hydroelectric | 10 | 10 |  |  |  |  | 10 | [7 empty] | EIA-860, EIA-860M and EIA-923 | 202406 | -121.4912 | 39.5318
-13492376.1337 | 4801313.5855 | 36093 | 419 | Woodleaf | 14191 | South Feather Water and Power Agency | Electric Utility | Forbestown Dam Road | Forbestown | Butte | California | 95941 | hydroelectric | Hydroelectric = 60 MW | Conventional Hydroelectric | 67.2 | 60 |  |  |  |  | 60 | [7 empty] | EIA-860, EIA-860M and EIA-923 | 202406 | -121.2041 | 39.5538
-14822044.3706 | 7454980.2438 | 36094 | 421 | Craig (AK) | 219 | Alaska Power and Telephone Co | Electric Utility | 401 7th Street | Craig | Prince of Wales Ketchikan | Alaska | 99921 | petroleum | Petroleum = 4.6 MW | Petroleum Liquids | 4.6 | 4.6 | [8 empty] | 4.6 |  |  |  | EIA-860, EIA-860M and EIA-923 | 202406 | -133.1487 | 55.4769
-13152331.0455 | 4045733.3217 | 36095 | 422 | Glenarm | 14534 | City of Pasadena - (CA) | Electric Utility | 43 East State Street | Pasadena | Los Angeles | California | 91105 | natural gas | Natural Gas = 222.4 MW | Natural Gas Fired Combined Cycle; Natural Gas Fired Combustion Turbine; | 265.6 | 222.4 | [6 empty] | 222.4 | [5 empty] | EIA-860, EIA-860M and EIA-923 | 202406 | -118.1494 | 34.126
-14785614.5106 | 7401742.2264 | 36096 | 423 | Hydaburg | 219 | Alaska Power and Telephone Co | Electric Utility | 105 Hyda Street | Prince of Wales | Prince of Wales Ketchikan | Alaska | 99922 | petroleum | Petroleum = 1 MW | Petroleum Liquids | 1 | 1 | [8 empty] | 1 |  |  |  | EIA-860, EIA-860M and EIA-923 | 202406 | -132.8214 | 55.2049
-13403542.2895 | 4732846.4112 | 36097 | 424 | French Meadows | 15127 | Placer County Water Agency | Electric Utility | NW side of Hell Hole Reservoir | Foresthill | Placer | California | 95631 | hydroelectric | Hydroelectric = 16 MW | Conventional Hydroelectric | 15.3 | 16 |  |  |  |  | 16 | [7 empty] | EIA-860, EIA-860M and EIA-923 | 202406 | -120.4061 | 39.078
-13424727.9471 | 4725224.7259 | 36098 | 425 | Middle Fork | 15127 | Placer County Water Agency | Electric Utility | 5000 Mosquito Ridge Rd. | Foresthill | Placer | California | 95631 | hydroelectric | Hydroelectric = 132 MW | Conventional Hydroelectric | 122.4 | 132 |  |  |  |  | 132 | [7 empty] | EIA-860, EIA-860M and EIA-923 | 202406 | -120.5964 | 39.0248
-13441455.7043 | 4722154.5942 | 36099 | 426 | Oxbow (CA) | 15127 | Placer County Water Agency | Electric Utility | 9200 Blacksmith Rd. | Foresthill | Placer | California | 95631 | hydroelectric | Hydroelectric = 6 MW | Conventional Hydroelectric | 6.1 | 6 |  |  |  |  | 6 | [7 empty] | EIA-860, EIA-860M and EIA-923 | 202406 | -120.7467 | 39.0034
-13439051.426 | 4721814.6718 | 36100 | 427 | Ralston | 15127 | Placer County Water Agency | Electric Utility | 9600 Blacksmith Flat Rd. | Foresthill | Placer | California | 95631 | hydroelectric | Hydroelectric = 86 MW | Conventional Hydroelectric | 79.2 | 86 |  |  |  |  | 86 | [7 empty] | EIA-860, EIA-860M and EIA-923 | 202406 | -120.7251 | 39.001
-13407819.5183 | 4505922.1901 | 36101 | 428 | Parker | 12312 | Merced Irrigation District | IPP Non-CHP | hwy 59 on Merced/Snelling road | Snelling | Merced | California | 95344 | hydroelectric | Hydroelectric = 2.7 MW | Conventional Hydroelectric | 2.7 | 2.7 |  |  |  |  | 2.7 | [7 empty] | EIA-860, EIA-860M and EIA-923 | 202406 | -120.4445 | 37.4778
-13418127.3692 | 4697179.6547 | 36102 | 430 | Camino | 16534 | Sacramento Municipal Util Dist | Electric Utility | Highway 50 | Camino | El Dorado | California | 95726 | hydroelectric | Hydroelectric = 155.9 MW | Conventional Hydroelectric | 157.8 | 155.9 |  |  |  |  | 155.9 | [7 empty] | EIA-860, EIA-860M and EIA-923 | 202406 | -120.5371 | 38.8288
-13417534.1476 | 4697928.4589 | 36103 | 431 | Jaybird | 16534 | Sacramento Municipal Util Dist | Electric Utility | Highway 50 | Camino | El Dorado | California | 95725 | hydroelectric | Hydroelectric = 156.2 MW | Conventional Hydroelectric | 161.6 | 156.2 |  |  |  |  | 156.2 | [7 empty] | EIA-860, EIA-860M and EIA-923 | 202406 | -120.5318 | 38.834
-13394462.4039 | 4719193.3693 | 36104 | 432 | Loon Lake | 16534 | Sacramento Municipal Util Dist | Electric Utility | Ice House Rd | Fresh Pond | El Dorado | California | 95726 | hydroelectric | Hydroelectric = 74.1 MW | Conventional Hydroelectric | 74.1 | 74.1 |  |  |  |  | 74.1 | [7 empty] | EIA-860, EIA-860M and EIA-923 | 202406 | -120.3245 | 38.9827
-13400450.168 | 4706858.4838 | 36105 | 433 | Robbs Peak | 16534 | Sacramento Municipal Util Dist | Electric Utility | Ice House Rd | Fresh Pond | El Dorado | California | 95726 | hydroelectric | Hydroelectric = 25.5 MW | Conventional Hydroelectric | 25.5 | 25.5 |  |  |  |  | 25.5 | [7 empty] | EIA-860, EIA-860M and EIA-923 | 202406 | -120.3783 | 38.8965
-13445988.0774 | 4688113.493 | 36106 | 435 | White Rock/Slab Creek | 16534 | Sacramento Municipal Util Dist | Electric Utility | Highway 50 | Placerville | El Dorado | California | 95709 | hydroelectric | Hydroelectric = 244.2 MW | Conventional Hydroelectric | 269.2 | 244.2 |  |  |  |  | 244.2 | [7 empty] | EIA-860, EIA-860M and EIA-923 | 202406 | -120.7874 | 38.7653
-13061605.6605 | 4056442.6064 | 36107 | 436 | Devil Canyon | 3255 | California Dept. of Water Resources | Electric Utility | 6900 Devil Canyon Rd. | San Bernardino | San Bernardino | California | 92407 | hydroelectric | Hydroelectric = 262 MW | Conventional Hydroelectric | 276.2 | 262 |  |  |  |  | 262 | [7 empty] | EIA-860, EIA-860M and EIA-923 | 202406 | -117.3344 | 34.2056
-13524448.5035 | 4799750.6687 | 36108 | 437 | Edward C Hyatt | 3255 | California Dept. of Water Resources | Electric Utility | 460 Glen Dr. | Oroville | Butte | California | 95966 | hydroelectric | Pumped Storage = 337.2 MW,Hydroelectric = 405.9 MW | Hydroelectric Pumped Storage; Conventional Hydroelectric; | 644.1 | 743.1 |  |  |  |  | 405.9 | 337.2 | [6 empty] | EIA-860, EIA-860M and EIA-923 | 202406 | -121.4922 | 39.543
-13539798.2368 | 4795696.2487 | 36109 | 438 | Thermalito | 3255 | California Dept. of Water Resources | Electric Utility | 460 Glen Dr. | Oroville | Butte | California | 95966 | pumped storage | Pumped Storage = 82.5 MW,Hydroelectric = 32.6 MW | Hydroelectric Pumped Storage; Conventional Hydroelectric; | 115.1 | 115.1 |  |  |  |  | 32.6 | 82.5 | [6 empty] | EIA-860, EIA-860M and EIA-923 | 202406 | -121.6301 | 39.5149
-13405110.0019 | 4536568.5297 | 36110 | 439 | Don Pedro | 19281 | Turlock Irrigation District | Electric Utility | 21 Bonds Flat Road | La Grange | Tuolumne | California | 95329 | hydroelectric | Hydroelectric = 203.2 MW | Conventional Hydroelectric | 170.8 | 203.2 |  |  |  |  | 203.2 | [7 empty] | EIA-860, EIA-860M and EIA-923 | 202406 | -120.4202 | 37.696
-13407720.2213 | 4532870.0076 | 36111 | 440 | La Grange | 19281 | Turlock Irrigation District | Electric Utility | 1249 La Grange Dam Road | La Grange | Stanislaus | California | 95329 | hydroelectric | Hydroelectric = 4.3 MW | Conventional Hydroelectric | 4.5 | 4.3 |  |  |  |  | 4.3 | [7 empty] | EIA-860, EIA-860M and EIA-923 | 202406 | -120.4436 | 37.6697
-13487296.1801 | 4679752.6525 | 36112 | 441 | Folsom | 2518 | U S Bureau of Reclamation | Electric Utility | N/A | Folsom | Sacramento | California | 95630 | hydroelectric | Hydroelectric = 215.1 MW | Conventional Hydroelectric | 198.6 | 215.1 |  |  |  |  | 215.1 | [7 empty] | EIA-860, EIA-860M and EIA-923 | 202406 | -121.1584 | 38.7067
-13650772.1919 | 4960403.1665 | 36113 | 442 | Judge F Carr | 2518 | U S Bureau of Reclamation | Electric Utility | N/A | French Gulch | Shasta | California | 96003 | hydroelectric | Hydroelectric = 177.4 MW | Conventional Hydroelectric | 154.4 | 177.4 |  |  |  |  | 177.4 | [7 empty] | EIA-860, EIA-860M and EIA-923 | 202406 | -122.627 | 40.6469
-13630675.4616 | 4955258.2849 | 36114 | 443 | Keswick | 2518 | U S Bureau of Reclamation | Electric Utility | N/A | Redding | Shasta | California | 96003 | hydroelectric | Hydroelectric = 117 MW | Conventional Hydroelectric | 117 | 117 |  |  |  |  | 117 | [7 empty] | EIA-860, EIA-860M and EIA-923 | 202406 | -122.4464 | 40.6119
-13494170.7152 | 4669857.3992 | 36115 | 444 | Nimbus | 2518 | U S Bureau of Reclamation | Electric Utility | N/A | Folsom | Sacramento | California | 95630 | hydroelectric | Hydroelectric = 16.6 MW | Conventional Hydroelectric | 13.4 | 16.6 |  |  |  |  | 16.6 | [7 empty] | EIA-860, EIA-860M and EIA-923 | 202406 | -121.2202 | 38.6373
-13627985.2034 | 4970755.2442 | 36116 | 445 | Shasta | 2518 | U S Bureau of Reclamation | Electric Utility | n/a | Redding | Shasta | California | 96003 | hydroelectric | Hydroelectric = 714 MW | Conventional Hydroelectric | 714 | 714 |  |  |  |  | 714 | [7 empty] | EIA-860, EIA-860M and EIA-923 | 202406 | -122.4223 | 40.7175
-13474970.3294 | 4452869.1908 | 36117 | 446 | ONeill | 2518 | U S Bureau of Reclamation | Electric Utility | n/a | Los Banos | Merced | California | 95376 | pumped storage | Pumped Storage = 14.4 MW | Hydroelectric Pumped Storage | 25.2 | 14.4 | [5 empty] | 14.4 | [6 empty] | EIA-860, EIA-860M and EIA-923 | 202406 | -121.0477 | 37.0987
-12706031.3921 | 4068527.4413 | 36118 | 447 | Parker Dam | 2518 | U S Bureau of Reclamation | Electric Utility | n/a | Parker | San Bernardino | California | 92267 | hydroelectric | Hydroelectric = 120 MW | Conventional Hydroelectric | 120 | 120 |  |  |  |  | 120 | [7 empty] | EIA-860, EIA-860M and EIA-923 | 202406 | -114.1402 | 34.2953
-13478252.2507 | 4448756.7692 | 36119 | 448 | W R Gianelli | 3255 | California Dept. of Water Resources | Electric Utility | 31770 Gonzaga Rd. | Gustine | Merced | California | 95322 | pumped storage | Pumped Storage = 401 MW | Hydroelectric Pumped Storage | 424 | 401 | [5 empty] | 401 | [6 empty] | EIA-860, EIA-860M and EIA-923 | 202406 | -121.0772 | 37.0692
-13633020.7406 | 4957642.4951 | 36120 | 450 | Spring Creek | 2518 | U S Bureau of Reclamation | Electric Utility | n/a | Redding | Shasta | California | 96003 | hydroelectric | Hydroelectric = 180 MW | Conventional Hydroelectric | 180 | 180 |  |  |  |  | 180 | [7 empty] | EIA-860, EIA-860M and EIA-923 | 202406 | -122.4675 | 40.6281
-13665864.8884 | 4982488.6894 | 36121 | 451 | Trinity | 2518 | U S Bureau of Reclamation | Electric Utility | n/a | Weaverville | Trinity | California | 96003 | hydroelectric | Hydroelectric = 140 MW | Conventional Hydroelectric | 140 | 140 |  |  |  |  | 140 | [7 empty] | EIA-860, EIA-860M and EIA-923 | 202406 | -122.7626 | 40.7973
-13490994.5475 | 4769171.9632 | 36122 | 454 | Colgate | 21140 | Yuba County Water Agency | Electric Utility | 12700 Lake Francis Rd | Dobbins | Yuba | California | 95935 | hydroelectric | Hydroelectric = 352.4 MW | Conventional Hydroelectric | 315 | 352.4 |  |  |  |  | 352.4 | [7 empty] | EIA-860, EIA-860M and EIA-923 | 202406 | -121.1917 | 39.3308
-13499760.1782 | 4755963.7476 | 36123 | 455 | Narrows 2 | 21140 | Yuba County Water Agency | Electric Utility | 8764 Scott Forbes Road | Browns Valley | Yuba | California | 95918 | hydroelectric | Hydroelectric = 55 MW | Conventional Hydroelectric | 46.7 | 55 |  |  |  |  | 55 | [7 empty] | EIA-860, EIA-860M and EIA-923 | 202406 | -121.2704 | 39.239
-13026224.5415 | 3917391.1862 | 36124 | 457 | Bear Valley | 5969 | City of Escondido - (CA) | Electric Utility | 25130 Lake Wohlford Rd. | Escondido | San Diego | California | 92027 | hydroelectric | Hydroelectric = 1.4 MW | Conventional Hydroelectric | 1.4 | 1.4 |  |  |  |  | 1.4 | [7 empty] | EIA-860, EIA-860M and EIA-923 | 202406 | -117.0166 | 33.1662
-11645621.7376 | 4617170.3895 | 36125 | 460 | Pueblo | 56146 | Black Hills Colorado Electric, LLC | Electric Utility | 105 S. Victoria | Pueblo | Pueblo | Colorado | 81003 | petroleum | Petroleum = 8 MW | Petroleum Liquids | 8 | 8 | [8 empty] | 8 |  |  |  | EIA-860, EIA-860M and EIA-923 | 202406 | -104.6144 | 38.2667
-11788144.0817 | 4503336.1458 | 36126 | 464 | Alamosa | 15466 | Public Service Co of Colorado | Electric Utility | 8073 County Road 8 | Alamosa | Alamosa | Colorado | 81101 | natural gas | Natural Gas = 27 MW | Natural Gas Fired Combustion Turbine | 53.2 | 27 | [6 empty] | 27 | [5 empty] | EIA-860, EIA-860M and EIA-923 | 202406 | -105.8947 | 37.4594
-11725559.7074 | 4866628.9274 | 36127 | 466 | Boulder Canyon Hydro | 1994 | Boulder City of | IPP Non-CHP | 37788 Boulder Canyon Drive | Boulder | Boulder | Colorado | 80306 | hydroelectric | Hydroelectric = 5 MW | Conventional Hydroelectric | 5 | 5 |  |  |  |  | 5 | [7 empty] | EIA-860, EIA-860M and EIA-923 | 202406 | -105.3325 | 40.0047
-11767449.7884 | 4815948.2059 | 36128 | 467 | Cabin Creek | 15466 | Public Service Co of Colorado | Electric Utility | 5167 Guanella Pass Road | Georgetown | Clear Creek | Colorado | 80444 | pumped storage | Pumped Storage = 351.9 MW | Hydroelectric Pumped Storage | 300 | 351.9 | [5 empty] | 351.9 | [6 empty] | EIA-860, EIA-860M and EIA-923 | 202406 | -105.7088 | 39.6551
-11684600.0347 | 4837975.4043 | 36129 | 469 | Cherokee | 15466 | Public Service Co of Colorado | Electric Utility | 6198 Franklin St | Denver | Adams | Colorado | 80216 | natural gas | Natural Gas = 886 MW | Natural Gas Fired Combined Cycle; Natural Gas Steam Turbine; | 1006.4 | 886 | [6 empty] | 886 | [5 empty] | EIA-860, EIA-860M and EIA-923 | 202406 | -104.9645 | 39.8073
-11641202.3539 | 4608865.2175 | 36130 | 470 | Comanche (CO) | 15466 | Public Service Co of Colorado | Electric Utility | 2005 Lime Rd. | Pueblo | Pueblo | Colorado | 81006 | coal | Coal = 1085 MW | Conventional Steam Coal | 1252.8 | 1085 |  |  | 1085 | [9 empty] | EIA-860, EIA-860M and EIA-923 | 202406 | -104.5747 | 38.2081
-12104291.4356 | 4741228.5777 | 36131 | 471 | Fruita | 15466 | Public Service Co of Colorado | Electric Utility | 917 Colorado State Highway 340 | Grand Junction | Mesa | Colorado | 81521 | natural gas | Natural Gas = 14 MW | Natural Gas Fired Combustion Turbine | 26.6 | 14 | [6 empty] | 14 | [5 empty] | EIA-860, EIA-860M and EIA-923 | 202406 | -108.7347 | 39.1364
-11766225.274 | 4821270.5191 | 36132 | 472 | Georgetown Hydro | 15466 | Public Service Co of Colorado | Electric Utility | 6th and Griffith St. | Georgetown | Clear Creek | Colorado | 80444 | hydroelectric | Hydroelectric = 1.6 MW | Conventional Hydroelectric | 1.2 | 1.6 |  |  |  |  | 1.6 | [7 empty] | EIA-860, EIA-860M and EIA-923 | 202406 | -105.6978 | 39.6919
-11820126.5054 | 4655166.2343 | 36133 | 474 | Salida | 15466 | Public Service Co of Colorado | Electric Utility | 16880 County Road 220 | Salida | Chaffee | Colorado | 81201 | hydroelectric | Hydroelectric = 0.6 MW | Conventional Hydroelectric | 0.6 | 0.6 |  |  |  |  | 0.6 | [7 empty] | EIA-860, EIA-860M and EIA-923 | 202406 | -106.182 | 38.5342
-11936441.2357 | 4803669.971 | 36134 | 476 | Shoshone (CO) | 15466 | Public Service Co of Colorado | Electric Utility | 60111 Highway 6 & 40 | Glenwood Springs | Garfield | Colorado | 81601 | hydroelectric | Hydroelectric = 15 MW | Conventional Hydroelectric | 14.4 | 15 |  |  |  |  | 15 | [7 empty] | EIA-860, EIA-860M and EIA-923 | 202406 | -107.2269 | 39.5701
-11711033.0704 | 4868776.3711 | 36135 | 477 | Valmont | 15466 | Public Service Co of Colorado | Electric Utility | 1800 N. 63rd St. | Boulder | Boulder | Colorado | 80302 | natural gas | Natural Gas = 43 MW | Natural Gas Fired Combustion Turbine | 59.3 | 43 | [6 empty] | 43 | [5 empty] | EIA-860, EIA-860M and EIA-923 | 202406 | -105.202 | 40.0195
-13079717.3417 | 4006574.2063 | 36136 | 479 | Temescal | 12397 | Metropolitan Water District of S CA | Electric Utility | Eagle Canyon Rd and Cajalco | Corona | Riverside | California | 91720 | hydroelectric | Hydroelectric = 2.8 MW | Conventional Hydroelectric | 2.9 | 2.8 |  |  |  |  | 2.8 | [7 empty] | EIA-860, EIA-860M and EIA-923 | 202406 | -117.4971 | 33.8343
-13092352.1039 | 4009878.1454 | 36137 | 480 | Corona | 12397 | Metropolitan Water District of S CA | Electric Utility | Adobe Avenue | Corona | Riverside | California | 91720 | hydroelectric | Hydroelectric = 2.8 MW | Conventional Hydroelectric | 2.9 | 2.8 |  |  |  |  | 2.8 | [7 empty] | EIA-860, EIA-860M and EIA-923 | 202406 | -117.6106 | 33.859
-13044763.0216 | 4006815.4353 | 36138 | 481 | Perris | 12397 | Metropolitan Water District of S CA | Electric Utility | 17801 Lake Perris Ave. | Perris | Riverside | California | 92555 | hydroelectric | Hydroelectric = 7.9 MW | Conventional Hydroelectric | 7.9 | 7.9 |  |  |  |  | 7.9 | [7 empty] | EIA-860, EIA-860M and EIA-923 | 202406 | -117.1831 | 33.8361
-13146739.4675 | 4029436.093 | 36139 | 482 | Rio Hondo | 12397 | Metropolitan Water District of S CA | Electric Utility | 9840 Milla Way | South Gate | Los Angeles | California | 90280 | hydroelectric | Hydroelectric = 1.9 MW | Conventional Hydroelectric | 1.9 | 1.9 |  |  |  |  | 1.9 | [7 empty] | EIA-860, EIA-860M and EIA-923 | 202406 | -118.0992 | 34.0047
-13130709.4608 | 4018726.4079 | 36140 | 483 | Coyote Creek | 12397 | Metropolitan Water District of S CA | Electric Utility | 627 S. Monte Vista | La Habra | Orange | California | 90631 | hydroelectric | Hydroelectric = 3.1 MW | Conventional Hydroelectric | 3.1 | 3.1 |  |  |  |  | 3.1 | [7 empty] | EIA-860, EIA-860M and EIA-923 | 202406 | -117.9552 | 33.9249
-13045408.6746 | 3947771.7413 | 36141 | 484 | Red Mountain | 12397 | Metropolitan Water District of S CA | Electric Utility | 3500 Mission Road | Fallbrook | San Diego | California | 92028 | hydroelectric | Hydroelectric = 5.9 MW | Conventional Hydroelectric | 5.9 | 5.9 |  |  |  |  | 5.9 | [7 empty] | EIA-860, EIA-860M and EIA-923 | 202406 | -117.1889 | 33.3944
-13116669.8467 | 4015395.7719 | 36142 | 487 | Valley View | 12397 | Metropolitan Water District of S CA | Electric Utility | 4226 Valley View Ave. | Yorba Linda | Orange | California | 92886 | hydroelectric | Hydroelectric = 4.1 MW | Conventional Hydroelectric | 4.1 | 4.1 |  |  |  |  | 4.1 | [7 empty] | EIA-860, EIA-860M and EIA-923 | 202406 | -117.829 | 33.9001
-13410725.8476 | 4530212.3372 | 36143 | 489 | Upper Dawson | 19281 | Turlock Irrigation District | Electric Utility | 707 La Grange Dam Road | La Grange | Tuolumne | California | 95329 | hydroelectric | Hydroelectric = 5.5 MW | Conventional Hydroelectric | 4.4 | 5.5 |  |  |  |  | 5.5 | [7 empty] | EIA-860, EIA-860M and EIA-923 | 202406 | -120.4706 | 37.6508
-11669993.2477 | 4696555.7884 | 36144 | 492 | South Plant | 3989 | City of Colorado Springs - (CO) | Electric Utility | 700 S Conejos St | Colorado Springs | El Paso | Colorado | 80903 | natural gas | Natural Gas = 150 MW | Natural Gas Fired Combustion Turbine | 245.1 | 150 | [6 empty] | 150 | [5 empty] | EIA-860, EIA-860M and EIA-923 | 202406 | -104.8333 | 38.8244
-11668168.8326 | 4704695.7774 | 36145 | 493 | George Birdsall | 3989 | City of Colorado Springs - (CO) | Electric Utility | 213 Nichols Blvd. | Colorado Springs | El Paso | Colorado | 80907 | natural gas | Natural Gas = 55 MW | Natural Gas Steam Turbine | 61.1 | 55 | [6 empty] | 55 | [5 empty] | EIA-860, EIA-860M and EIA-923 | 202406 | -104.8169 | 38.8814
-11681094.3613 | 4701002.2779 | 36146 | 494 | Manitou Springs | 3989 | City of Colorado Springs - (CO) | Electric Utility | 540 Ruxton Avenue | Manitou Spring | El Paso | Colorado | 80829 | hydroelectric | Hydroelectric = 5.5 MW | Conventional Hydroelectric | 5.6 | 5.5 |  |  |  |  | 5.5 | [7 empty] | EIA-860, EIA-860M and EIA-923 | 202406 | -104.9331 | 38.8556
-11685630.1853 | 4698972.3041 | 36147 | 495 | Ruxton Park | 3989 | City of Colorado Springs - (CO) | Electric Utility | 100 Knull Drive | Manitou Spring | El Paso | Colorado | 80829 | hydroelectric | Hydroelectric = 1 MW | Conventional Hydroelectric | 1 | 1 |  |  |  |  | 1 | [7 empty] | EIA-860, EIA-860M and EIA-923 | 202406 | -104.9738 | 38.8414
-11362787.7433 | 4584048.6592 | 36148 | 502 | Holly | 8751 | Town of Holly - (CO) | Electric Utility | Tony Garcia Drive PO Box 458 | Holly | Prowers | Colorado | 81047 | petroleum | Petroleum = 2.7 MW | Petroleum Liquids | 2.9 | 2.7 | [8 empty] | 2.7 |  |  |  | EIA-860, EIA-860M and EIA-923 | 202406 | -102.0737 | 38.0327
-11385701.8586 | 5005043.1645 | 36149 | 504 | Julesburg | 9928 | City of Julesburg - (CO) | Electric Utility | 222 East First St | Julesburg | Sedgwick | Colorado | 80737 | petroleum | Petroleum = 2.2 MW | Petroleum Liquids | 2.8 | 2.2 | [8 empty] | 2.2 |  |  |  | EIA-860, EIA-860M and EIA-923 | 202406 | -102.2795 | 40.9505
-12042269.2247 | 5375794.0692 | 36150 | 505 | Boysen | 2518 | U S Bureau of Reclamation | Electric Utility | n/a | Thermopolis | Fremont | Wyoming | 82649 | hydroelectric | Hydroelectric = 17.2 MW | Conventional Hydroelectric | 15 | 17.2 |  |  |  |  | 17.2 | [7 empty] | EIA-860, EIA-860M and EIA-923 | 202406 | -108.1775 | 43.4179
-11489941.4298 | 4588569.7891 | 36151 | 507 | Las Animas | 10730 | City of Las Animas - (CO) | Electric Utility | 733 Moore Ave | Las Animas | Bent | Colorado | 81054 | petroleum | Petroleum = 5.1 MW | Petroleum Liquids | 5.6 | 5.1 | [8 empty] | 5.1 |  |  |  | EIA-860, EIA-860M and EIA-923 | 202406 | -103.2159 | 38.0647
-11414468.4848 | 4584134.8706 | 36152 | 508 | Lamar Plant | 10633 | City of Lamar - (CO) | Electric Utility | 100 North Second Street | Lamar | Prowers | Colorado | 81052 | wind | Petroleum = 2 MW, Wind = 5.5 MW | Petroleum Liquids; Onshore Wind Turbine; | 8 | 7.5 | [8 empty] | 2 |  | 5.5 |  | EIA-860, EIA-860M and EIA-923 | 202406 | -102.5379 | 38.0333
-13665124.2799 | 4691678.2048 | 36153 | 510 | Sonoma California Geothermal | 7160 | Geysers Power Co LLC | IPP Non-CHP | 10350 Socrates Mine Road | Middletown | Lake | California | 95461 | geothermal | Geothermal = 50MW | Geothermal | 78 | 50 |  |  |  | 50 | [8 empty] | EIA-860, EIA-860M and EIA-923 | 202406 | -122.7559 | 38.7903
-11631494.4037 | 4464083.6008 | 36154 | 511 | Trinidad (CO) | 19204 | City of Trinidad - (CO) | Electric Utility | 1925 E Main St | Trinidad | Las Animas | Colorado | 81082 | petroleum | Natural Gas = 3.8 MW, Petroleum = 5.4 MW | Natural Gas Internal Combustion Engine; Petroleum Liquids; | 9.2 | 9.2 | [6 empty] | 3.8 |  | 5.4 |  |  |  | EIA-860, EIA-860M and EIA-923 | 202406 | -104.4875 | 37.179
-11948753.9506 | 4643645.8082 | 36155 | 512 | Blue Mesa | 2518 | U S Bureau of Reclamation | Electric Utility | n/a | Gunnison | Gunnison | Colorado | 81401 | hydroelectric | Hydroelectric = 86.4 MW | Conventional Hydroelectric | 86.4 | 86.4 |  |  |  |  | 86.4 | [7 empty] | EIA-860, EIA-860M and EIA-923 | 202406 | -107.3375 | 38.4532
-11745282.1816 | 4920845.624 | 36156 | 513 | Estes | 2518 | U S Bureau of Reclamation | Electric Utility | n/a | Estes Park | Larimer | Colorado | 80517 | hydroelectric | Hydroelectric = 51.6 MW | Conventional Hydroelectric | 45 | 51.6 |  |  |  |  | 51.6 | [7 empty] | EIA-860, EIA-860M and EIA-923 | 202406 | -105.5097 | 40.3768
-11971220.0049 | 4643441.3994 | 36157 | 514 | Morrow Point | 2518 | U S Bureau of Reclamation | Electric Utility | n/a | Montrose | Montrose | Colorado | 81401 | hydroelectric | Hydroelectric = 173.2 MW | Conventional Hydroelectric | 173.2 | 173.2 |  |  |  |  | 173.2 | [7 empty] | EIA-860, EIA-860M and EIA-923 | 202406 | -107.5393 | 38.4518
-11713460.2806 | 4927315.319 | 36158 | 515 | Big Thompson | 2518 | U S Bureau of Reclamation | Electric Utility | n/a | Loveland | Larimer | Colorado | 80538 | hydroelectric | Hydroelectric = 5.2 MW | Conventional Hydroelectric | 4.5 | 5.2 |  |  |  |  | 5.2 | [7 empty] | EIA-860, EIA-860M and EIA-923 | 202406 | -105.2238 | 40.421
-11836904.8017 | 4848346.1504 | 36159 | 516 | Green Mountain | 2518 | U S Bureau of Reclamation | Electric Utility | n/a | Kremmling | Summit | Colorado | 80459 | hydroelectric | Hydroelectric = 26 MW | Conventional Hydroelectric | 26 | 26 |  |  |  |  | 26 | [7 empty] | EIA-860, EIA-860M and EIA-923 | 202406 | -106.3327 | 39.8788
-11748025.4278 | 4916069.7533 | 36160 | 517 | Marys Lake | 2518 | U S Bureau of Reclamation | Electric Utility | n/a | Estes Park | Larimer | Colorado | 80517 | hydroelectric | Hydroelectric = 9.3 MW | Conventional Hydroelectric | 8.1 | 9.3 |  |  |  |  | 9.3 | [7 empty] | EIA-860, EIA-860M and EIA-923 | 202406 | -105.5343 | 40.3441
-11714821.4953 | 4919125.1321 | 36161 | 518 | Flatiron | 2518 | U S Bureau of Reclamation | Electric Utility | n/a | Loveland | Larimer | Colorado | 80539 | hydroelectric | Pumped Storage = 8.5 MW,Hydroelectric = 86 MW | Hydroelectric Pumped Storage; Conventional Hydroelectric; | 94.5 | 94.5 |  |  |  |  | 86 | 8.5 | [6 empty] | EIA-860, EIA-860M and EIA-923 | 202406 | -105.236 | 40.365
-11724733.6054 | 4919133.8982 | 36162 | 519 | Pole Hill | 2518 | U S Bureau of Reclamation | Electric Utility | n/a | Loveland | Larimer | Colorado | 80537 | hydroelectric | Hydroelectric = 38.2 MW | Conventional Hydroelectric | 38.2 | 38.2 |  |  |  |  | 38.2 | [7 empty] | EIA-860, EIA-860M and EIA-923 | 202406 | -105.3251 | 40.3651
-12027412.8594 | 4749449.7917 | 36163 | 520 | Lower Molina | 2518 | U S Bureau of Reclamation | Electric Utility | n/a | Molina | Mesa | Colorado | 81401 | hydroelectric | Hydroelectric = 5.6 MW | Conventional Hydroelectric | 5.6 | 5.6 |  |  |  |  | 5.6 | [7 empty] | EIA-860, EIA-860M and EIA-923 | 202406 | -108.0441 | 39.1937
-12023036.7789 | 4742291.8187 | 36164 | 521 | Upper Molina | 2518 | U S Bureau of Reclamation | Electric Utility | n/a | Molina | Mesa | Colorado | 81401 | hydroelectric | Hydroelectric = 9.9 MW | Conventional Hydroelectric | 9.9 | 9.9 |  |  |  |  | 9.9 | [7 empty] | EIA-860, EIA-860M and EIA-923 | 202406 | -108.0048 | 39.1438
-11931779.6207 | 4936761.3166 | 36165 | 525 | Hayden | 15466 | Public Service Co of Colorado | Electric Utility | 13125 U.S. Highway 40 | Hayden | Routt | Colorado | 81639 | coal | Coal = 441 MW | Conventional Steam Coal | 465.4 | 441 |  |  | 441 | [9 empty] | EIA-860, EIA-860M and EIA-923 | 202406 | -107.185 | 40.4856
-13504942.8797 | 4728664.4531 | 36166 | 531 | Sacramento Municipal Util Dist | 16534 | Sacramento Municipal Util Dist | Electric Utility | PO Box 15830 / 6201 S Street | Sacramento | Placer | California | 95817 | hydroelectric | Hydroelectric = 7.2 MW | Conventional Hydroelectric | 7.2 | 7.2 |  |  |  |  | 7.2 | [7 empty] | EIA-860, EIA-860M and EIA-923 | 202406 | -121.317 | 39.0488
-9626514.2683 | 3684839.6994 | 36167 | 533 | McWilliams | 189 | PowerSouth Energy Cooperative | Electric Utility | 28570 US 29 North | Gantt | Covington | Alabama | 36038 | natural gas | Natural Gas = 664 MW | Natural Gas Fired Combined Cycle | 654 | 664 | [6 empty] | 664 | [5 empty] | EIA-860, EIA-860M and EIA-923 | 202406 | -86.4764 | 31.4003
-13400849.9163 | 4700248.5303 | 36168 | 534 | Jones Fork | 16534 | Sacramento Municipal Util Dist | Electric Utility | Ice House Rd | Fresh Pond | El Dorado | California | 95725 | hydroelectric | Hydroelectric = 10 MW | Conventional Hydroelectric | 10 | 10 |  |  |  |  | 10 | [7 empty] | EIA-860, EIA-860M and EIA-923 | 202406 | -120.3819 | 38.8503
-13513444.3492 | 4672049.6397 | 36169 | 535 | McClellan (CA) | 16534 | Sacramento Municipal Util Dist | Electric Utility | Watt Ave | Sacramento | Sacramento | California | 95652 | natural gas | Natural Gas = 77 MW | Natural Gas Fired Combustion Turbine | 77 | 77 | [6 empty] | 77 | [5 empty] | EIA-860, EIA-860M and EIA-923 | 202406 | -121.3933 | 38.6527
-13472385.7135 | 4611514.7757 | 36170 | 537 | Camanche | 5571 | East Bay Municipal Util Dist | Electric Utility | McIntire Rd | Clements & Wallace | San Joaquin | California | 95227 | hydroelectric | Hydroelectric = 10.5 MW | Conventional Hydroelectric | 10.8 | 10.5 |  |  |  |  | 10.5 | [7 empty] | EIA-860, EIA-860M and EIA-923 | 202406 | -121.0245 | 38.2268
-8174735.6745 | 5098658.5705 | 36171 | 539 | Rocky River (CT) | 54895 | FirstLight Power Resources Services LLC | IPP Non-CHP | 200 Kent Road | New Milford | Litchfield | Connecticut | 6776 | pumped storage | Pumped Storage = 29.4 MW | Hydroelectric Pumped Storage | 31 | 29.4 | [5 empty] | 29.4 | [6 empty] | EIA-860, EIA-860M and EIA-923 | 202406 | -73.4349 | 41.5826
-8103413.2767 | 5055581.5509 | 36172 | 540 | Branford | 22379 | Connecticut Jet Power LLC | IPP Non-CHP | Route 1 | Branford | New Haven | Connecticut | 6450 | petroleum | Petroleum = 17.4 MW | Petroleum Liquids | 21.8 | 17.4 | [8 empty] | 17.4 |  |  |  | EIA-860, EIA-860M and EIA-923 | 202406 | -72.7942 | 41.2925
-8181090.2363 | 5110042.2299 | 36173 | 541 | Bulls Bridge | 54895 | FirstLight Power Resources Services LLC | IPP Non-CHP | 781 Kent Road | New Milford | Litchfield | Connecticut | 6776 | hydroelectric | Hydroelectric = 8.4 MW | Conventional Hydroelectric | 7.2 | 8.4 |  |  |  |  | 8.4 | [7 empty] | EIA-860, EIA-860M and EIA-923 | 202406 | -73.492 | 41.659
-8192992.0709 | 5016605.3422 | 36174 | 542 | Cos Cob | 22379 | Connecticut Jet Power LLC | IPP Non-CHP | Sound Shore Drive | Greenwich | Fairfield | Connecticut | 6430 | petroleum | Petroleum = 95.6 MW | Petroleum Liquids | 115 | 95.6 | [8 empty] | 95.6 |  |  |  | EIA-860, EIA-860M and EIA-923 | 202406 | -73.5989 | 41.0289
-8138453.9807 | 5043336.097 | 36175 | 544 | Devon Station | 22350 | Devon Power LLC | IPP Non-CHP | 734 Naugatuck Avenue | Milford | New Haven | Connecticut | 6460 | petroleum | Petroleum = 132.4 MW | Petroleum Liquids | 222.6 | 132.4 | [8 empty] | 132.4 |  |  |  | EIA-860, EIA-860M and EIA-923 | 202406 | -73.109 | 41.2098
-8026346.7932 | 5075692.8661 | 36176 | 546 | Montville Station | 22380 | NRG Montville Operations Inc | IPP Non-CHP | 74 Lathrop Road | Uncasville | New London | Connecticut | 6382 | petroleum | Natural Gas = 81 MW, Petroleum = 415.4 MW | Natural Gas Steam Turbine; Petroleum Liquids; | 495.3 | 496.4 | [6 empty] | 81 |  | 415.4 |  |  |  | EIA-860, EIA-860M and EIA-923 | 202406 | -72.1019 | 41.4281
-8067506.3957 | 5252900.3267 | 36177 | 547 | Northfield Mountain | 58185 | FirstLight Power Resources, Inc. - MA | IPP Non-CHP | 99 Millers Falls Road | Northfield | Franklin | Massachusetts | 1360 | pumped storage | Pumped Storage = 1168 MW | Hydroelectric Pumped Storage | 1168 | 1168 | [5 empty] | 1168 | [6 empty] | EIA-860, EIA-860M and EIA-923 | 202406 | -72.4716 | 42.6107
-13148062.9449 | 6210684.183 | 36178 | 550 | Kettle Falls Generating Station | 20169 | Avista Corp | Electric Utility | 1151 Hyw. 395 N. | Kettle Falls | Stevens | Washington | 99141 | biomass | Biomass = 50 MW, Natural Gas = 6.2 MW | Wood/Wood Waste Biomass; Natural Gas Fired Combustion Turbine; | 57.9 | 56.2 |  | 50 |  |  |  |  | 6.2 | [5 empty] | EIA-860, EIA-860M and EIA-923 | 202406 | -118.1111 | 48.6203
-8028595.4469 | 5110944.3149 | 36179 | 551 | Scotland Dam | 54895 | FirstLight Power Resources Services LLC | IPP Non-CHP | 695 Jerusalem Road | Windham | Windham | Connecticut | 6280 | hydroelectric | Hydroelectric = 1.7 MW | Conventional Hydroelectric | 2 | 1.7 |  |  |  |  | 1.7 | [7 empty] | EIA-860, EIA-860M and EIA-923 | 202406 | -72.1221 | 41.6651
-8159197.8112 | 5078710.2126 | 36180 | 552 | Shepaug | 54895 | FirstLight Power Resources Services LLC | IPP Non-CHP | 2225 River Road | Southbury | New Haven | Connecticut | 6488 | hydroelectric | Hydroelectric = 41.5 MW | Conventional Hydroelectric | 37.2 | 41.5 |  |  |  |  | 41.5 | [7 empty] | EIA-860, EIA-860M and EIA-923 | 202406 | -73.2953 | 41.4484
-8145402.9886 | 5069043.7828 | 36181 | 553 | Stevenson | 54895 | FirstLight Power Resources Services LLC | IPP Non-CHP | 1 Roosevelt Drive | Monroe | Fairfield | Connecticut | 6468 | hydroelectric | Hydroelectric = 28.9 MW | Conventional Hydroelectric | 30.5 | 28.9 |  |  |  |  | 28.9 | [7 empty] | EIA-860, EIA-860M and EIA-923 | 202406 | -73.1714 | 41.3833
-8020101.7698 | 5097155.5766 | 36182 | 554 | Taftville | 54895 | FirstLight Power Resources Services LLC | IPP Non-CHP | 607 Norwich Avenue | Taftville | New London | Connecticut | 6380 | hydroelectric | Hydroelectric = 2 MW | Conventional Hydroelectric | 1.6 | 2 |  |  |  |  | 2 | [7 empty] | EIA-860, EIA-860M and EIA-923 | 202406 | -72.0458 | 41.5725
-8019659.7201 | 5094615.1585 | 36183 | 557 | Tunnel | 54895 | FirstLight Power Resources Services LLC | IPP Non-CHP | 72 Roosevelt Drive | Preston | New London | Connecticut | 6365 | petroleum | Hydroelectric = 1.6 MW, Petroleum = 16.5 MW | Conventional Hydroelectric; Petroleum Liquids; | 20.5 | 18.1 |  |  |  |  | 1.6 |  |  |  | 16.5 |  |  |  | EIA-860, EIA-860M and EIA-923 | 202406 | -72.0418 | 41.5554
-8092216.317 | 5148302.0219 | 36184 | 559 | Rainbow (CT) | 6207 | Farmington River Power Company | Electric Utility | 347 Rainbow Road | Windsor | Hartford | Connecticut | 6095 | hydroelectric | Hydroelectric = 8 MW | Conventional Hydroelectric | 8 | 8 |  |  |  |  | 8 | [7 empty] | EIA-860, EIA-860M and EIA-923 | 202406 | -72.6936 | 41.9153
-8167432.7819 | 5154581.1442 | 36185 | 560 | Falls Village | 54895 | FirstLight Power Resources Services LLC | IPP Non-CHP | 35 Water Street | Falls Village | Litchfield | Connecticut | 6031 | hydroelectric | Hydroelectric = 9.9 MW | Conventional Hydroelectric | 9 | 9.9 |  |  |  |  | 9.9 | [7 empty] | EIA-860, EIA-860M and EIA-923 | 202406 | -73.3693 | 41.9573
-8139265.6111 | 5130909.4986 | 36186 | 561 | Franklin Drive | 22379 | Connecticut Jet Power LLC | IPP Non-CHP | Franklin Drive | Torrington | Litchfield | Connecticut | 6790 | petroleum | Petroleum = 16.1 MW | Petroleum Liquids | 21.8 | 16.1 | [8 empty] | 16.1 |  |  |  | EIA-860, EIA-860M and EIA-923 | 202406 | -73.1163 | 41.7989
-8079465.6712 | 5094543.605 | 36187 | 562 | Middletown | 12490 | Middletown Power LLC | IPP Non-CHP | 1866 River Road | Middletown | Middlesex | Connecticut | 6457 | petroleum | Natural Gas = 353 MW, Petroleum = 417.2 MW | Natural Gas Steam Turbine; Petroleum Liquids; | 786.4 | 770.2 | [6 empty] | 353 |  | 417.2 |  |  |  | EIA-860, EIA-860M and EIA-923 | 202406 | -72.5791 | 41.5549
-9035558.1648 | 3309905.3294 | 36188 | 564 | Stanton Energy Center | 14610 | Orlando Utilities Comm | Electric Utility | 5100 S. Alafaya Trail | Orlando | Orange | Florida | 32831 | coal | Coal = 922.7 MW, Natural Gas = 292 MW | Conventional Steam Coal; Natural Gas Fired Combined Cycle; | 1262 | 1214.7 |  |  | 922.7 |  |  |  | 292 | [5 empty] | EIA-860, EIA-860M and EIA-923 | 202406 | -81.1678 | 28.4822
-8139779.7959 | 5127500.4356 | 36189 | 565 | Torrington Terminal | 22379 | Connecticut Jet Power LLC | IPP Non-CHP | South Main St | Torrington | Litchfield | Connecticut | 6790 | petroleum | Petroleum = 17.4 MW | Petroleum Liquids | 21.8 | 17.4 | [8 empty] | 17.4 |  |  |  | EIA-860, EIA-860M and EIA-923 | 202406 | -73.1209 | 41.7761
-8033671.6157 | 5058278.4246 | 36190 | 566 | Millstone | 5221 | Dominion Energy Nuclear Conn Inc | IPP Non-CHP | 314 Rope Ferry Road | Waterford | New London | Connecticut | 6385 | nuclear | Nuclear = 2081.2 MW | Nuclear | 2259.9 | 2081.2 | [7 empty] | 2081.2 |  |  |  |  | EIA-860, EIA-860M and EIA-923 | 202406 | -72.1677 | 41.3107
-8146850.142 | 5037537.7842 | 36191 | 568 | Bridgeport Station | 65448 | Generation Bridge II Connecticut, LLC | IPP Non-CHP | 2 Atlantic Street | Bridgeport | Fairfield | Connecticut | 6604 | natural gas | Natural Gas = 482.8 MW | Natural Gas Fired Combined Cycle | 576.3 | 482.8 | [6 empty] | 482.8 | [5 empty] | EIA-860, EIA-860M and EIA-923 | 202406 | -73.1844 | 41.1706
-8252322.7992 | 5135371.0038 | 36192 | 579 | Central Hudson High Falls | 3249 | Central Hudson Gas & Elec Corp | Electric Utility | Route 213 | High Falls | Ulster | New York | 12440 | hydroelectric | Hydroelectric = 3.2 MW | Conventional Hydroelectric | 3.2 | 3.2 |  |  |  |  | 3.2 | [7 empty] | EIA-860, EIA-860M and EIA-923 | 202406 | -74.1319 | 41.8288
-8020673.5067 | 5092165.388 | 36193 | 583 | Tenth Street | 13831 | City of Norwich - (CT) | Electric Utility | 10th Street | Norwich | New London | Connecticut | 6360 | hydroelectric | Hydroelectric = 1 MW | Conventional Hydroelectric | 1.4 | 1 |  |  |  |  | 1 | [7 empty] | EIA-860, EIA-860M and EIA-923 | 202406 | -72.0509 | 41.539
-11979435.4947 | 4412113.9799 | 36194 | 584 | Navajo Dam | 6204 | City of Farmington - (NM) | Electric Utility | Reservoir Outlet | Farmington | San Juan | New Mexico | 87401 | hydroelectric | Hydroelectric = 30 MW | Conventional Hydroelectric | 30 | 30 |  |  |  |  | 30 | [7 empty] | EIA-860, EIA-860M and EIA-923 | 202406 | -107.6131 | 36.8061
-12795359.0495 | 3857087.4108 | 36195 | 585 | Drop 1 | 9216 | Imperial Irrigation District | Electric Utility | Interstate 8 | Holtville | Imperial | California | 92250 | hydroelectric | Hydroelectric = 3.8 MW | Conventional Hydroelectric | 5.7 | 3.8 |  |  |  |  | 3.8 | [7 empty] | EIA-860, EIA-860M and EIA-923 | 202406 | -114.9427 | 32.7116
-12833183.6314 | 3855478.7221 | 36196 | 586 | East Highline | 9216 | Imperial Irrigation District | Electric Utility | 2898 Highway 98 | Holtville | Imperial | California | 92250 | hydroelectric | Hydroelectric = 1 MW | Conventional Hydroelectric | 2.4 | 1 |  |  |  |  | 1 | [7 empty] | EIA-860, EIA-860M and EIA-923 | 202406 | -115.2824 | 32.6995
-8149483.5159 | 5541851.886 | 36197 | 589 | J C McNeil | 2548 | City of Burlington Electric - (VT) | Electric Utility | 111 Intervale Road | Burlington | Chittenden | Vermont | 5401 | biomass | Biomass = 52 MW | Wood/Wood Waste Biomass | 59.5 | 52 |  | 52 | [10 empty] | EIA-860, EIA-860M and EIA-923 | 202406 | -73.2081 | 44.4917
-8408751.508 | 4826812.7884 | 36198 | 591 | Christiana | 56609 | Calpine Mid-Atlantic Generation LLC | IPP Non-CHP | Christiana Ave & Lobdell St | Wilmington | New Castle | Delaware | 19801 | petroleum | Petroleum = 50 MW | Petroleum Liquids | 55 | 50 | [8 empty] | 50 |  |  |  | EIA-860, EIA-860M and EIA-923 | 202406 | -75.5371 | 39.7302
-8418738.0908 | 4808043.4389 | 36199 | 592 | Delaware City 10 | 56609 | Calpine Mid-Atlantic Generation LLC | IPP Non-CHP | Rt 9 & River Road | Delaware City | New Castle | Delaware | 19706 | petroleum | Petroleum = 18 MW | Petroleum Liquids | 18.5 | 18 | [8 empty] | 18 |  |  |  | EIA-860, EIA-860M and EIA-923 | 202406 | -75.6268 | 39.6004
-8405049.0217 | 4828066.3758 | 36200 | 593 | Edge Moor | 56609 | Calpine Mid-Atlantic Generation LLC | IPP Non-CHP | 200 Hay Road | Wilmington | New Castle | Delaware | 19809 | natural gas | Natural Gas = 695 MW, Petroleum = 12 MW | Natural Gas Steam Turbine; Petroleum Liquids; | 710.3 | 707 | [6 empty] | 695 |  | 12 |  |  |  | EIA-860, EIA-860M and EIA-923 | 202406 | -75.5038 | 39.7389
-8375021.7023 | 4662499.2098 | 36201 | 594 | Indian River Generating Station | 9332 | Indian River Operations Inc | IPP Non-CHP | 29416 Power Plant Road | Dagsboro | Sussex | Delaware | 19939 | coal | Coal = 410 MW, Petroleum = 16.1 MW | Conventional Steam Coal; Petroleum Liquids; | 464.1 | 426.1 |  |  | 410 | [5 empty] | 16.1 |  |  |  | EIA-860, EIA-860M and EIA-923 | 202406 | -75.2341 | 38.5857
-8418970.6373 | 4826537.773 | 36202 | 597 | West Station (DE) | 56609 | Calpine Mid-Atlantic Generation LLC | IPP Non-CHP | Route 41 | Wilmington | New Castle | Delaware | 19808 | petroleum | Petroleum = 15 MW | Petroleum Liquids | 16.2 | 15 | [8 empty] | 15 |  |  |  | EIA-860, EIA-860M and EIA-923 | 202406 | -75.6289 | 39.7283
-8520076.6761 | 4747785.6258 | 36203 | 602 | Brandon Shores | 60421 | Brandon Shores LLC | IPP Non-CHP | 1000 Brandon Shores Rd | Baltimore | Anne Arundel | Maryland | 21226 | coal | Coal = 1273 MW | Conventional Steam Coal | 1370.2 | 1273 |  |  | 1273 | [9 empty] | EIA-860, EIA-860M and EIA-923 | 202406 | -76.5372 | 39.1821
-13629490.9109 | 6183021.4891 | 36204 | 607 | Fredonia | 15500 | Puget Sound Energy Inc | Electric Utility | 13085 Ball Road | Mt Vernon | Skagit | Washington | 98233 | natural gas | Natural Gas = 280 MW | Natural Gas Fired Combustion Turbine | 376 | 280 | [6 empty] | 280 | [5 empty] | EIA-860, EIA-860M and EIA-923 | 202406 | -122.4358 | 48.4558
-8990651.8822 | 3308334.9823 | 36205 | 609 | Cape Canaveral | 6452 | Florida Power & Light Co | Electric Utility | 6000 North US Hwy 1 | Cocoa | Brevard | Florida | 32927 | natural gas | Natural Gas = 1290 MW | Natural Gas Fired Combined Cycle | 1295 | 1290 | [6 empty] | 1290 | [5 empty] | EIA-860, EIA-860M and EIA-923 | 202406 | -80.7644 | 28.4698
-9104053.0475 | 3085629.2573 | 36206 | 612 | Fort Myers | 6452 | Florida Power & Light Co | Electric Utility | 10650 State Rd 80 | Ft. Myers | Lee | Florida | 33902 | natural gas | Natural Gas = 2627.5 MW, Petroleum = 108 MW | Natural Gas Fired Combined Cycle; Natural Gas Fired Combustion Turbine; Petroleum Liquids | 2680.9 | 2735.5 | [6 empty] | 2627.5 |  | 108 |  |  |  | EIA-860, EIA-860M and EIA-923 | 202406 | -81.7831 | 26.6967
-8927645.0504 | 3007579.831 | 36207 | 613 | Lauderdale | 6452 | Florida Power & Light Co | Electric Utility | 4300 SW 42nd Avenue | Ft. Lauderdale | Broward | Florida | 33314 | natural gas | Natural Gas = 1223.6 MW | Natural Gas Fired Combustion Turbine | 1215.9 | 1223.6 | [6 empty] | 1223.6 | [5 empty] | EIA-860, EIA-860M and EIA-923 | 202406 | -80.1984 | 26.0686
-8919507.5957 | 3009686.7385 | 36208 | 617 | Port Everglades | 6452 | Florida Power & Light Co | Electric Utility | 8100 Eisenhower Blvd | Ft. Lauderdale | Broward | Florida | 33316 | natural gas | Natural Gas = 1237 MW | Natural Gas Fired Combined Cycle | 1352 | 1237 | [6 empty] | 1237 | [5 empty] | EIA-860, EIA-860M and EIA-923 | 202406 | -80.1253 | 26.0856
-8911403.5367 | 3094179.5619 | 36209 | 619 | Riviera | 6452 | Florida Power & Light Co | Electric Utility | 200-300 Broadway | Riviera Beach | Palm Beach | Florida | 33404 | natural gas | Natural Gas = 1290 MW | Natural Gas Fired Combined Cycle | 1295 | 1290 | [6 empty] | 1290 | [5 empty] | EIA-860, EIA-860M and EIA-923 | 202406 | -80.0525 | 26.7653
-9053124.3805 | 3355538.7955 | 36210 | 620 | Sanford | 6452 | Florida Power & Light Co | Electric Utility | 950 S Hwy 17-92 | DeBary | Volusia | Florida | 32713 | natural gas | Natural Gas = 2352 MW | Natural Gas Fired Combined Cycle | 2377.8 | 2352 | [6 empty] | 2352 | [5 empty] | EIA-860, EIA-860M and EIA-923 | 202406 | -81.3256 | 28.8419
-8942383.751 | 2929343.8518 | 36211 | 621 | Turkey Point | 6452 | Florida Power & Light Co | Electric Utility | 9700 SW 344th Street | Homestead | Miami Dade | Florida | 33035 | nuclear | Natural Gas = 1254.1 MW,Nuclear = 1698 MW | Natural Gas Fired Combined Cycle; Nuclear; | 2861.2 | 2952.1 | [6 empty] | 1254.1 | 1698 |  |  |  |  | EIA-860, EIA-860M and EIA-923 | 202406 | -80.3308 | 25.4356
-13556858.6167 | 6056952.0719 | 36212 | 622 | South Fork Tolt | 16868 | City of Seattle - (WA) | Electric Utility | 20030 Cedar Falls Road S.E. | North Bend | King | Washington | 98045 | hydroelectric | Hydroelectric = 16.8 MW | Conventional Hydroelectric | 16.8 | 16.8 |  |  |  |  | 16.8 | [7 empty] | EIA-860, EIA-860M and EIA-923 | 202406 | -121.7833 | 47.6992
-8202075.7414 | 5298678.1234 | 36213 | 625 | Upper Mechanicville | 13511 | New York State Elec & Gas Corp | Electric Utility | 40 Hudson Avenue | Town of Stillwater | Saratoga | New York | 12170 | hydroelectric | Hydroelectric = 18.4 MW | Conventional Hydroelectric | 16.4 | 18.4 |  |  |  |  | 18.4 | [7 empty] | EIA-860, EIA-860M and EIA-923 | 202406 | -73.6805 | 42.9126
-13487628.6914 | 4876892.1661 | 36214 | 626 | Oak Flat | 14328 | Pacific Gas & Electric Co. | Electric Utility | 1000 Caribou Road | Belden | Plumas | California | 95956 | hydroelectric | Hydroelectric = 1.3 MW | Conventional Hydroelectric | 1.4 | 1.3 |  |  |  |  | 1.3 | [7 empty] | EIA-860, EIA-860M and EIA-923 | 202406 | -121.1614 | 40.0753
-9198917.0685 | 3218504.2893 | 36215 | 627 | Bayboro | 6455 | Duke Energy Florida, LLC | Electric Utility | 263 13th Avenue South | St. Petersburg | Pinellas | Florida | 33701 | petroleum | Petroleum = 150.5 MW | Petroleum Liquids | 226.8 | 150.5 | [8 empty] | 150.5 |  |  |  | EIA-860, EIA-860M and EIA-923 | 202406 | -82.6353 | 27.7581
-9205865.8538 | 3371268.4139 | 36216 | 628 | Crystal River | 6455 | Duke Energy Florida, LLC | Electric Utility | 15760 West Powerline Street | Crystal River | Citrus | Florida | 34428 | natural gas | Coal = 1410 MW, Natural Gas = 1617 MW | Conventional Steam Coal; Natural Gas Fired Combined Cycle; | 3449 | 3027 |  |  | 1410 |  |  |  | 1617 | [5 empty] | EIA-860, EIA-860M and EIA-923 | 202406 | -82.6977 | 28.9656
-13480009.0949 | 4698090.2308 | 36217 | 632 | Newcastle | 14328 | Pacific Gas & Electric Co. | Electric Utility | Newcastle- Rocklin Road | Auburn | Placer | California | 95603 | hydroelectric | Hydroelectric = 11.5 MW | Conventional Hydroelectric | 12.7 | 11.5 |  |  |  |  | 11.5 | [7 empty] | EIA-860, EIA-860M and EIA-923 | 202406 | -121.093 | 38.8352
-9195185.7505 | 3231275.8814 | 36218 | 634 | P L Bartow | 6455 | Duke Energy Florida, LLC | Electric Utility | 1601 Weedon Island Drive | St. Petersburg | Pinellas | Florida | 33702 | natural gas | Natural Gas = 1198 MW, Petroleum = 82 MW | Natural Gas Fired Combined Cycle; Natural Gas Fired Combustion Turbine; Petroleum Liquids | 1475.6 | 1280 | [6 empty] | 1198 |  | 82 |  |  |  | EIA-860, EIA-860M and EIA-923 | 202406 | -82.6018 | 27.8595
-9259617.1378 | 3552023.4712 | 36219 | 638 | Suwannee River | 6455 | Duke Energy Florida, LLC | Electric Utility | 4037 River Road | Live Oak | Suwannee | Florida | 32060 | natural gas | Natural Gas = 97 MW, Petroleum = 48 MW | Natural Gas Fired Combustion Turbine; Petroleum Liquids; | 197.7 | 145 | [6 empty] | 97 |  | 48 |  |  |  | EIA-860, EIA-860M and EIA-923 | 202406 | -83.1806 | 30.3764
-9709775.7927 | 3576526.2509 | 36220 | 641 | Gulf Clean Energy Center | 6452 | Florida Power & Light Co | Electric Utility | 11999 Pate Street | Pensacola | Escambia | Florida | 32514 | natural gas | Natural Gas = 1858.2 MW | Natural Gas Fired Combustion Turbine; Natural Gas Steam Turbine; | 2107.5 | 1858.2 | [6 empty] | 1858.2 | [5 empty] | EIA-860, EIA-860M and EIA-923 | 202406 | -87.2244 | 30.5661
-9540113.7568 | 3538122.8044 | 36221 | 643 | Lansing Smith | 6452 | Florida Power & Light Co | Electric Utility | 4300 Highway 2300 | Southport | Bay | Florida | 32409 | natural gas | Natural Gas = 660 MW, Petroleum = 32 MW | Natural Gas Fired Combined Cycle; Petroleum Liquids; | 661.5 | 692 | [6 empty] | 660 |  | 32 |  |  |  | EIA-860, EIA-860M and EIA-923 | 202406 | -85.7003 | 30.2686
-9173126.7915 | 3223076.9755 | 36222 | 645 | Big Bend | 18454 | Tampa Electric Co | Electric Utility | 13031 Wyandotte Road | Apollo Beach | Hillsborough | Florida | 33572 | natural gas | Battery = 12.6 MW, Coal = 437 MW, Natural Gas = 1111 MW, Solar = 19.8 MW | Batteries; Conventional Steam Coal; Natural Gas Fired Combined Cycle; Natural Gas Fired Combustion Turbine; Solar Photovoltaic | 1829.4 | 1580.4 | 12.6 |  | 437 |  |  |  | 1111 |  |  | 19.8 |  |  | EIA-860, EIA-860M and EIA-923 | 202406 | -82.4036 | 27.7944
-9101759.866 | 3914260.3555 | 36223 | 649 | Vogtle | 7140 | Georgia Power Co | Electric Utility | 7821 River Road | Waynesboro | Burke | Georgia | 30830 | nuclear | Nuclear = 4530 MW | Nuclear | 4658 | 4530 | [7 empty] | 4530 |  |  |  |  | EIA-860, EIA-860M and EIA-923 | 202406 | -81.7625 | 33.1427
-9171367.9436 | 3472634.6499 | 36224 | 663 | Deerhaven Generating Station | 6909 | Gainesville Regional Utilities | Electric Utility | 10001 NW 13th Street | Gainesville | Alachua | Florida | 32653 | natural gas | Natural Gas = 414 MW | Natural Gas Fired Combustion Turbine; Natural Gas Steam Turbine; | 471 | 414 | [6 empty] | 414 | [5 empty] | EIA-860, EIA-860M and EIA-923 | 202406 | -82.3878 | 29.7592
-9163909.5377 | 3458139.9306 | 36225 | 664 | John R Kelly | 6909 | Gainesville Regional Utilities | Electric Utility | 515 SE 5 Ave | Gainesville | Alachua | Florida | 32601 | natural gas | Natural Gas = 113 MW | Natural Gas Fired Combined Cycle | 141.6 | 113 | [6 empty] | 113 | [5 empty] | EIA-860, EIA-860M and EIA-923 | 202406 | -82.3208 | 29.6461
-8957879.4241 | 2934275.3923 | 36226 | 665 | G W Ivey | 8795 | City of Homestead - (FL) | Electric Utility | 675 N. Flagler Avenue | Homestead | Miami Dade | Florida | 33030 | natural gas | Natural Gas = 30.8 MW, Petroleum = 1.9 MW | Natural Gas Internal Combustion Engine; Petroleum Liquids; | 35.7 | 32.7 | [6 empty] | 30.8 |  | 1.9 |  |  |  | EIA-860, EIA-860M and EIA-923 | 202406 | -80.47 | 25.4756
-9086561.0819 | 3550530.5205 | 36227 | 666 | J D Kennedy | 9617 | JEA | Electric Utility | 4215 Talleyrand Ave. | Jacksonville | Duval | Florida | 32206 | natural gas | Natural Gas = 357.2 MW | Natural Gas Fired Combustion Turbine | 370 | 357.2 | [6 empty] | 357.2 | [5 empty] | EIA-860, EIA-860M and EIA-923 | 202406 | -81.626 | 30.3648
-9078382.7729 | 3557290.5307 | 36228 | 667 | Northside Generating Station | 9617 | JEA | Electric Utility | 4377 Heckscher Drive | Jacksonville | Duval | Florida | 32226 | coal | Coal = 586 MW, Natural Gas = 524 MW, Petroleum = 212 MW | Conventional Steam Coal; Natural Gas Steam Turbine; Petroleum Liquids | 1407.1 | 1322 |  |  | 586 |  |  |  | 524 |  | 212 |  |  |  | EIA-860, EIA-860M and EIA-923 | 202406 | -81.5525 | 30.4172
-8913095.593 | 3075174.8461 | 36229 | 673 | Tom G Smith | 10620 | City of Lake Worth Beach - (FL) | Electric Utility | 117 College Avenue | Lake Worth | Palm Beach | Florida | 33460 | natural gas | Natural Gas = 57.5 MW, Petroleum = 36 MW | Natural Gas Fired Combined Cycle; Natural Gas Steam Turbine; Petroleum Liquids | 98.7 | 93.5 | [6 empty] | 57.5 |  | 36 |  |  |  | EIA-860, EIA-860M and EIA-923 | 202406 | -80.0677 | 26.6128
-12110189.2535 | 5345368.1066 | 36230 | 674 | Pilot Butte | 2518 | U S Bureau of Reclamation | Electric Utility | n/a | Morton | Fremont | Wyoming | 82644 | hydroelectric | Hydroelectric = 1.6 MW | Conventional Hydroelectric | 1.6 | 1.6 |  |  |  |  | 1.6 | [7 empty] | EIA-860, EIA-860M and EIA-923 | 202406 | -108.7877 | 43.219
-9119715.6998 | 3255165.5878 | 36231 | 675 | Larsen Memorial | 10623 | City of Lakeland - (FL) | Electric Utility | 2002 E. Rd 92 | Lakeland | Polk | Florida | 33801 | natural gas | Natural Gas = 163.2 MW | Natural Gas Fired Combined Cycle; Natural Gas Fired Combustion Turbine; | 133.6 | 163.2 | [6 empty] | 163.2 | [5 empty] | EIA-860, EIA-860M and EIA-923 | 202406 | -81.9238 | 28.0491
-9119615.5123 | 3259076.3256 | 36232 | 676 | C D McIntosh Jr | 10623 | City of Lakeland - (FL) | Electric Utility | 3030 E. Lake Parker Dr | Lakeland | Polk | Florida | 33801 | natural gas | Natural Gas = 488.5 MW, Petroleum = 5 MW | Natural Gas Fired Combined Cycle; Natural Gas Fired Combustion Turbine; Petroleum Liquids | 545.6 | 493.5 | [6 empty] | 488.5 |  | 5 |  |  |  | EIA-860, EIA-860M and EIA-923 | 202406 | -81.9229 | 28.0801
-8074098.2907 | 5562721.4568 | 36233 | 678 | W K Sanders | 12989 | Village of Morrisville - (VT) | Electric Utility | 1740 Green River Dam Road | Hyde Park | Lamoille | Vermont | 5655 | hydroelectric | Hydroelectric = 1.4 MW | Conventional Hydroelectric | 1.8 | 1.4 |  |  |  |  | 1.4 | [7 empty] | EIA-860, EIA-860M and EIA-923 | 202406 | -72.5309 | 44.6253
-13309136.5708 | 4449125.9301 | 36234 | 682 | Kerckhoff 2 | 14328 | Pacific Gas & Electric Co. | Electric Utility | Smally Road | Auberry | Fresno | California | 93602 | hydroelectric | Hydroelectric = 155 MW | Conventional Hydroelectric | 139.5 | 155 |  |  |  |  | 155 | [7 empty] | EIA-860, EIA-860M and EIA-923 | 202406 | -119.558 | 37.0718
-8992402.2699 | 3311302.5868 | 36235 | 683 | Indian River Plant | 14610 | Orlando Utilities Comm | Electric Utility | 7800 South US Hwy | Titusville | Brevard | Florida | 32780 | natural gas | Natural Gas = 275.8 MW | Natural Gas Fired Combustion Turbine | 342.8 | 275.8 | [6 empty] | 275.8 | [5 empty] | EIA-860, EIA-860M and EIA-923 | 202406 | -80.7801 | 28.4932
-9395365.023 | 3561809.3784 | 36236 | 688 | Arvah B Hopkins | 18445 | City of Tallahassee - (FL) | Electric Utility | 1125 Geddie Road | Tallahassee | Leon | Florida | 32304 | natural gas | Natural Gas = 484.5 MW | Natural Gas Fired Combined Cycle; Natural Gas Fired Combustion Turbine; Natural Gas Internal Combustion Engine | 673.1 | 484.5 | [6 empty] | 484.5 | [5 empty] | EIA-860, EIA-860M and EIA-923 | 202406 | -84.4 | 30.4522
-9373176.0428 | 3524429.6162 | 36237 | 689 | S O Purdom | 18445 | City of Tallahassee - (FL) | Electric Utility | Hwy 363 | St Marks | Wakulla | Florida | 32355 | natural gas | Natural Gas = 226 MW | Natural Gas Fired Combined Cycle | 270.1 | 226 | [6 empty] | 226 | [5 empty] | EIA-860, EIA-860M and EIA-923 | 202406 | -84.2007 | 30.1623
-9447002.6838 | 3594959.0952 | 36238 | 690 | J Woodruff | 27813 | USCE-Mobile District | Electric Utility | 1 Dam Access RD | Chattahoochee | Gadsden | Florida | 32324 | hydroelectric | Hydroelectric = 43.5 MW | Conventional Hydroelectric | 43.5 | 43.5 |  |  |  |  | 43.5 | [7 empty] | EIA-860, EIA-860M and EIA-923 | 202406 | -84.8639 | 30.7086
-11826891.9474 | 5136336.7348 | 36239 | 692 | Medicine Bow | 62042 | SRIV Partnership LLC | IPP Non-CHP | 475 Carbon Co. Rd. 3 | Medicine Bow | Carbon | Wyoming | 82329 | wind | Wind = 6.2 MW | Onshore Wind Turbine | 6.2 | 6.2 | [10 empty] | 6.2 |  | EIA-860, EIA-860M and EIA-923 | 202406 | -106.2428 | 41.8353
-9027198.0711 | 2840268.552 | 36240 | 696 | Marathon Generating Plant | 6443 | Florida Keys El Coop Assn, Inc | Electric Utility | 3421 Overseas Highway | Marathon | Monroe | Florida | 33050 | petroleum | Petroleum = 11 MW | Petroleum Liquids | 11 | 11 | [8 empty] | 11 |  |  |  | EIA-860, EIA-860M and EIA-923 | 202406 | -81.0927 | 24.7108
-10423400.5204 | 4877370.7998 | 36241 | 698 | Trenton North | 19150 | Trenton Municipal Utilities - (MO) | Electric Utility | 921 Industrial Drive | Trenton | Grundy | Missouri | 64683 | petroleum | Petroleum = 13.5 MW | Petroleum Liquids | 13.5 | 13.5 | [8 empty] | 13.5 |  |  |  | EIA-860, EIA-860M and EIA-923 | 202406 | -93.635 | 40.0786
-9472264.5272 | 3850657.8051 | 36242 | 702 | Bartletts Ferry | 7140 | Georgia Power Co | Electric Utility | 61 Lee Road 335 | Salem | Lee | Alabama | 36874 | hydroelectric | Hydroelectric = 189.1 MW | Conventional Hydroelectric | 173 | 189.1 |  |  |  |  | 189.1 | [7 empty] | EIA-860, EIA-860M and EIA-923 | 202406 | -85.0908 | 32.663
-9453496.061 | 4045679.5317 | 36243 | 703 | Bowen | 7140 | Georgia Power Co | Electric Utility | 317 Covered Bridge Road, SW | Cartersville | Bartow | Georgia | 30120 | coal | Coal = 3200 MW | Conventional Steam Coal | 3498.6 | 3200 |  |  | 3200 | [9 empty] | EIA-860, EIA-860M and EIA-923 | 202406 | -84.9222 | 34.1256
-9299652.5248 | 4135908.1305 | 36244 | 704 | Burton Dam | 7140 | Georgia Power Co | Electric Utility | 220 Day Lily Lane | Clayton | Rabun | Georgia | 30523 | hydroelectric | Hydroelectric = 9.6 MW | Conventional Hydroelectric | 6 | 9.6 |  |  |  |  | 9.6 | [7 empty] | EIA-860, EIA-860M and EIA-923 | 202406 | -83.5402 | 34.7939
-9366087.9969 | 3711258.0031 | 36245 | 706 | Flint River | 7140 | Georgia Power Co | Electric Utility | 1 Georgia Power Road | Albany | Dougherty | Georgia | 31071 | hydroelectric | Hydroelectric = 6.3 MW | Conventional Hydroelectric | 5.4 | 6.3 |  |  |  |  | 6.3 | [7 empty] | EIA-860, EIA-860M and EIA-923 | 202406 | -84.137 | 31.6026
-9471006.6169 | 3843598.8045 | 36246 | 707 | Goat Rock | 7140 | Georgia Power Co | Electric Utility | Lee Road 328 | Smiths | Lee | Alabama | 36877 | hydroelectric | Hydroelectric = 38.6 MW | Conventional Hydroelectric | 38.6 | 38.6 |  |  |  |  | 38.6 | [7 empty] | EIA-860, EIA-860M and EIA-923 | 202406 | -85.0795 | 32.6096
-9403803.0404 | 4005180.5381 | 36247 | 710 | Jack McDonough | 7140 | Georgia Power Co | Electric Utility | 5551 South Cobb Drive | Smyrna | Cobb | Georgia | 30080 | natural gas | Natural Gas = 2471 MW, Petroleum = 64 MW | Natural Gas Fired Combined Cycle; Petroleum Liquids; | 2848.4 | 2535 | [6 empty] | 2471 |  | 64 |  |  |  | EIA-860, EIA-860M and EIA-923 | 202406 | -84.4758 | 33.8239
-9333181.9554 | 3937949.3005 | 36248 | 712 | Lloyd Shoals | 7140 | Georgia Power Co | Electric Utility | 180 Dam Road | Jackson | Jasper | Georgia | 31024 | hydroelectric | Hydroelectric = 22.8 MW | Conventional Hydroelectric | 14.4 | 22.8 |  |  |  |  | 22.8 | [7 empty] | EIA-860, EIA-860M and EIA-923 | 202406 | -83.8414 | 33.3207
-13535713.1454 | 4850476.7317 | 36249 | 714 | Toadtown | 14328 | Pacific Gas & Electric Co. | Electric Utility | Toadtown Road | Magalia | Butte | California | 95954 | hydroelectric | Hydroelectric = 1.5 MW | Conventional Hydroelectric | 1.8 | 1.5 |  |  |  |  | 1.5 | [7 empty] | EIA-860, EIA-860M and EIA-923 | 202406 | -121.5934 | 39.8935
-9077677.5639 | 3660526.2067 | 36250 | 715 | McManus | 7140 | Georgia Power Co | Electric Utility | One Crispen Island | Brunswick | Glynn | Georgia | 31523 | petroleum | Petroleum = 416 MW | Petroleum Liquids | 560 | 416 | [8 empty] | 416 |  |  |  | EIA-860, EIA-860M and EIA-923 | 202406 | -81.5462 | 31.2136
-9393595.043 | 4024519.4394 | 36251 | 717 | Morgan Falls | 7140 | Georgia Power Co | Electric Utility | 380 Morgan Falls Road | Dunwoody | Fulton | Georgia | 30350 | hydroelectric | Hydroelectric = 10.5 MW | Conventional Hydroelectric | 16.8 | 10.5 |  |  |  |  | 10.5 | [7 empty] | EIA-860, EIA-860M and EIA-923 | 202406 | -84.3841 | 33.9681
-9295311.0646 | 4130622.7172 | 36252 | 718 | Nacoochee | 7140 | Georgia Power Co | Electric Utility | 44 Low Gap Road | Lakemont | Rabun | Georgia | 30523 | hydroelectric | Hydroelectric = 6 MW | Conventional Hydroelectric | 4.8 | 6 |  |  |  |  | 6 | [7 empty] | EIA-860, EIA-860M and EIA-923 | 202406 | -83.5012 | 34.7549
-9461767.0992 | 3829044.6431 | 36253 | 719 | North Highlands | 7140 | Georgia Power Co | Electric Utility | 3800 First Avenue | Columbus | Muscogee | Georgia | 31904 | hydroelectric | Hydroelectric = 34.4 MW | Conventional Hydroelectric | 29.6 | 34.4 |  |  |  |  | 34.4 | [7 empty] | EIA-860, EIA-860M and EIA-923 | 202406 | -84.9965 | 32.4994
-9462201.2452 | 3831169.863 | 36254 | 720 | Oliver Dam | 7140 | Georgia Power Co | Electric Utility | 1000 Municipal Marina Road | Columbus | Muscogee | Georgia | 31904 | hydroelectric | Hydroelectric = 59 MW | Conventional Hydroelectric | 60 | 59 |  |  |  |  | 59 | [7 empty] | EIA-860, EIA-860M and EIA-923 | 202406 | -85.0004 | 32.5155
-9261982.0091 | 3913967.872 | 36255 | 722 | Sinclair Dam | 7140 | Georgia Power Co | Electric Utility | 160 Dam Road NE | Milledgeville | Baldwin | Georgia | 31061 | hydroelectric | Hydroelectric = 43.8 MW | Conventional Hydroelectric | 45 | 43.8 |  |  |  |  | 43.8 | [7 empty] | EIA-860, EIA-860M and EIA-923 | 202406 | -83.2018 | 33.1405
-9283555.7264 | 4128441.5182 | 36256 | 723 | Tallulah Falls | 7140 | Georgia Power Co | Electric Utility | 500 Tallulah Plant Road | Tallulah Falls | Habersham | Georgia | 30523 | hydroelectric | Hydroelectric = 72.9 MW | Conventional Hydroelectric | 72 | 72.9 |  |  |  |  | 72.9 | [7 empty] | EIA-860, EIA-860M and EIA-923 | 202406 | -83.3956 | 34.7388
-9285848.9079 | 4132031.9165 | 36257 | 724 | Terrora | 7140 | Georgia Power Co | Electric Utility | 201 Y Camp Road | Tallulah Falls | Rabun | Georgia | 30523 | hydroelectric | Hydroelectric = 17.6 MW | Conventional Hydroelectric | 16 | 17.6 |  |  |  |  | 17.6 | [7 empty] | EIA-860, EIA-860M and EIA-923 | 202406 | -83.4162 | 34.7653
-9278724.4605 | 4125082.4903 | 36258 | 725 | Tugalo | 7140 | Georgia Power Co | Electric Utility | 5233 Tugalo Plant Road | Tallulah Falls | Habersham | Georgia | 30523 | hydroelectric | Hydroelectric = 52 MW | Conventional Hydroelectric | 44.8 | 52 |  |  |  |  | 52 | [7 empty] | EIA-860, EIA-860M and EIA-923 | 202406 | -83.3522 | 34.714
-9450868.9211 | 3956815.2119 | 36259 | 728 | Yates | 7140 | Georgia Power Co | Electric Utility | 708 Dyer Road | Newnan | Coweta | Georgia | 30264 | natural gas | Natural Gas = 714 MW | Natural Gas Steam Turbine | 807.4 | 714 | [6 empty] | 714 | [5 empty] | EIA-860, EIA-860M and EIA-923 | 202406 | -84.8986 | 33.4622
-9277566.7378 | 4120763.2859 | 36260 | 729 | Yonah | 7140 | Georgia Power Co | Electric Utility | 4615 Yonah Dam Road | Toccoa | Stephens | Georgia | 30577 | hydroelectric | Hydroelectric = 28.5 MW | Conventional Hydroelectric | 22.5 | 28.5 |  |  |  |  | 28.5 | [7 empty] | EIA-860, EIA-860M and EIA-923 | 202406 | -83.3418 | 34.6821
-9133902.4784 | 3970225.9 | 36261 | 736 | Stevens Creek | 17539 | Dominion Energy South Carolina, Inc | Electric Utility | 406 Stevens Creek Road | Martinez | Columbia | Georgia | 30907 | hydroelectric | Hydroelectric = 12 MW | Conventional Hydroelectric | 17.6 | 12 |  |  |  |  | 12 | [7 empty] | EIA-860, EIA-860M and EIA-923 | 202406 | -82.0512 | 33.5626
-13082901.0791 | 4042701.3065 | 36262 | 745 | Etiwanda | 12397 | Metropolitan Water District of S CA | Electric Utility | 8248 Etiwanda Ave | Rancho Cucamonga | San Bernardino | California | 91730 | hydroelectric | Hydroelectric = 23.9 MW | Conventional Hydroelectric | 23.9 | 23.9 |  |  |  |  | 23.9 | [7 empty] | EIA-860, EIA-860M and EIA-923 | 202406 | -117.5257 | 34.1035
-13393074.2499 | 4553528.2821 | 36263 | 751 | Moccasin Low Head Hydro Project | 16612 | City & County of San Francisco | Electric Utility | Hwy 120-49 Junction | Moccasin | Tuolumne | California | 95347 | hydroelectric | Hydroelectric = 2.9 MW | Conventional Hydroelectric | 2.9 | 2.9 |  |  |  |  | 2.9 | [7 empty] | EIA-860, EIA-860M and EIA-923 | 202406 | -120.312 | 37.8164
-9344380.2509 | 3743335.0535 | 36264 | 752 | Lake Blackshear Project | 4538 | Crisp County Power Comm | Electric Utility | 961 Power Dam Road | Warwick | Worth | Georgia | 31796 | hydroelectric | Hydroelectric = 15.2 MW | Conventional Hydroelectric | 17.2 | 15.2 |  |  |  |  | 15.2 | [7 empty] | EIA-860, EIA-860M and EIA-923 | 202406 | -83.942 | 31.8477
-9344239.7657 | 3742943.3564 | 36265 | 753 | Crisp Plant | 4538 | Crisp County Power Comm | Electric Utility | 961 Powerdam Road | Warwick | Worth | Georgia | 31796 | natural gas | Natural Gas = 19 MW | Natural Gas Fired Combustion Turbine; Natural Gas Steam Turbine; | 22.5 | 19 | [6 empty] | 19 | [5 empty] | EIA-860, EIA-860M and EIA-923 | 202406 | -83.9407 | 31.8447
-9219691.7345 | 4076758.8243 | 36266 | 754 | Hartwell Lake | 19375 | USCE-Savannah District | Electric Utility | 6961 Anderson Highway | Hartwell | Hart | Georgia | 30643 | hydroelectric | Hydroelectric = 405 MW | Conventional Hydroelectric | 420 | 405 |  |  |  |  | 405 | [7 empty] | EIA-860, EIA-860M and EIA-923 | 202406 | -82.8219 | 34.3564
-9382254.036 | 4148113.2967 | 36267 | 757 | Blue Ridge | 18642 | Tennessee Valley Authority | Electric Utility | 524 North River Rd | Blue Ridge | Fannin | Georgia | 30513 | hydroelectric | Hydroelectric = 17.3 MW | Conventional Hydroelectric | 23.5 | 17.3 |  |  |  |  | 17.3 | [7 empty] | EIA-860, EIA-860M and EIA-923 | 202406 | -84.2822 | 34.8839
-9360594.38 | 4158331.5845 | 36268 | 758 | Nottely | 18642 | Tennessee Valley Authority | Electric Utility | Nottely Dam Rd. | Blairsville | Union | Georgia | 30512 | hydroelectric | Hydroelectric = 20.1 MW | Conventional Hydroelectric | 15.9 | 20.1 |  |  |  |  | 20.1 | [7 empty] | EIA-860, EIA-860M and EIA-923 | 202406 | -84.0876 | 34.9592
-9359449.6817 | 4050613.0008 | 36269 | 759 | Buford | 27813 | USCE-Mobile District | Electric Utility | 7000 Powerhouse Road | Buford | Forsyth | Georgia | 30518 | hydroelectric | Hydroelectric = 126.8 MW | Conventional Hydroelectric | 131.2 | 126.8 |  |  |  |  | 126.8 | [7 empty] | EIA-860, EIA-860M and EIA-923 | 202406 | -84.0774 | 34.1623
-9431900.0798 | 4050804.174 | 36270 | 760 | Allatoona | 27813 | USCE-Mobile District | Electric Utility | 585 Allatoona Dam Road | Cartersville | Bartow | Georgia | 30120 | hydroelectric | Hydroelectric = 72 MW | Conventional Hydroelectric | 86.6 | 72 |  |  |  |  | 72 | [7 empty] | EIA-860, EIA-860M and EIA-923 | 202406 | -84.7282 | 34.1637
-9469418.867 | 3714120.849 | 36271 | 761 | Walter F George | 27813 | USCE-Mobile District | Electric Utility | Powerhouse Rd | Ft. Gaines | Clay | Georgia | 36373 | hydroelectric | Hydroelectric = 168 MW | Conventional Hydroelectric | 168 | 168 |  |  |  |  | 168 | [7 empty] | EIA-860, EIA-860M and EIA-923 | 202406 | -85.0652 | 31.6245
-17602823.3957 | 2434425.9745 | 36272 | 765 | Kahe | 19547 | Hawaiian Electric Co Inc | Electric Utility | 92-200 Farrington Hwy | Kapolei | Honolulu | Hawaii | 96707 | petroleum | Petroleum = 582.1 MW | Petroleum Liquids | 609.7 | 582.1 | [8 empty] | 582.1 |  |  |  | EIA-860, EIA-860M and EIA-923 | 202406 | -158.1289 | 21.3564
-17584195.7487 | 2438323.2283 | 36273 | 766 | Waiau | 19547 | Hawaiian Electric Co Inc | Electric Utility | 475 Kamehamenha Hwy | Pearl City | Honolulu | Hawaii | 96782 | petroleum | Petroleum = 456.6 MW | Petroleum Liquids | 474.6 | 456.6 | [8 empty] | 456.6 |  |  |  | EIA-860, EIA-860M and EIA-923 | 202406 | -157.9615 | 21.389
-17331943.7788 | 2276016.452 | 36274 | 768 | Waimea | 8287 | Hawaii Electric Light Co Inc | Electric Utility | 66-1591 Kawaihae Road | Kamuela | Hawaii | Hawaii | 96743 | petroleum | Petroleum = 7.5 MW | Petroleum Liquids | 7.5 | 7.5 | [8 empty] | 7.5 |  |  |  | EIA-860, EIA-860M and EIA-923 | 202406 | -155.6955 | 20.0252
-17261478.5411 | 2238140.326 | 36275 | 769 | Kanoelehua | 8287 | Hawaii Electric Light Co Inc | Electric Utility | 54 Halekauila Street | Hilo | Hawaii | Hawaii | 96720 | petroleum | Petroleum = 20 MW | Petroleum Liquids | 21 | 20 | [8 empty] | 20 |  |  |  | EIA-860, EIA-860M and EIA-923 | 202406 | -155.0625 | 19.7052
-17264628.8827 | 2240647.2619 | 36276 | 771 | Puueo | 8287 | Hawaii Electric Light Co Inc | Electric Utility | 117 Wainaku Avenue | Hilo | Hawaii | Hawaii | 96720 | hydroelectric | Hydroelectric = 3.1 MW | Conventional Hydroelectric | 3.1 | 3.1 |  |  |  |  | 3.1 | [7 empty] | EIA-860, EIA-860M and EIA-923 | 202406 | -155.0908 | 19.7264
-17261278.166 | 2238010.2582 | 36277 | 772 | W H Hill | 8287 | Hawaii Electric Light Co Inc | Electric Utility | 54 Halekauila Street | Hilo | Hawaii | Hawaii | 96720 | petroleum | Petroleum = 35.5 MW | Petroleum Liquids | 37.1 | 35.5 | [8 empty] | 35.5 |  |  |  | EIA-860, EIA-860M and EIA-923 | 202406 | -155.0607 | 19.7041
-17267756.9604 | 2239925.8925 | 36278 | 774 | Waiau Hydro | 8287 | Hawaii Electric Light Co Inc | Electric Utility | Waianuenue Ave and Hwy 200 | Hilo | Hawaii | Hawaii | 96720 | hydroelectric | Hydroelectric = 1 MW | Conventional Hydroelectric | 1 | 1 |  |  |  |  | 1 | [7 empty] | EIA-860, EIA-860M and EIA-923 | 202406 | -155.1189 | 19.7203
-13482958.7274 | 4805155.0718 | 36279 | 776 | Sly Creek | 14191 | South Feather Water and Power Agency | Electric Utility | Barton Hill Road | Forbestown | Butte | California | 95941 | hydroelectric | Hydroelectric = 12.1 MW | Conventional Hydroelectric | 12.1 | 12.1 |  |  |  |  | 12.1 | [7 empty] | EIA-860, EIA-860M and EIA-923 | 202406 | -121.1195 | 39.5804
-11317641.1219 | 5043573.2986 | 36280 | 785 | Kingsley | 3271 | Central Nebraska Pub P&I Dist | Electric Utility | 199 Central District Drive | Ogallala | Keith | Nebraska | 69153 | hydroelectric | Hydroelectric = 41 MW | Conventional Hydroelectric | 50 | 41 |  |  |  |  | 41 | [7 empty] | EIA-860, EIA-860M and EIA-923 | 202406 | -101.6681 | 41.2114
-8018999.0389 | 5516082.9454 | 36281 | 788 | East Barnet | 7601 | Green Mountain Power Corp | Electric Utility | 29 Cannon Lane | Barnet | Caledonia | Vermont | 5821 | hydroelectric | Hydroelectric = 1.9 MW | Conventional Hydroelectric | 2.2 | 1.9 |  |  |  |  | 1.9 | [7 empty] | EIA-860, EIA-860M and EIA-923 | 202406 | -72.0359 | 44.3263
-16225147.8492 | 8524554.1177 | 36282 | 789 | Orca | 40215 | Cordova Electric Coop, Inc | Electric Utility | 103 Orca Road | Cordova | Valdez Cordova | Alaska | 99574 | petroleum | Petroleum = 8.7 MW | Petroleum Liquids | 8.7 | 8.7 | [8 empty] | 8.7 |  |  |  | EIA-860, EIA-860M and EIA-923 | 202406 | -145.753 | 60.5559
-12479121.0816 | 5376154.0759 | 36283 | 790 | Gem State | 9187 | City of Idaho Falls - (ID) | Electric Utility | 8635 S. 35th West | Idaho Falls | Bonneville | Idaho | 83402 | hydroelectric | Hydroelectric = 23.4 MW | Conventional Hydroelectric | 23.4 | 23.4 |  |  |  |  | 23.4 | [7 empty] | EIA-860, EIA-860M and EIA-923 | 202406 | -112.1019 | 43.4202
-10930987.6761 | 3486922.3657 | 36284 | 791 | Canyon | 7751 | Guadalupe Blanco River Authority | Electric Utility | 16930 South Access Road | Canyon Lake | Comal | Texas | 78155 | hydroelectric | Hydroelectric = 6 MW | Conventional Hydroelectric | 6 | 6 |  |  |  |  | 6 | [7 empty] | EIA-860, EIA-860M and EIA-923 | 202406 | -98.1947 | 29.8706
-17484362.4256 | 2404522.4527 | 36285 | 792 | Palaau Power Hybrid | 11843 | Maui Electric Co Ltd | Electric Utility | 32A Ulili Street | Kaunakakai | Maui | Hawaii | 96748 | petroleum | Battery = 2 MW, Petroleum = 14 MW | Batteries; Petroleum Liquids; | 17.1 | 16 | 2 | [7 empty] | 14 |  |  |  | EIA-860, EIA-860M and EIA-923 | 202406 | -157.0647 | 21.106
-10793961.5093 | 3904396.1397 | 36286 | 794 | Lewisville | 6958 | City of Garland - (TX) | Electric Utility | 1500 N Mill St | Lewisville | Denton | Texas | 75067 | hydroelectric | Hydroelectric = 2 MW | Conventional Hydroelectric | 2.8 | 2 |  |  |  |  | 2 | [7 empty] | EIA-860, EIA-860M and EIA-923 | 202406 | -96.9638 | 33.0685
-7816949.3764 | 5480846.9254 | 36287 | 805 | Charles E Monty | 39006 | Brookfield White Pine Hydro LLC | IPP Non-CHP | 54 Island Avenue | Lewiston | Androscoggin | Maine | 4240 | hydroelectric | Hydroelectric = 28 MW | Conventional Hydroelectric | 28.4 | 28 |  |  |  |  | 28 | [7 empty] | EIA-860, EIA-860M and EIA-923 | 202406 | -70.2209 | 44.0995
-8361095.634 | 5359597.9479 | 36288 | 808 | Jarvis (Hinckley) | 15296 | New York Power Authority | Electric Utility | None | Hinckley | Oneida | New York | 13352 | hydroelectric | Hydroelectric = 9 MW | Conventional Hydroelectric | 9 | 9 |  |  |  |  | 9 | [7 empty] | EIA-860, EIA-860M and EIA-923 | 202406 | -75.109 | 43.3121
-12565343.3706 | 5278211.6652 | 36289 | 809 | American Falls | 9191 | Idaho Power Co | Electric Utility | 2891 Fish Hatchery Road | American Falls | Power | Idaho | 83211 | hydroelectric | Hydroelectric = 100.5 MW | Conventional Hydroelectric | 92.4 | 100.5 |  |  |  |  | 100.5 | [7 empty] | EIA-860, EIA-860M and EIA-923 | 202406 | -112.8764 | 42.7778
-12809643.5666 | 5298858.3902 | 36290 | 810 | Bliss | 9191 | Idaho Power Co | Electric Utility | 1925 Power Plant Road | Bliss | Gooding | Idaho | 83314 | hydroelectric | Hydroelectric = 77.6 MW | Conventional Hydroelectric | 75 | 77.6 |  |  |  |  | 77.6 | [7 empty] | EIA-860, EIA-860M and EIA-923 | 202406 | -115.071 | 42.9138
-13012970.175 | 5595849.775 | 36291 | 811 | Brownlee | 9191 | Idaho Power Co | Electric Utility | ID Highway #71 @ the Snake R. | Cambridge | Washington | Idaho | 83610 | hydroelectric | Hydroelectric = 680.8 MW | Conventional Hydroelectric | 675 | 680.8 |  |  |  |  | 680.8 | [7 empty] | EIA-860, EIA-860M and EIA-923 | 202406 | -116.8975 | 44.8367
-12910596.0959 | 5303584.1078 | 36292 | 812 | C J Strike | 9191 | Idaho Power Co | Electric Utility | 26378 Strike Dam Cutoff Road | Bruneau | Owyhee | Idaho | 83604 | hydroelectric | Hydroelectric = 91.3 MW | Conventional Hydroelectric | 82.8 | 91.3 |  |  |  |  | 91.3 | [7 empty] | EIA-860, EIA-860M and EIA-923 | 202406 | -115.9779 | 42.9449
-12918437.6634 | 5547143.5629 | 36293 | 813 | Cascade Dam | 9191 | Idaho Power Co | Electric Utility | 601 Lake Way | Cascade | Valley | Idaho | 83611 | hydroelectric | Hydroelectric = 13 MW | Conventional Hydroelectric | 12.4 | 13 |  |  |  |  | 13 | [7 empty] | EIA-860, EIA-860M and EIA-923 | 202406 | -116.0483 | 44.5256
-12777264.5116 | 5261423.9398 | 36294 | 814 | Clear Lake | 9191 | Idaho Power Co | Electric Utility | 3696 Canyon Lane | Buhl | Gooding | Idaho | 83316 | hydroelectric | Hydroelectric = 2.2 MW | Conventional Hydroelectric | 2.5 | 2.2 |  |  |  |  | 2.2 | [7 empty] | EIA-860, EIA-860M and EIA-923 | 202406 | -114.7801 | 42.667
-12791296.556 | 5291564.9131 | 36295 | 815 | Lower Malad | 9191 | Idaho Power Co | Electric Utility | 2.5 Miles N, Highway 30 | Hagerman | Gooding | Idaho | 83332 | hydroelectric | Hydroelectric = 15.5 MW | Conventional Hydroelectric | 13.5 | 15.5 |  |  |  |  | 15.5 | [7 empty] | EIA-860, EIA-860M and EIA-923 | 202406 | -114.9062 | 42.8658
-12791011.4668 | 5287893.9607 | 36296 | 816 | Lower Salmon | 9191 | Idaho Power Co | Electric Utility | 902 D Justice Grade | Hagerman | Gooding | Idaho | 83332 | hydroelectric | Hydroelectric = 47.1 MW | Conventional Hydroelectric | 60 | 47.1 |  |  |  |  | 47.1 | [7 empty] | EIA-860, EIA-860M and EIA-923 | 202406 | -114.9036 | 42.8416
-12677654.3841 | 5650435.3667 | 36297 | 817 | Salmon Diesel | 9191 | Idaho Power Co | Electric Utility | 14 St. Charles Rd. | Salmon | Lemhi | Idaho | 83467 | petroleum | Petroleum = 5.4 MW | Petroleum Liquids | 5 | 5.4 | [8 empty] | 5.4 |  |  |  | EIA-860, EIA-860M and EIA-923 | 202406 | -113.8853 | 45.1834
-12735317.1011 | 5250906.5392 | 36298 | 818 | Shoshone Falls | 9191 | Idaho Power Co | Electric Utility | 730 Canyon Drive | Twin Falls | Jerome | Idaho | 83301 | hydroelectric | Hydroelectric = 15.6 MW | Conventional Hydroelectric | 14.7 | 15.6 |  |  |  |  | 15.6 | [7 empty] | EIA-860, EIA-860M and EIA-923 | 202406 | -114.4033 | 42.5975
-12955262.151 | 5349108.7787 | 36299 | 819 | Swan Falls | 9191 | Idaho Power Co | Electric Utility | 27201 Swan Falls Rd | Kuna | Ada | Idaho | 83634 | hydroelectric | Hydroelectric = 29.4 MW | Conventional Hydroelectric | 27.2 | 29.4 |  |  |  |  | 29.4 | [7 empty] | EIA-860, EIA-860M and EIA-923 | 202406 | -116.3791 | 43.2435
-12783565.4174 | 5272562.7092 | 36300 | 820 | Thousand Springs | 9191 | Idaho Power Co | Electric Utility | 1230A Thousand Springs Grade | Wendell | Gooding | Idaho | 83355 | hydroelectric | Hydroelectric = 6.6 MW | Conventional Hydroelectric | 6.8 | 6.6 |  |  |  |  | 6.6 | [7 empty] | EIA-860, EIA-860M and EIA-923 | 202406 | -114.8367 | 42.7405
-12729973.7655 | 5249651.4694 | 36301 | 821 | Twin Falls (ID) | 9191 | Idaho Power Co | Electric Utility | 3593 Twin Falls Grade | Kimberly | Twin Falls | Idaho | 83341 | hydroelectric | Hydroelectric = 44.4 MW | Conventional Hydroelectric | 52.7 | 44.4 |  |  |  |  | 44.4 | [7 empty] | EIA-860, EIA-860M and EIA-923 | 202406 | -114.3553 | 42.5892
-12793358.193 | 5276637.8399 | 36302 | 822 | Upper Salmon A | 9191 | Idaho Power Co | Electric Utility | Salmon Falls Rd. | Hagerman | Twin Falls | Idaho | 83332 | hydroelectric | Hydroelectric = 17.5 MW | Conventional Hydroelectric | 18 | 17.5 |  |  |  |  | 17.5 | [7 empty] | EIA-860, EIA-860M and EIA-923 | 202406 | -114.9247 | 42.7674
-12789000.0349 | 5291334.6676 | 36303 | 823 | Upper Malad | 9191 | Idaho Power Co | Electric Utility | 2.5 Miles N, Highway 30 | Hagerman | Gooding | Idaho | 83332 | hydroelectric | Hydroelectric = 8 MW | Conventional Hydroelectric | 8.3 | 8 |  |  |  |  | 8 | [7 empty] | EIA-860, EIA-860M and EIA-923 | 202406 | -114.8855 | 42.8643
-12411825.5551 | 5477618.4309 | 36304 | 825 | Ashton | 14354 | PacifiCorp | Electric Utility | 1338 N 3300 E | Ashton | Fremont | Idaho | 83420 | hydroelectric | Hydroelectric = 7.1 MW | Conventional Hydroelectric | 6.7 | 7.1 |  |  |  |  | 7.1 | [7 empty] | EIA-860, EIA-860M and EIA-923 | 202406 | -111.4973 | 44.0786
-12444847.4802 | 5241724.1977 | 36305 | 827 | Grace | 14354 | PacifiCorp | Electric Utility | 822 Grace Power Plant Road | Grace | Caribou | Idaho | 83241 | hydroelectric | Hydroelectric = 33 MW | Conventional Hydroelectric | 33 | 33 |  |  |  |  | 33 | [7 empty] | EIA-860, EIA-860M and EIA-923 | 202406 | -111.794 | 42.5367
-12439789.5678 | 5201175.4704 | 36306 | 829 | Oneida | 14354 | PacifiCorp | Electric Utility | Oneida Narrows Road | Riverdale | Franklin | Idaho | 83263 | hydroelectric | Hydroelectric = 27.9 MW | Conventional Hydroelectric | 30 | 27.9 |  |  |  |  | 27.9 | [7 empty] | EIA-860, EIA-860M and EIA-923 | 202406 | -111.7485 | 42.2678
-12434018.5428 | 5258024.2833 | 36307 | 831 | Soda | 14354 | PacifiCorp | Electric Utility | 1579 Soda Power Plant Road | Soda Springs | Caribou | Idaho | 83276 | hydroelectric | Hydroelectric = 15.2 MW | Conventional Hydroelectric | 14.6 | 15.2 |  |  |  |  | 15.2 | [7 empty] | EIA-860, EIA-860M and EIA-923 | 202406 | -111.6967 | 42.6446
-12918967.0989 | 6120914.8229 | 36308 | 833 | Cabinet Gorge | 20169 | Avista Corp | Electric Utility | 61940 Hwy 200 | Clark Fork | Bonner | Idaho | 83811 | hydroelectric | Hydroelectric = 254.6 MW | Conventional Hydroelectric | 265.2 | 254.6 |  |  |  |  | 254.6 | [7 empty] | EIA-860, EIA-860M and EIA-923 | 202406 | -116.0531 | 48.0844
-13019247.3698 | 6057641.1647 | 36309 | 835 | Post Falls | 20169 | Avista Corp | Electric Utility | 1091 W 4th Ave. | Post Falls | Kootenai | Idaho | 83854 | hydroelectric | Hydroelectric = 17.5 MW | Conventional Hydroelectric | 14.5 | 17.5 |  |  |  |  | 17.5 | [7 empty] | EIA-860, EIA-860M and EIA-923 | 202406 | -116.9539 | 47.7033
-13462145.2109 | 4760723.9981 | 36310 | 839 | Scott Flat | 13402 | Nevada Irrigation District | IPP Non-CHP | Hwy 20 At Scotts Flat Rd/ Dam | Nevada City | Nevada | California | 95959 | hydroelectric | Hydroelectric = 0.9 MW | Conventional Hydroelectric | 1 | 0.9 |  |  |  |  | 0.9 | [7 empty] | EIA-860, EIA-860M and EIA-923 | 202406 | -120.9325 | 39.2721
-12946200.7444 | 5863152.705 | 36311 | 840 | Dworshak | 19400 | USACE Northwestern Division | Electric Utility | 1428 North Fork Drive | Ahsahka | Clearwater | Idaho | 83520 | hydroelectric | Hydroelectric = 465 MW | Conventional Hydroelectric | 465 | 465 |  |  |  |  | 465 | [7 empty] | EIA-860, EIA-860M and EIA-923 | 202406 | -116.2977 | 46.5143
-12472837.9869 | 5387069.2619 | 36312 | 841 | City Power Plant | 9187 | City of Idaho Falls - (ID) | Electric Utility | 140 S. Capital Ave. | Idaho Falls | Bonneville | Idaho | 83402 | hydroelectric | Hydroelectric = 8 MW | Conventional Hydroelectric | 8 | 8 |  |  |  |  | 8 | [7 empty] | EIA-860, EIA-860M and EIA-923 | 202406 | -112.0454 | 43.4914
-12474751.7916 | 5383540.7442 | 36313 | 843 | Lower No 2 | 9187 | City of Idaho Falls - (ID) | Electric Utility | 1690 W. Sunnyside | Idaho Falls | Bonneville | Idaho | 83402 | hydroelectric | Hydroelectric = 3 MW | Conventional Hydroelectric | 3 | 3 |  |  |  |  | 3 | [7 empty] | EIA-860, EIA-860M and EIA-923 | 202406 | -112.0626 | 43.4684
-12473455.0309 | 5396479.6368 | 36314 | 844 | Upper Power Plant | 9187 | City of Idaho Falls - (ID) | Electric Utility | 6598 West River Road | Idaho Falls | Bonneville | Idaho | 83402 | hydroelectric | Hydroelectric = 8 MW | Conventional Hydroelectric | 8 | 8 |  |  |  |  | 8 | [7 empty] | EIA-860, EIA-860M and EIA-923 | 202406 | -112.051 | 43.5527
-13476237.3679 | 4723046.7835 | 36315 | 846 | Combie South | 13402 | Nevada Irrigation District | IPP Non-CHP | Hwy 49 At Combie Rd/ Dam | Auburn | Nevada | California | 95722 | hydroelectric | Hydroelectric = 1.5 MW | Conventional Hydroelectric | 1.5 | 1.5 |  |  |  |  | 1.5 | [7 empty] | EIA-860, EIA-860M and EIA-923 | 202406 | -121.0591 | 39.0096
-12379367.6859 | 5363078.9596 | 36316 | 850 | Palisades Dam | 2518 | U S Bureau of Reclamation | Electric Utility | n/a | Palisades | Bonneville | Idaho | 83428 | hydroelectric | Hydroelectric = 176.4 MW | Conventional Hydroelectric | 176.4 | 176.4 |  |  |  |  | 176.4 | [7 empty] | EIA-860, EIA-860M and EIA-923 | 202406 | -111.2058 | 43.3348
-13024223.4623 | 6136893.7363 | 36317 | 851 | Albeni Falls | 19400 | USACE Northwestern Division | Electric Utility | 2376 East Highway 2 | Oldtown | Bonner | Idaho | 83822 | hydroelectric | Hydroelectric = 42 MW | Conventional Hydroelectric | 42 | 42 |  |  |  |  | 42 | [7 empty] | EIA-860, EIA-860M and EIA-923 | 202406 | -116.9986 | 48.1802
-9964336.8628 | 4531182.5194 | 36318 | 862 | Grand Tower Energy Center LLC | 59371 | Mainline Generation LLC | IPP Non-CHP | 1820 Power Plant Road | Grand Tower | Jackson | Illinois | 62942 | natural gas | Natural Gas = 511 MW | Natural Gas Fired Combined Cycle | 640.9 | 511 | [6 empty] | 511 | [5 empty] | EIA-860, EIA-860M and EIA-923 | 202406 | -89.5112 | 37.6577
-9826171.4523 | 5070037.8855 | 36319 | 869 | Dresden Generating Station | 55951 | Constellation Nuclear | IPP Non-CHP | 12RR1 Morris | Morris | Grundy | Illinois | 60450 | nuclear | Nuclear = 1797 MW | Nuclear | 2018.6 | 1797 | [7 empty] | 1797 |  |  |  |  | EIA-860, EIA-860M and EIA-923 | 202406 | -88.27 | 41.39
-9962692.4513 | 4806620.1693 | 36320 | 876 | Kincaid Generation LLC | 59918 | Dynegy Kincaid Generation | IPP Non-CHP | 4 Miles West of Kincaid Rt 104 | Kincaid | Christian | Illinois | 62540 | coal | Coal = 1112 MW | Conventional Steam Coal | 1319 | 1112 |  |  | 1112 | [9 empty] | EIA-860, EIA-860M and EIA-923 | 202406 | -89.4964 | 39.5906
-9982976.0871 | 4944843.9018 | 36321 | 879 | Powerton | 12384 | Midwest Generations EME LLC | IPP Non-CHP | Rt 29 & Manito Rd | Pekin | Tazewell | Illinois | 61554 | coal | Coal = 1538 MW | Conventional Steam Coal | 1785.6 | 1538 |  |  | 1538 | [9 empty] | EIA-860, EIA-860M and EIA-923 | 202406 | -89.6786 | 40.5408
-10053294.1604 | 5120040.0863 | 36322 | 880 | Quad Cities Generating Station | 55951 | Constellation Nuclear | IPP Non-CHP | 22710 206 Ave N | Cordova | Rock Island | Illinois | 61242 | nuclear | Nuclear = 1819 MW | Nuclear | 2018.6 | 1819 | [7 empty] | 1819 |  |  |  |  | EIA-860, EIA-860M and EIA-923 | 202406 | -90.3103 | 41.7261
-9775331.8409 | 5218569.9802 | 36323 | 883 | Waukegan | 12384 | Midwest Generations EME LLC | IPP Non-CHP | 10 Greenwood Ave | Waukegan | Lake | Illinois | 60087 | petroleum | Petroleum = 107.8 MW | Petroleum Liquids | 112 | 107.8 | [8 empty] | 107.8 |  |  |  | EIA-860, EIA-860M and EIA-923 | 202406 | -87.8133 | 42.3833
-9757520.7224 | 5138656.1427 | 36324 | 886 | Fisk Street | 12384 | Midwest Generations EME LLC | IPP Non-CHP | 1111 W Cermak Rd | Chicago | Cook | Illinois | 60608 | petroleum | Petroleum = 197.2 MW | Petroleum Liquids | 260 | 197.2 | [8 empty] | 197.2 |  |  |  | EIA-860, EIA-860M and EIA-923 | 202406 | -87.6533 | 41.8508
-10002546.0535 | 4608426.0517 | 36325 | 889 | Baldwin Energy Complex | 5517 | Dynegy Midwest Generation Inc | IPP Non-CHP | 10901 Baldwin Rd Box146 | Baldwin | Randolph | Illinois | 62217 | coal | Coal = 1157 MW | Conventional Steam Coal | 1259.6 | 1157 |  |  | 1157 | [9 empty] | EIA-860, EIA-860M and EIA-923 | 202406 | -89.8544 | 38.205
-10078201.1172 | 5087853.9986 | 36326 | 899 | Moline | 12341 | MidAmerican Energy Co | Electric Utility | 100 2nd Street | Moline | Rock Island | Illinois | 61265 | natural gas | Hydroelectric = 3.2 MW,Natural Gas = 60 MW | Conventional Hydroelectric; Natural Gas Fired Combustion Turbine; | 75.6 | 63.2 |  |  |  |  | 3.2 |  | 60 | [5 empty] | EIA-860, EIA-860M and EIA-923 | 202406 | -90.534 | 41.51
-13666437.8499 | 4698035.6396 | 36327 | 902 | Bottle Rock Power | 65355 | Mayacma Geothermal | IPP Non-CHP | 7385 High Valley Road | Cobb | Lake | California | 95426 | geothermal | Geothermal = 9MW | Geothermal | 55 | 9 |  |  |  | 9 | [8 empty] | EIA-860, EIA-860M and EIA-923 | 202406 | -122.7677 | 38.8348
-9915850.4341 | 5228793.3912 | 36328 | 903 | Rockton | 57280 | Eagle Creek Renewable Energy, LLC | IPP Non-CHP | Center & Hawick Street | Rockton | Winnebago | Illinois | 61072 | hydroelectric | Hydroelectric = 1.1 MW | Conventional Hydroelectric | 1.1 | 1.1 |  |  |  |  | 1.1 | [7 empty] | EIA-860, EIA-860M and EIA-923 | 202406 | -89.0756 | 42.4511
-13212143.0079 | 4138877.1894 | 36329 | 905 | Alamo | 3255 | California Dept. of Water Resources | Electric Utility | Unnamed Road | Pearblossom | Los Angeles | California | 93553 | hydroelectric | Hydroelectric = 17 MW | Conventional Hydroelectric | 19.6 | 17 |  |  |  |  | 17 | [7 empty] | EIA-860, EIA-860M and EIA-923 | 202406 | -118.6867 | 34.8158
-10038390.9296 | 4673684.6125 | 36330 | 913 | Venice | 19436 | Union Electric Co - (MO) | Electric Utility | 701 Main Street | Venice | Madison | Illinois | 62090 | natural gas | Natural Gas = 486 MW | Natural Gas Fired Combustion Turbine | 586 | 486 | [6 empty] | 486 | [5 empty] | EIA-860, EIA-860M and EIA-923 | 202406 | -90.1764 | 38.6642
-13275713.5616 | 5939220.3791 | 36331 | 917 | Quincy Chute | 14624 | PUD No 2 of Grant County | Electric Utility | White Trail Road | Quincy | Grant | Washington | 98848 | hydroelectric | Hydroelectric = 9.4 MW | Conventional Hydroelectric | 9.4 | 9.4 |  |  |  |  | 9.4 | [7 empty] | EIA-860, EIA-860M and EIA-923 | 202406 | -119.2578 | 46.9825
-12393686.6007 | 4751168.2481 | 36332 | 925 | Hydro Plant No 3 | 5932 | City of Ephraim - (UT) | Electric Utility | 4785 E 4800 N | east of Ephraim | Sanpete | Utah | 84627 | hydroelectric | Hydroelectric = 2.6 MW | Conventional Hydroelectric | 2.8 | 2.6 |  |  |  |  | 2.6 | [7 empty] | EIA-860, EIA-860M and EIA-923 | 202406 | -111.3344 | 39.2056
-9965823.312 | 4665597.9788 | 36333 | 934 | Breese | 2188 | City of Breese - (IL) | Electric Utility | 800 North First Street | Breese | Clinton | Illinois | 62230 | petroleum | Petroleum = 17 MW | Petroleum Liquids | 16.9 | 17 | [8 empty] | 17 |  |  |  | EIA-860, EIA-860M and EIA-923 | 202406 | -89.5245 | 38.6075
-10075951.6842 | 4945984.4921 | 36334 | 935 | Bushnell | 2634 | City of Bushnell - (IL) | Electric Utility | 175 Charles Street | Bushnell | McDonough | Illinois | 61422 | petroleum | Petroleum = 10.8 MW | Petroleum Liquids | 10.8 | 10.8 | [8 empty] | 10.8 |  |  |  | EIA-860, EIA-860M and EIA-923 | 202406 | -90.5138 | 40.5486
-9947320.4542 | 4666045.8654 | 36335 | 936 | Carlyle | 3037 | City of Carlyle - (IL) | Electric Utility | 550 First St | Carlyle | Clinton | Illinois | 62231 | petroleum | Petroleum = 12.3 MW | Petroleum Liquids | 12.3 | 12.3 | [8 empty] | 12.3 |  |  |  | EIA-860, EIA-860M and EIA-923 | 202406 | -89.3583 | 38.6106
-9814271.3988 | 4593095.3005 | 36336 | 937 | Carmi | 3040 | City of Carmi - (IL) | Electric Utility | 108 Shipley | Carmi | White | Illinois | 62821 | petroleum | Petroleum = 13 MW | Petroleum Liquids | 13.4 | 13 | [8 empty] | 13 |  |  |  | EIA-860, EIA-860M and EIA-923 | 202406 | -88.1631 | 38.0967
-9867221.7391 | 4901771.0318 | 36337 | 941 | Farmer City | 6192 | City of Farmer City - (IL) | Electric Utility | 401 E Allen St | Farmer City | DeWitt | Illinois | 61842 | petroleum | Natural Gas = 4.1 MW, Petroleum = 5.6 MW | Natural Gas Internal Combustion Engine; Petroleum Liquids; | 11.3 | 9.7 | [6 empty] | 4.1 |  | 5.6 |  |  |  | EIA-860, EIA-860M and EIA-923 | 202406 | -88.6388 | 40.2461
-10009230.121 | 4639718.2631 | 36338 | 943 | Freeburg | 6764 | Village of Freeburg - (IL) | Electric Utility | 412 WEST HIGH St. | Freeburg | St Clair | Illinois | 62243 | petroleum | Petroleum = 15.8 MW | Petroleum Liquids | 15.8 | 15.8 | [8 empty] | 15.8 |  |  |  | EIA-860, EIA-860M and EIA-923 | 202406 | -89.9144 | 38.4256
-10035290.3478 | 5079166.7577 | 36339 | 944 | Geneseo | 7095 | City of Geneseo - (IL) | Electric Utility | 433 East North Street | Geneseo | Henry | Illinois | 61254 | natural gas | Natural Gas = 19.5 MW, Petroleum = 3.8 MW,Solar = 0.9 MW,Wind = 3 MW | Natural Gas Internal Combustion Engine; Petroleum Liquids; Solar Photovoltaic; Onshore Wind Turbine; | 33.6 | 27.2 | [6 empty] | 19.5 |  | 3.8 | 0.9 | 3 |  | EIA-860, EIA-860M and EIA-923 | 202406 | -90.1485 | 41.4515
-9983677.3998 | 4684668.2003 | 36340 | 946 | Highland | 8573 | City of Highland | Electric Utility | 501 Ninth Street | Highland | Madison | Illinois | 62249 | petroleum | Petroleum = 12.8 MW | Petroleum Liquids | 13.6 | 12.8 | [8 empty] | 12.8 |  |  |  | EIA-860, EIA-860M and EIA-923 | 202406 | -89.6849 | 38.7412
-9856375.8811 | 4592809.9933 | 36341 | 948 | McLeansboro | 12167 | City of McLeansboro - (IL) | Electric Utility | 305 West Market St | McLeansboro | Hamilton | Illinois | 62859 | petroleum | Petroleum = 8.4 MW | Petroleum Liquids | 9.2 | 8.4 | [8 empty] | 8.4 |  |  |  | EIA-860, EIA-860M and EIA-923 | 202406 | -88.5413 | 38.0947
-9761064.0217 | 4777998.6505 | 36342 | 949 | Marshall (IL) | 11736 | City of Marshall - (IL) | Electric Utility | 14th St & Pine St | Marshall | Clark | Illinois | 62441 | petroleum | Petroleum = 16.9 MW | Petroleum Liquids | 16.9 | 16.9 | [8 empty] | 16.9 |  |  |  | EIA-860, EIA-860M and EIA-923 | 202406 | -87.6851 | 39.3921
-9919935.8594 | 5060205.2239 | 36343 | 955 | Peru (IL) | 14840 | City of Peru - (IL) | Electric Utility | 4005 Plank Rd. | City of Peru | LaSalle | Illinois | 61354 | petroleum | Hydroelectric = 6.8 MW, Petroleum = 27.5 MW | Conventional Hydroelectric; Petroleum Liquids; | 36.5 | 34.3 |  |  |  |  | 6.8 |  |  |  | 27.5 |  |  |  | EIA-860, EIA-860M and EIA-923 | 202406 | -89.1123 | 41.3237
-9959183.9949 | 5067890.752 | 36344 | 957 | Princeton (IL) | 15388 | City of Princeton - (IL) | Electric Utility | 1 North Main | Princeton | Bureau | Illinois | 61356 | natural gas | Natural Gas = 37.7 MW | Natural Gas Internal Combustion Engine | 37.9 | 37.7 | [6 empty] | 37.7 | [5 empty] | EIA-860, EIA-860M and EIA-923 | 202406 | -89.4649 | 41.3755
-9813864.4147 | 4911417.803 | 36345 | 958 | Rantoul | 15686 | Village of Rantoul - (IL) | Electric Utility | 200 West Grove Ave | Rantoul | Champaign | Illinois | 61866 | petroleum | Petroleum = 14.4 MW | Petroleum Liquids | 14.4 | 14.4 | [8 empty] | 14.4 |  |  |  | EIA-860, EIA-860M and EIA-923 | 202406 | -88.1594 | 40.3122
-10018665.1158 | 4610055.3091 | 36346 | 959 | Red Bud | 15772 | City of Red Bud - (IL) | Electric Utility | 525 Power Street | Red Bud | Randolph | Illinois | 62278 | petroleum | Petroleum = 14.3 MW | Petroleum Liquids | 15 | 14.3 | [8 empty] | 14.3 |  |  |  | EIA-860, EIA-860M and EIA-923 | 202406 | -89.9992 | 38.2165
-9912978.3912 | 5147402.6918 | 36347 | 960 | North Ninth Street | 16179 | Rochelle Municipal Utilities | Electric Utility | 120 North Ninth Street | Rochelle | Ogle | Illinois | 61068 | natural gas | Natural Gas = 12.5 MW, Petroleum = 1.8 MW,Solar = 0.3 MW | Natural Gas Internal Combustion Engine; Petroleum Liquids; Solar Photovoltaic | 17.4 | 14.6 | [6 empty] | 12.5 |  | 1.8 | 0.3 |  |  | EIA-860, EIA-860M and EIA-923 | 202406 | -89.0498 | 41.9093
-9913045.1829 | 5147387.7336 | 36348 | 961 | South Main Street | 16179 | Rochelle Municipal Utilities | Electric Utility | 1015 Caron Rd | Rochelle | Ogle | Illinois | 61068 | petroleum | Natural Gas = 3.6 MW, Petroleum = 10.8 MW | Natural Gas Internal Combustion Engine; Petroleum Liquids; | 15.8 | 14.4 | [6 empty] | 3.6 |  | 10.8 |  |  |  | EIA-860, EIA-860M and EIA-923 | 202406 | -89.0504 | 41.9092
-9974492.3173 | 4830374.6334 | 36349 | 963 | Dallman | 17828 | City of Springfield - (IL) | Electric Utility | 3100 Stevenson Drive | Springfield | Sangamon | Illinois | 62703 | coal | Coal = 204.7 MW | Conventional Steam Coal | 230.1 | 204.7 |  |  | 204.7 | [9 empty] | EIA-860, EIA-860M and EIA-923 | 202406 | -89.6024 | 39.7548
-9974283.3707 | 4830740.1119 | 36350 | 964 | Lakeside | 17828 | City of Springfield - (IL) | Electric Utility | 3100 Stevenson Drive | Springfield | Sangamon | Illinois | 62703 | petroleum | Petroleum = 5.1 MW | Petroleum Liquids | 5.4 | 5.1 | [8 empty] | 5.1 |  |  |  | EIA-860, EIA-860M and EIA-923 | 202406 | -89.6005 | 39.7573
-9978863.1658 | 4837916.4265 | 36351 | 965 | Reynolds | 17828 | City of Springfield - (IL) | Electric Utility | 1013 Reynolds Street | Springfield | Sangamon | Illinois | 62702 | petroleum | Petroleum = 14.7 MW | Petroleum Liquids | 17.5 | 14.7 | [8 empty] | 14.7 |  |  |  | EIA-860, EIA-860M and EIA-923 | 202406 | -89.6417 | 39.8069
-9864236.4843 | 4807502.9714 | 36352 | 969 | Sullivan (IL) | 18277 | City of Sullivan - (IL) | Electric Utility | 517 West Water | Sullivan | Moultrie | Illinois | 61951 | petroleum | Petroleum = 24.1 MW | Petroleum Liquids | 23.7 | 24.1 | [8 empty] | 24.1 |  |  |  | EIA-860, EIA-860M and EIA-923 | 202406 | -88.6119 | 39.5967
-10036447.1799 | 4626828.3988 | 36353 | 971 | Waterloo | 20180 | City of Waterloo - (IL) | Electric Utility | 616 Market Street | Waterloo | Monroe | Illinois | 62298 | petroleum | Natural Gas = 13.2 MW, Petroleum = 15.1 MW | Natural Gas Fired Combustion Turbine; Petroleum Liquids; | 30.2 | 28.3 | [6 empty] | 13.2 |  | 15.1 |  |  |  | EIA-860, EIA-860M and EIA-923 | 202406 | -90.1589 | 38.3348
-9766173.0298 | 5178309.8724 | 36354 | 972 | Winnetka | 20824 | Village of Winnetka - (IL) | Electric Utility | 725 Tower Road | Winnetka | Cook | Illinois | 60093 | natural gas | Natural Gas = 28.2 MW, Petroleum = 5.2 MW | Natural Gas Steam Turbine; Petroleum Liquids; | 33.4 | 33.4 | [6 empty] | 28.2 |  | 5.2 |  |  |  | EIA-860, EIA-860M and EIA-923 | 202406 | -87.731 | 42.1156
-9902215.355 | 4525847.2106 | 36355 | 976 | Marion | 17632 | Southern Illinois Power Coop | Electric Utility | 11543 Lake of Egypt Rd. | Marion | Williamson | Illinois | 62959 | natural gas | Coal = 120 MW, Natural Gas = 140 MW | Conventional Steam Coal; Natural Gas Fired Combustion Turbine; | 249 | 260 |  |  | 120 |  |  |  | 140 | [5 empty] | EIA-860, EIA-860M and EIA-923 | 202406 | -88.9531 | 37.6197
-9508977.6953 | 4684182.961 | 36356 | 983 | Clifty Creek | 9269 | Indiana-Kentucky Electric Corp | Electric Utility | 1335 Clifty Hollow Road | Madison | Jefferson | Indiana | 47250 | coal | Coal = 1173 MW | Conventional Steam Coal | 1303.8 | 1173 |  |  | 1173 | [9 empty] | EIA-860, EIA-860M and EIA-923 | 202406 | -85.4206 | 38.7378
-9569580.026 | 5115072.8757 | 36357 | 986 | Elkhart | 9324 | Indiana Michigan Power Co | Electric Utility | 330 Johnson St. | Elkhart | Elkhart | Indiana | 46516 | hydroelectric | Hydroelectric = 1.4 MW | Conventional Hydroelectric | 3.4 | 1.4 |  |  |  |  | 1.4 | [7 empty] | EIA-860, EIA-860M and EIA-923 | 202406 | -85.965 | 41.6928
-12434977.5602 | 5251791.0857 | 36358 | 987 | Last Chance | 14354 | PacifiCorp | Electric Utility | Last Chance Lane | Grace | Caribou | Idaho | 83241 | hydroelectric | Hydroelectric = 1.4 MW | Conventional Hydroelectric | 1.7 | 1.4 |  |  |  |  | 1.4 | [7 empty] | EIA-860, EIA-860M and EIA-923 | 202406 | -111.7053 | 42.6033
-9588192.6449 | 5110929.4136 | 36359 | 989 | Twin Branch | 9324 | Indiana Michigan Power Co | Electric Utility | 2900 South Shore Drive | Mishawaka | St Joseph | Indiana | 46500 | hydroelectric | Hydroelectric = 4 MW | Conventional Hydroelectric | 4.8 | 4 |  |  |  |  | 4 | [7 empty] | EIA-860, EIA-860M and EIA-923 | 202406 | -86.1322 | 41.665
-9595391.3424 | 4824080.1953 | 36360 | 990 | Harding Street | 9273 | Indianapolis Power & Light Co | Electric Utility | 3700 South Harding Street | Indianapolis | Marion | Indiana | 46217 | natural gas | Battery = 20 MW, Natural Gas = 906 MW, Petroleum = 40 MW | Batteries; Natural Gas Fired Combustion Turbine; Natural Gas Steam Turbine; Petroleum Liquids; | 1064.7 | 966 | 20 | [5 empty] | 906 |  | 40 |  |  |  | EIA-860, EIA-860M and EIA-923 | 202406 | -86.1969 | 39.7113
-9620041.1512 | 4791408.2168 | 36361 | 991 | Eagle Valley (IN) | 9273 | Indianapolis Power & Light Co | Electric Utility | 4040 Blue Bluff Road | Martinsville | Morgan | Indiana | 46151 | natural gas | Natural Gas = 673 MW | Natural Gas Fired Combined Cycle | 644 | 673 | [6 empty] | 673 | [5 empty] | EIA-860, EIA-860M and EIA-923 | 202406 | -86.4183 | 39.4852
-9592033.1673 | 4831576.1001 | 36362 | 992 | CC Perry K | 3599 | Citizens Thermal Energy | IPP CHP | 366 Kentucky Avenue | Indianapolis | Marion | Indiana | 46225 | natural gas | Natural Gas = 6.4 MW | Natural Gas Steam Turbine | 8.4 | 6.4 | [6 empty] | 6.4 | [5 empty] | EIA-860, EIA-860M and EIA-923 | 202406 | -86.1667 | 39.7631
-9712903.8704 | 4654299.6077 | 36363 | 994 | AES Petersburg | 9273 | Indianapolis Power & Light Co | Electric Utility | State Road 57 | Petersburg | Pike | Indiana | 47567 | coal | Coal = 1057.2 MW, Petroleum = 9 MW | Conventional Steam Coal; Petroleum Liquids; | 1349.9 | 1066.2 |  |  | 1057.2 | [5 empty] | 9 |  |  |  | EIA-860, EIA-860M and EIA-923 | 202406 | -87.2525 | 38.5281
-9674621.0976 | 5119247.9575 | 36364 | 997 | Michigan City | 13756 | Northern Indiana Pub Serv Co | Electric Utility | 100 N. Wabash | Michigan City | LaPorte | Indiana | 46360 | coal | Coal = 455 MW | Conventional Steam Coal | 540 | 455 |  |  | 455 | [9 empty] | EIA-860, EIA-860M and EIA-923 | 202406 | -86.9086 | 41.7208
-9658079.0212 | 4979989.7737 | 36365 | 998 | Norway (IN) | 13756 | Northern Indiana Pub Serv Co | Electric Utility | 279 W. Turbine Ct. | Monticello | White | Indiana | 47960 | hydroelectric | Hydroelectric = 4 MW | Conventional Hydroelectric | 7.3 | 4 |  |  |  |  | 4 | [7 empty] | EIA-860, EIA-860M and EIA-923 | 202406 | -86.76 | 40.7803
-9657277.5209 | 4961792.0848 | 36366 | 999 | Oakdale | 13756 | Northern Indiana Pub Serv Co | Electric Utility | 11852 W. 750 N. | Monticello | Carroll | Indiana | 47960 | hydroelectric | Hydroelectric = 6 MW | Conventional Hydroelectric | 11.8 | 6 |  |  |  |  | 6 | [7 empty] | EIA-860, EIA-860M and EIA-923 | 202406 | -86.7528 | 40.6564
-9732039.6909 | 4854933.3362 | 36367 | 1001 | Cayuga | 15470 | Duke Energy Indiana, LLC | Electric Utility | PO Box 188 SR 63 North | Cayuga | Vermillion | Indiana | 47928 | coal | Coal = 995 MW, Natural Gas = 84 MW, Petroleum = 10 MW | Conventional Steam Coal; Natural Gas Fired Combustion Turbine; Petroleum Liquids | 1184.9 | 1089 |  |  | 995 |  |  |  | 84 |  | 10 |  |  |  | EIA-860, EIA-860M and EIA-923 | 202406 | -87.4244 | 39.9242
-9712313.8771 | 4694020.7075 | 36368 | 1004 | Edwardsport | 15470 | Duke Energy Indiana, LLC | Electric Utility | 15400 Villwock Rd | Edwardsport | Knox | Indiana | 47500 | coal | Coal = 555 MW | Coal Integrated Gasification Combined Cycle | 812.7 | 555 |  |  | 555 | [9 empty] | EIA-860, EIA-860M and EIA-923 | 202406 | -87.2472 | 38.8067
-9458149.2158 | 4690135.8754 | 36369 | 1005 | Markland | 15470 | Duke Energy Indiana, LLC | Electric Utility | 560 Highway 156 | Florence | Switzerland | Indiana | 47020 | hydroelectric | Hydroelectric = 53.7 MW | Conventional Hydroelectric | 77.7 | 53.7 |  |  |  |  | 53.7 | [7 empty] | EIA-860, EIA-860M and EIA-923 | 202406 | -84.964 | 38.7795
-9570292.4708 | 4880033.531 | 36370 | 1007 | Noblesville | 15470 | Duke Energy Indiana, LLC | Electric Utility | 21225 Riverwood Ave | Noblesville | Hamilton | Indiana | 46060 | natural gas | Natural Gas = 264 MW | Natural Gas Fired Combined Cycle | 283 | 264 | [6 empty] | 264 | [5 empty] | EIA-860, EIA-860M and EIA-923 | 202406 | -85.9714 | 40.0969
-9721252.8322 | 4566874.8253 | 36371 | 1012 | F B Culley | 17633 | Southern Indiana Gas & Elec Co | Electric Utility | 3700 Darlington Road | Newburgh | Warrick | Indiana | 47630 | coal | Coal = 360 MW | Conventional Steam Coal | 368.9 | 360 |  |  | 360 | [9 empty] | EIA-860, EIA-860M and EIA-923 | 202406 | -87.3275 | 37.9111
-8775248.6675 | 4177288.5763 | 36372 | 1016 | Butler-Warner Generation Plant | 6235 | Fayetteville Public Works Commission | Electric Utility | 2274 Custer Ave | Fayetteville | Cumberland | North Carolina | 28312 | natural gas | Battery = 0.5 MW, Natural Gas = 225 MW, Solar = 1 MW | Batteries; Natural Gas Fired Combined Cycle; Natural Gas Fired Combustion Turbine; Solar Photovoltaic; | 304.9 | 226.5 | 0.5 | [5 empty] | 225 |  |  | 1 |  |  | EIA-860, EIA-860M and EIA-923 | 202406 | -78.8294 | 35.0986
-12425647.5397 | 4758395.2025 | 36373 | 1020 | Manti Lower | 11588 | City of Manti - (UT) | Electric Utility | 800 East 500 South | Manti | Sanpete | Utah | 84642 | hydroelectric | Hydroelectric = 1 MW | Conventional Hydroelectric | 1.2 | 1 |  |  |  |  | 1 | [7 empty] | EIA-860, EIA-860M and EIA-923 | 202406 | -111.6215 | 39.2559
-9579877.0789 | 4976285.8033 | 36374 | 1037 | Peru (IN) | 14839 | City of Peru - (IN) | Electric Utility | 307 East Canal Street | Peru | Miami | Indiana | 46970 | petroleum | Petroleum = 1.8 MW | Petroleum Liquids | 1.8 | 1.8 | [8 empty] | 1.8 |  |  |  | EIA-860, EIA-860M and EIA-923 | 202406 | -86.0575 | 40.7551
-9701991.4434 | 5003426.1453 | 36375 | 1038 | Rensselaer City Light Plant | 15860 | City of Rensselaer - (IN) | Electric Utility | 425 N Van Rensselaer | Rensselaer | Jasper | Indiana | 47978 | natural gas | Natural Gas = 13.1 MW, Petroleum = 8 MW | Natural Gas Internal Combustion Engine; Petroleum Liquids; | 21.8 | 21.1 | [6 empty] | 13.1 |  | 8 |  |  |  | EIA-860, EIA-860M and EIA-923 | 202406 | -87.1545 | 40.9395
-9450501.5667 | 4837326.9572 | 36376 | 1040 | Whitewater Valley | 15989 | City of Richmond - (IN) | Electric Utility | 2000 US 27 SOUTH | RICHMOND | Wayne | Indiana | 47375 | coal | Coal = 99.7 MW | Conventional Steam Coal | 93.9 | 99.7 |  |  | 99.7 | [9 empty] | EIA-860, EIA-860M and EIA-923 | 202406 | -84.8953 | 39.8028
-10096416.9934 | 5171468.9293 | 36377 | 1067 | Iowa Hydro LLC | 58149 | Renewable World Energies LLC | IPP Non-CHP | 4226 173rd Ave | Maquoketa | Jackson | Iowa | 52060 | hydroelectric | Hydroelectric = 1.2 MW | Conventional Hydroelectric | 1.2 | 1.2 |  |  |  |  | 1.2 | [7 empty] | EIA-860, EIA-860M and EIA-923 | 202406 | -90.6977 | 42.07
-10337066.0214 | 5168082.3808 | 36378 | 1068 | Marshalltown | 9417 | Interstate Power and Light Co | Electric Utility | 3001 E. Main St Rd | Marshalltown | Marshall | Iowa | 50158 | natural gas | Natural Gas = 104.8 MW | Natural Gas Fired Combustion Turbine | 189 | 104.8 | [6 empty] | 104.8 | [5 empty] | EIA-860, EIA-860M and EIA-923 | 202406 | -92.8594 | 42.0474
-10201225.4072 | 5152600.4401 | 36379 | 1073 | Prairie Creek | 9417 | Interstate Power and Light Co | Electric Utility | 3300 C Street SW | Cedar Rapids | Linn | Iowa | 52404 | natural gas | Coal = 29.9 MW, Natural Gas = 126.4 MW | Conventional Steam Coal; Natural Gas Steam Turbine; | 213.4 | 156.3 |  |  | 29.9 |  |  |  | 126.4 | [5 empty] | EIA-860, EIA-860M and EIA-923 | 202406 | -91.6392 | 41.944
-10192857.7437 | 5111954.2322 | 36380 | 1079 | Coralville GT | 12341 | MidAmerican Energy Co | Electric Utility | 401-1st Avenue | Coralville | Johnson | Iowa | 52240 | natural gas | Natural Gas = 62.1 MW | Natural Gas Fired Combustion Turbine | 72 | 62.1 | [6 empty] | 62.1 | [5 empty] | EIA-860, EIA-860M and EIA-923 | 202406 | -91.564 | 41.6719
-10668949.0532 | 5038927.986 | 36381 | 1082 | Walter Scott Jr Energy Center | 12341 | MidAmerican Energy Co | Electric Utility | 7215 Navajo St. | Council Bluffs | Pottawattamie | Iowa | 51501 | coal | Coal = 1511.7 MW | Conventional Steam Coal | 1648.3 | 1511.7 |  |  | 1511.7 | [9 empty] | EIA-860, EIA-860M and EIA-923 | 202406 | -95.8408 | 41.18
-10421674.957 | 5099792.3703 | 36382 | 1084 | River Hills | 12341 | MidAmerican Energy Co | Electric Utility | 105 Grand Ave | Des Moines | Polk | Iowa | 50309 | natural gas | Natural Gas = 118.4 MW | Natural Gas Fired Combustion Turbine | 128 | 118.4 | [6 empty] | 118.4 | [5 empty] | EIA-860, EIA-860M and EIA-923 | 202406 | -93.6195 | 41.5902
-10728940.24 | 5209813.4743 | 36383 | 1091 | George Neal North | 12341 | MidAmerican Energy Co | Electric Utility | 1151 - 260 St | Sergeant Bluff | Woodbury | Iowa | 51052 | coal | Coal = 510 MW | Conventional Steam Coal | 584.1 | 510 |  |  | 510 | [9 empty] | EIA-860, EIA-860M and EIA-923 | 202406 | -96.3797 | 42.3252
-10318559.824 | 5320545.2109 | 36384 | 1097 | Merl Parr | 12341 | MidAmerican Energy Co | Electric Utility | 160 - 11 St | Charles City | Floyd | Iowa | 50616 | natural gas | Natural Gas = 32.5 MW | Natural Gas Fired Combustion Turbine | 36 | 32.5 | [6 empty] | 32.5 | [5 empty] | EIA-860, EIA-860M and EIA-923 | 202406 | -92.6932 | 43.0563
-10143060.9732 | 4974243.341 | 36385 | 1104 | Burlington (IA) | 9417 | Interstate Power and Light Co | Electric Utility | 4282 Sullivan Slough Road | Burlington | Des Moines | Iowa | 52601 | natural gas | Natural Gas = 168.3 MW | Natural Gas Fired Combustion Turbine; Natural Gas Steam Turbine; | 290.8 | 168.3 | [6 empty] | 168.3 | [5 empty] | EIA-860, EIA-860M and EIA-923 | 202406 | -91.1167 | 40.7412
-10171473.3808 | 4923728.9805 | 36386 | 1109 | Keokuk | 19436 | Union Electric Co - (MO) | Electric Utility | 523 North Water Street | Keokuk | Lee | Iowa | 52632 | hydroelectric | Hydroelectric = 150 MW | Conventional Hydroelectric | 124.8 | 150 |  |  |  |  | 150 | [7 empty] | EIA-860, EIA-860M and EIA-923 | 202406 | -91.3719 | 40.3965
-10490659.7568 | 5323135.5178 | 36387 | 1120 | Algona | 309 | City of Algona - (IA) | Electric Utility | 521 N Hall St. | Algona | Kossuth | Iowa | 50511 | petroleum | Petroleum = 16.1 MW | Petroleum Liquids | 16.1 | 16.1 | [8 empty] | 16.1 |  |  |  | EIA-860, EIA-860M and EIA-923 | 202406 | -94.2392 | 43.0733
-10609036.9033 | 5262421.6678 | 36388 | 1121 | Alta Municipal Utilities | 405 | City of Alta - (IA) | Electric Utility | 209 East 2nd Street | Alta | Buena Vista | Iowa | 51002 | petroleum | Petroleum = 4 MW | Petroleum Liquids | 4 | 4 | [8 empty] | 4 |  |  |  | EIA-860, EIA-860M and EIA-923 | 202406 | -95.3026 | 42.6736
-10420495.0817 | 5164844.9427 | 36389 | 1122 | Ames Electric Services Power Plant | 554 | City of Ames - (IA) | Electric Utility | 200 E 5th St | Ames | Story | Iowa | 50010 | natural gas | Natural Gas = 104.7 MW | Natural Gas Steam Turbine | 108.8 | 104.7 | [6 empty] | 104.7 | [5 empty] | EIA-860, EIA-860M and EIA-923 | 202406 | -93.6089 | 42.0258
-10549355.63 | 5078087.065 | 36390 | 1123 | Anita | 682 | City of Anita - (IA) | Electric Utility | 828 Main Street | Anita | Cass | Iowa | 50020 | petroleum | Petroleum = 2.7 MW | Petroleum Liquids | 2.9 | 2.7 | [8 empty] | 2.7 |  |  |  | EIA-860, EIA-860M and EIA-923 | 202406 | -94.7665 | 41.4442
-10575351.6254 | 5072857.54 | 36391 | 1124 | Atlantic | 965 | Atlantic Municipal Utilities | Electric Utility | 201 N. Pine Street | Atlantic | Cass | Iowa | 50022 | natural gas | Natural Gas = 9.8 MW | Natural Gas Fired Combustion Turbine | 10 | 9.8 | [6 empty] | 9.8 | [5 empty] | EIA-860, EIA-860M and EIA-923 | 202406 | -95 | 41.409
-10488196.813 | 5356619.4118 | 36392 | 1125 | Bancroft | 1172 | Bancroft Municipal Utilities | Electric Utility | 108 North Portland | Bancroft | Kossuth | Iowa | 50517 | petroleum | Petroleum = 4.1 MW | Petroleum Liquids | 4.2 | 4.1 | [8 empty] | 4.1 |  |  |  | EIA-860, EIA-860M and EIA-923 | 202406 | -94.2171 | 43.2926
-10065141.0032 | 5198502.1078 | 36393 | 1126 | Bellevue | 1515 | City of Bellevue - (IA) | Electric Utility | 900 N. Riverview | Bellevue | Jackson | Iowa | 52031 | petroleum | Petroleum = 8.7 MW | Petroleum Liquids | 9.8 | 8.7 | [8 empty] | 8.7 |  |  |  | EIA-860, EIA-860M and EIA-923 | 202406 | -90.4167 | 42.25
-10288737.3324 | 4968647.1245 | 36394 | 1127 | Bloomfield | 1869 | City of Bloomfield - (IA) | Electric Utility | 111 W Franklin St | Bloomfield | Davis | Iowa | 52537 | natural gas | Natural Gas = 6.5 MW, Petroleum = 0.4 MW | Natural Gas Internal Combustion Engine; Petroleum Liquids; | 8.5 | 6.9 | [6 empty] | 6.5 |  | 0.4 |  |  |  | EIA-860, EIA-860M and EIA-923 | 202406 | -92.4253 | 40.7031
-10291253.1529 | 5120292.0122 | 36395 | 1128 | Brooklyn | 2287 | City of Brooklyn - (IA) | Electric Utility | 123 E Front Street | Brooklyn | Poweshiek | Iowa | 52211 | petroleum | Petroleum = 2 MW | Petroleum Liquids | 2.3 | 2 | [8 empty] | 2 |  |  |  | EIA-860, EIA-860M and EIA-923 | 202406 | -92.4479 | 41.7278
-10131406.6018 | 5205755.058 | 36396 | 1129 | Cascade | 3137 | Cascade Municipal Utilities | Electric Utility | 201 Pierce St SW | Cascade | Dubuque | Iowa | 52033 | petroleum | Petroleum = 6.8 MW | Petroleum Liquids | 7.2 | 6.8 | [8 empty] | 6.8 |  |  |  | EIA-860, EIA-860M and EIA-923 | 202406 | -91.012 | 42.2982
-10294381.2306 | 5237985.805 | 36397 | 1130 | Gas Turbine (IA) | 3203 | Cedar Falls Utilities | Electric Utility | West 27th Street | Cedar Falls | Black Hawk | Iowa | 50613 | natural gas | Natural Gas = 40.3 MW | Natural Gas Fired Combustion Turbine | 43.4 | 40.3 | [6 empty] | 40.3 | [5 empty] | EIA-860, EIA-860M and EIA-923 | 202406 | -92.476 | 42.512
-10290306.9372 | 5240206.0051 | 36398 | 1131 | Streeter Station | 3203 | Cedar Falls Utilities | Electric Utility | Utility Parkway | Cedar Falls | Black Hawk | Iowa | 50613 | natural gas | Natural Gas = 55.6 MW | Natural Gas Steam Turbine | 51.5 | 55.6 | [6 empty] | 55.6 | [5 empty] | EIA-860, EIA-860M and EIA-923 | 202406 | -92.4394 | 42.5267
-10189374.1115 | 5203139.2341 | 36399 | 1132 | Coggon | 65337 | Coggon Municipal Light Plant | Electric Utility | 131 West Main St | Coggon | Linn | Iowa | 52218 | petroleum | Petroleum = 1.8 MW | Petroleum Liquids | 2 | 1.8 | [8 empty] | 1.8 |  |  |  | EIA-860, EIA-860M and EIA-923 | 202406 | -91.5327 | 42.2808
-10545874.2242 | 5010439.103 | 36400 | 1134 | Corning | 4375 | City of Corning - (IA) | Electric Utility | 501 Benton Avenue | Corning | Adams | Iowa | 50841 | petroleum | Petroleum = 6.8 MW | Petroleum Liquids | 6.8 | 6.8 | [8 empty] | 6.8 |  |  |  | EIA-860, EIA-860M and EIA-923 | 202406 | -94.7352 | 40.9871
-10471740.2301 | 5200030.4678 | 36401 | 1135 | Dayton (IA) | 4919 | City of Dayton - (IA) | Electric Utility | 101 South Main Street | Dayton | Webster | Iowa | 50530 | petroleum | Petroleum = 1.8 MW | Petroleum Liquids | 1.8 | 1.8 | [8 empty] | 1.8 |  |  |  | EIA-860, EIA-860M and EIA-923 | 202406 | -94.0692 | 42.2602
-10557907.8612 | 5373484.4736 | 36402 | 1137 | Estherville | 5998 | City of Estherville - (IA) | Electric Utility | 21 North 1st Street | Estherville | Emmet | Iowa | 51334 | natural gas | Natural Gas = 12.5 MW, Petroleum = 1.1 MW | Natural Gas Internal Combustion Engine; Petroleum Liquids; | 15.6 | 13.6 | [6 empty] | 12.5 |  | 1.1 |  |  |  | EIA-860, EIA-860M and EIA-923 | 202406 | -94.8433 | 43.4028
-10423443.1558 | 5352125.1148 | 36403 | 1138 | Forest City Light Plant | 6579 | City of Forest City- (IA) | Electric Utility | 306 East J St | Forest City | Winnebago | Iowa | 50436 | petroleum | Petroleum = 21.2 MW | Petroleum Liquids | 22 | 21.2 | [8 empty] | 21.2 |  |  |  | EIA-860, EIA-860M and EIA-923 | 202406 | -93.6354 | 43.2632
-10496199.5712 | 5203437.1515 | 36404 | 1141 | Gowrie | 7424 | Gowrie Municipal Utilities | Electric Utility | 1102 Main St. | Gowrie | Webster | Iowa | 50543 | petroleum | Petroleum = 2.2 MW | Petroleum Liquids | 2.5 | 2.2 | [8 empty] | 2.2 |  |  |  | EIA-860, EIA-860M and EIA-923 | 202406 | -94.289 | 42.2828
-10547499.4888 | 5348528.0914 | 36405 | 1142 | Graettinger | 7443 | City of Graettinger - (IA) | Electric Utility | 101 W Hoffman Street | Graettinger | Palo Alto | Iowa | 51342 | petroleum | Petroleum = 3.1 MW | Petroleum Liquids | 3.1 | 3.1 | [8 empty] | 3.1 |  |  |  | EIA-860, EIA-860M and EIA-923 | 202406 | -94.7498 | 43.2397
-10505209.2142 | 5165414.4123 | 36406 | 1143 | Grand Junction | 7486 | City of Grand Junction - (IA) | Electric Utility | 305 South 11th | Grand Junction | Greene | Iowa | 50107 | petroleum | Petroleum = 1.7 MW | Petroleum Liquids | 1.7 | 1.7 | [8 empty] | 1.7 |  |  |  | EIA-860, EIA-860M and EIA-923 | 202406 | -94.3699 | 42.0296
-10327367.6447 | 5215525.2985 | 36407 | 1145 | Grundy Center City Light Plant | 7743 | Grundy Center Mun Light & Power | Electric Utility | 504 7th. Street. | Grundy Center | Grundy | Iowa | 50638 | petroleum | Petroleum = 8.7 MW | Petroleum Liquids | 8.7 | 8.7 | [8 empty] | 8.7 |  |  |  | EIA-860, EIA-860M and EIA-923 | 202406 | -92.7723 | 42.3631
-10610448.7684 | 5107881.3853 | 36408 | 1146 | Harlan | 8122 | Harlan Municipal Utilities - (IA) | Electric Utility | 405 Chatburn Ave. | Harlan | Shelby | Iowa | 51537 | petroleum | Petroleum = 3.2 MW | Petroleum Liquids | 3.4 | 3.2 | [8 empty] | 3.2 |  |  |  | EIA-860, EIA-860M and EIA-923 | 202406 | -95.3153 | 41.6445
-10415415.3507 | 5065511.9857 | 36409 | 1150 | Indianola | 9275 | Indianola Municipal Utilities | Electric Utility | 111 South Buxton Street | Indianola | Warren | Iowa | 50125 | petroleum | Petroleum = 42.2 MW | Petroleum Liquids | 40.9 | 42.2 | [8 empty] | 42.2 |  |  |  | EIA-860, EIA-860M and EIA-923 | 202406 | -93.5633 | 41.3595
-10610450.6608 | 5377668.2798 | 36410 | 1153 | Lake Park | 10608 | City of Lake Park - (IA) | Electric Utility | 209 South Market St | Lake Park | Dickinson | Iowa | 51347 | petroleum | Petroleum = 4 MW | Petroleum Liquids | 4 | 4 | [8 empty] | 4 |  |  |  | EIA-860, EIA-860M and EIA-923 | 202406 | -95.3153 | 43.4301
-10411956.8768 | 5375691.0814 | 36411 | 1154 | Lake Mills | 10606 | City of Lake Mills | Electric Utility | 201 S. Mill Street | Lake Mills | Winnebago | Iowa | 50450 | petroleum | Petroleum = 17.7 MW | Petroleum Liquids | 17.7 | 17.7 | [8 empty] | 17.7 |  |  |  | EIA-860, EIA-860M and EIA-923 | 202406 | -93.5322 | 43.4172
-10456529.2009 | 4956745.6167 | 36412 | 1155 | Lamoni Municipal Utilities | 10650 | City of Lamoni - (IA) | Electric Utility | 111 S. Chestnut St. | Lamoni | Decatur | Iowa | 50140 | petroleum | Petroleum = 10 MW | Petroleum Liquids | 10.5 | 10 | [8 empty] | 10 |  |  |  | EIA-860, EIA-860M and EIA-923 | 202406 | -93.9326 | 40.622
-10262855.5508 | 5208417.8212 | 36413 | 1156 | La Porte | 10542 | La Porte City Utilities | Electric Utility | 305 Locust St | La Porte City | Black Hawk | Iowa | 50651 | petroleum | Petroleum = 5.4 MW | Petroleum Liquids | 5.4 | 5.4 | [8 empty] | 5.4 |  |  |  | EIA-860, EIA-860M and EIA-923 | 202406 | -92.1928 | 42.3159
-10558720.4934 | 5288955.5421 | 36414 | 1157 | Laurens | 10769 | City of Laurens - (IA) | Electric Utility | 210 RailRoad Street | Laurens | Pocahontas | Iowa | 50554 | petroleum | Petroleum = 8.3 MW | Petroleum Liquids | 9.1 | 8.3 | [8 empty] | 8.3 |  |  |  | EIA-860, EIA-860M and EIA-923 | 202406 | -94.8506 | 42.8486
-10526248.598 | 4994657.7714 | 36415 | 1158 | Lenox | 10908 | City of Lenox - (IA) | Electric Utility | 205 South Main | Lenox | Taylor | Iowa | 50851 | petroleum | Petroleum = 5.8 MW | Petroleum Liquids | 6.1 | 5.8 | [8 empty] | 5.8 |  |  |  | EIA-860, EIA-860M and EIA-923 | 202406 | -94.5589 | 40.88
-10579214.4117 | 5147013.7862 | 36416 | 1160 | Manning | 11581 | City of Manning | Electric Utility | 614 Main St | Manning | Carroll | Iowa | 51455 | petroleum | Petroleum = 7.9 MW | Petroleum Liquids | 7.9 | 7.9 | [8 empty] | 7.9 |  |  |  | EIA-860, EIA-860M and EIA-923 | 202406 | -95.0347 | 41.9067
-10092781.6328 | 5166307.0493 | 36417 | 1162 | Maquoketa 1 | 11611 | City of Maquoketa - (IA) | Electric Utility | 505 N. Old Highway 61 | Maquoketa | Jackson | Iowa | 52060 | natural gas | Natural Gas = 16.9 MW, Petroleum = 5.1 MW | Natural Gas Internal Combustion Engine; Petroleum Liquids; | 24.4 | 22 | [6 empty] | 16.9 |  | 5.1 |  |  |  | EIA-860, EIA-860M and EIA-923 | 202406 | -90.665 | 42.0356
-10149546.4468 | 5315584.9495 | 36418 | 1163 | McGregor | 12114 | City of McGregor- (IA) | Electric Utility | 126 1st Street | McGregor | Clayton | Iowa | 52157 | petroleum | Petroleum = 1.5 MW | Petroleum Liquids | 1.5 | 1.5 | [8 empty] | 1.5 |  |  |  | EIA-860, EIA-860M and EIA-923 | 202406 | -91.1749 | 43.0237
-10591864.6473 | 5361737.4474 | 36419 | 1164 | Milford | 12541 | City of Milford - (IA) | Electric Utility | 806 N Ave. | Milford | Dickinson | Iowa | 51351 | petroleum | Petroleum = 6.5 MW | Petroleum Liquids | 6.5 | 6.5 | [8 empty] | 6.5 |  |  |  | EIA-860, EIA-860M and EIA-923 | 202406 | -95.1483 | 43.3261
-10299590.9828 | 5099168.4513 | 36420 | 1165 | Montezuma | 12839 | City of Montezuma - (IA) | Electric Utility | 406 East Washington | Montezuma | Poweshiek | Iowa | 50171 | petroleum | Natural Gas = 4.1 MW, Petroleum = 5.5 MW | Natural Gas Internal Combustion Engine; Petroleum Liquids; | 9.8 | 9.6 | [6 empty] | 4.1 |  | 5.5 |  |  |  | EIA-860, EIA-860M and EIA-923 | 202406 | -92.5228 | 41.586
-10191435.3032 | 5008186.893 | 36421 | 1166 | Mt Pleasant | 13038 | City of Mt Pleasant - (IA) | Electric Utility | 509 North Adams Street | Mt Pleasant | Henry | Iowa | 52641 | petroleum | Petroleum = 24 MW | Petroleum Liquids | 24 | 24 | [8 empty] | 24 |  |  |  | EIA-860, EIA-860M and EIA-923 | 202406 | -91.5512 | 40.9718
-10136407.7412 | 5070290.1368 | 36422 | 1167 | Muscatine Plant #1 | 13143 | Board of Water Electric & Communications | Electric Utility | 1700 Dick Drake Way | Muscatine | Muscatine | Iowa | 52761 | coal | Coal = 248.9 MW | Conventional Steam Coal | 275.5 | 248.9 |  |  | 248.9 | [9 empty] | EIA-860, EIA-860M and EIA-923 | 202406 | -91.0569 | 41.3917
-10277026.522 | 5322465.0165 | 36423 | 1168 | New Hampton | 13444 | City of New Hampton - (IA) | Electric Utility | 921 Canty Av | New Hampton | Chickasaw | Iowa | 50659 | natural gas | Natural Gas = 13.5 MW, Petroleum = 10.6 MW | Natural Gas Internal Combustion Engine; Petroleum Liquids; | 26.5 | 24.1 | [6 empty] | 13.5 |  | 10.6 |  |  |  | EIA-860, EIA-860M and EIA-923 | 202406 | -92.3201 | 43.0689
-10469175.095 | 5166553.4535 | 36424 | 1169 | Ogden | 13990 | City of Ogden - (IA) | Electric Utility | 201 NW 3rd Street | Ogden | Boone | Iowa | 50212 | petroleum | Petroleum = 4 MW | Petroleum Liquids | 3.9 | 4 | [8 empty] | 4 |  |  |  | EIA-860, EIA-860M and EIA-923 | 202406 | -94.0462 | 42.0372
-10331623.8342 | 5354645.7699 | 36425 | 1172 | Osage (IA) | 14201 | City of Osage - (IA) | Electric Utility | 720 Chestnut | Osage | Mitchell | Iowa | 50461 | natural gas | Natural Gas = 9.1 MW, Petroleum = 7.2 MW,Solar = 0.8 MW,Wind = 0.5 MW | Natural Gas Internal Combustion Engine; Petroleum Liquids; Solar Photovoltaic; Onshore Wind Turbine; | 19 | 17.6 | [6 empty] | 9.1 |  | 7.2 | 0.8 | 0.5 |  | EIA-860, EIA-860M and EIA-923 | 202406 | -92.8106 | 43.2797
-10287576.6041 | 5014752.9942 | 36426 | 1173 | Ottumwa City of | 14236 | Ottumwa City of | Electric Utility | 323 South Market Street | Ottumwa | Wapello | Iowa | 52501 | hydroelectric | Hydroelectric = 3.2 MW | Conventional Hydroelectric | 3.2 | 3.2 |  |  |  |  | 3.2 | [7 empty] | EIA-860, EIA-860M and EIA-923 | 202406 | -92.4149 | 41.0163
-10062636.3147 | 5168577.0863 | 36427 | 1176 | Preston (IA) | 15349 | City of Preston | Electric Utility | 22 West Gillet Street | Preston | Jackson | Iowa | 52069 | natural gas | Natural Gas = 1.8 MW, Petroleum = 2 MW | Natural Gas Internal Combustion Engine; Petroleum Liquids; | 3.6 | 3.8 | [6 empty] | 1.8 |  | 2 |  |  |  | EIA-860, EIA-860M and EIA-923 | 202406 | -90.3942 | 42.0507
-10346790.4469 | 5319417.8899 | 36428 | 1180 | Rockford | 16211 | City of Rockford- (IA) | Electric Utility | 18 1st St. S | Rockford | Floyd | Iowa | 50468 | petroleum | Petroleum = 2.9 MW | Petroleum Liquids | 2.9 | 2.9 | [8 empty] | 2.9 |  |  |  | EIA-860, EIA-860M and EIA-923 | 202406 | -92.9468 | 43.0489
-10705502.5891 | 5377567.7237 | 36429 | 1181 | Rock Rapids | 16206 | Rock Rapids Municipal Utility | Electric Utility | 310 S Third Ave | Rock Rapids | Lyon | Iowa | 51246 | petroleum | Petroleum = 2.5 MW | Petroleum Liquids | 2.5 | 2.5 | [8 empty] | 2.5 |  |  |  | EIA-860, EIA-860M and EIA-923 | 202406 | -96.1692 | 43.4294
-10656180.7076 | 5373821.5603 | 36430 | 1184 | Sibley One | 17141 | City of Sibley - (IA) | Electric Utility | 1108 3rd Ave. | Sibley | Osceola | Iowa | 51249 | petroleum | Petroleum = 4.8 MW | Petroleum Liquids | 5.2 | 4.8 | [8 empty] | 4.8 |  |  |  | EIA-860, EIA-860M and EIA-923 | 202406 | -95.7261 | 43.405
-10591410.2411 | 5334005.116 | 36431 | 1186 | Spencer Gas Turbine | 17783 | City of Spencer - (IA) | Electric Utility | 712 N Grand Avenue | Spencer | Clay | Iowa | 51301 | petroleum | Petroleum = 17 MW | Petroleum Liquids | 23.8 | 17 | [8 empty] | 17 |  |  |  | EIA-860, EIA-860M and EIA-923 | 202406 | -95.1443 | 43.1446
-10370894.4562 | 5163476.8564 | 36432 | 1187 | State Center | 18014 | City of State Center - (IA) | Electric Utility | 103 2nd Ave NW | State Center | Marshall | Iowa | 50247 | petroleum | Natural Gas = 2.5 MW, Petroleum = 3.8 MW | Natural Gas Internal Combustion Engine; Petroleum Liquids; | 6.3 | 6.3 | [6 empty] | 2.5 |  | 3.8 |  |  |  | EIA-860, EIA-860M and EIA-923 | 202406 | -93.1633 | 42.0167
-10419557.6603 | 5188893.6086 | 36433 | 1188 | Story City | 18177 | City of Story City - (IA) | Electric Utility | 505 Market Street | Story City | Story | Iowa | 50248 | petroleum | Natural Gas = 2 MW, Petroleum = 11.5 MW | Natural Gas Internal Combustion Engine; Petroleum Liquids; | 13.9 | 13.5 | [6 empty] | 2 |  | 11.5 |  |  |  | EIA-860, EIA-860M and EIA-923 | 202406 | -93.6005 | 42.1861
-10499342.677 | 5086951.7001 | 36434 | 1190 | Stuart (IA) | 18231 | City of Stuart - (IA) | Electric Utility | 114 North Fremont Street | Stuart | Guthrie | Iowa | 50250 | petroleum | Petroleum = 2.7 MW | Petroleum Liquids | 2.8 | 2.7 | [8 empty] | 2.7 |  |  |  | EIA-860, EIA-860M and EIA-923 | 202406 | -94.3172 | 41.5039
-10252280.1992 | 5288621.5075 | 36435 | 1191 | Sumner | 18301 | City of Sumner - (IA) | Electric Utility | 410 Pleasant St | Sumner | BREMER | Iowa | 50674 | petroleum | Petroleum = 5.4 MW | Petroleum Liquids | 5.4 | 5.4 | [8 empty] | 5.4 |  |  |  | EIA-860, EIA-860M and EIA-923 | 202406 | -92.0978 | 42.8464
-10293000.8689 | 5189873.794 | 36436 | 1192 | Traer Main | 19062 | City of Traer - (IA) | Electric Utility | 649 2nd Street | Traer | Tama | Iowa | 50675 | petroleum | Petroleum = 3.2 MW | Petroleum Liquids | 3.5 | 3.2 | [8 empty] | 3.2 |  |  |  | EIA-860, EIA-860M and EIA-923 | 202406 | -92.4636 | 42.1926
-10573737.4927 | 5002243.1737 | 36437 | 1193 | Villisca Municipal Power Plant | 19843 | City of Villisca - (IA) | Electric Utility | 102 North U Avenue | Villisca | Montgomery | Iowa | 50864 | petroleum | Petroleum = 4 MW | Petroleum Liquids | 4 | 4 | [8 empty] | 4 |  |  |  | EIA-860, EIA-860M and EIA-923 | 202406 | -94.9855 | 40.9315
-10243864.4457 | 5186433.6746 | 36438 | 1194 | Vinton | 19865 | City of Vinton - (IA) | Electric Utility | 214 E 2nd St | Vinton | Benton | Iowa | 52349 | natural gas | Natural Gas = 16.1 MW, Petroleum = 1.1 MW | Natural Gas Internal Combustion Engine; Petroleum Liquids; | 17.5 | 17.2 | [6 empty] | 16.1 |  | 1.1 |  |  |  | EIA-860, EIA-860M and EIA-923 | 202406 | -92.0222 | 42.1697
-10443436.9156 | 5231799.4882 | 36439 | 1198 | Webster City | 20259 | City of Webster City - (IA) | Electric Utility | 501 Union Street | Webster City | Hamilton | Iowa | 50595 | petroleum | Petroleum = 20.7 MW | Petroleum Liquids | 21.3 | 20.7 | [8 empty] | 20.7 |  |  |  | EIA-860, EIA-860M and EIA-923 | 202406 | -93.815 | 42.471
-10513633.2054 | 5306060.5012 | 36440 | 1199 | West Bend | 20364 | City of West Bend | Electric Utility | 13 North Broadway | West Bent | Palo Alto | Iowa | 50597 | petroleum | Petroleum = 6.4 MW | Petroleum Liquids | 6.7 | 6.4 | [8 empty] | 6.4 |  |  |  | EIA-860, EIA-860M and EIA-923 | 202406 | -94.4456 | 42.9612
-10159467.5737 | 5096653.8373 | 36441 | 1200 | West Liberty | 20380 | City of West Liberty - (IA) | Electric Utility | 105 West Second Street | West Liberty | Muscatine | Iowa | 52776 | petroleum | Petroleum = 14.8 MW | Petroleum Liquids | 16.5 | 14.8 | [8 empty] | 14.8 |  |  |  | EIA-860, EIA-860M and EIA-923 | 202406 | -91.264 | 41.5691
-10132239.4942 | 5099424.7414 | 36442 | 1202 | Wilton | 20789 | City of Wilton - (IA) | Electric Utility | 220 3rd Street | Wilton | Muscatine | Iowa | 52778 | petroleum | Petroleum = 9.2 MW | Petroleum Liquids | 9.2 | 9.2 | [8 empty] | 9.2 |  |  |  | EIA-860, EIA-860M and EIA-923 | 202406 | -91.0195 | 41.5877
-10465434.7602 | 5062206.5377 | 36443 | 1203 | Winterset | 20835 | City of Winterset - (IA) | Electric Utility | 321 North John Wayne Dr. | Winterset | Madison | Iowa | 50273 | petroleum | Petroleum = 17.6 MW | Petroleum Liquids | 17.6 | 17.6 | [8 empty] | 17.6 |  |  |  | EIA-860, EIA-860M and EIA-923 | 202406 | -94.0126 | 41.3372
-10502682.2618 | 5029112.1052 | 36444 | 1206 | Summit Lake | 3258 | Central Iowa Power Cooperative | Electric Utility | 1632 REA Rd | Creston | Union | Iowa | 50801 | natural gas | Natural Gas = 111.8 MW | Natural Gas Fired Combustion Turbine; Natural Gas Internal Combustion Engine; | 118.7 | 111.8 | [6 empty] | 111.8 | [5 empty] | EIA-860, EIA-860M and EIA-923 | 202406 | -94.3472 | 41.1136
-10603949.6025 | 5336448.84 | 36445 | 1217 | Earl F Wisdom | 4363 | Corn Belt Power Coop | Electric Utility | 3365 165 Ave | Spencer | Clay | Iowa | 51301 | natural gas | Natural Gas = 113.5 MW | Natural Gas Fired Combustion Turbine; Natural Gas Steam Turbine; | 119.1 | 113.5 | [6 empty] | 113.5 | [5 empty] | EIA-860, EIA-860M and EIA-923 | 202406 | -95.2569 | 43.1606
-11302479.4073 | 4830852.046 | 36446 | 1224 | Bird City | 12524 | Midwest Energy Inc - (KS) | Electric Utility | North Main Street & Hwy 36 | Bird City | Cheyenne | Kansas | 67731 | petroleum | Petroleum = 4 MW | Petroleum Liquids | 4 | 4 | [8 empty] | 4 |  |  |  | EIA-860, EIA-860M and EIA-923 | 202406 | -101.5319 | 39.7581
-11247521.1973 | 4779563.5126 | 36447 | 1225 | Colby | 12524 | Midwest Energy Inc - (KS) | Electric Utility | 1100 N. Country Club Drive | Colby | Thomas | Kansas | 67701 | natural gas | Natural Gas = 13 MW | Natural Gas Fired Combustion Turbine | 16 | 13 | [6 empty] | 13 | [5 empty] | EIA-860, EIA-860M and EIA-923 | 202406 | -101.0382 | 39.403
-11216763.3994 | 4461585.902 | 36448 | 1230 | Cimarron River | 18315 | Sunflower Electric Power Corp | Electric Utility | 12406 Road R. | Liberal | Seward | Kansas | 67901 | natural gas | Natural Gas = 67.3 MW | Natural Gas Fired Combustion Turbine; Natural Gas Steam Turbine; | 65 | 67.3 | [6 empty] | 67.3 | [5 empty] | EIA-860, EIA-860M and EIA-923 | 202406 | -100.7619 | 37.1611
-11126349.7089 | 4541747.8769 | 36449 | 1233 | Fort Dodge | 18315 | Sunflower Electric Power Corp | Electric Utility | 11453 Ft. Dodge Rd. | Dodge City | Ford | Kansas | 67801 | natural gas | Natural Gas = 148.8 MW | Natural Gas Steam Turbine | 149 | 148.8 | [6 empty] | 148.8 | [5 empty] | EIA-860, EIA-860M and EIA-923 | 202406 | -99.9497 | 37.7328
-11006035.6033 | 4637508.0723 | 36450 | 1235 | Great Bend - Sunflower | 18315 | Sunflower Electric Power Corp | Electric Utility | 335 NW 50 Ave | Great Bend | Barton | Kansas | 67530 | natural gas | Natural Gas = 99.8 MW | Natural Gas Steam Turbine | 81.6 | 99.8 | [6 empty] | 99.8 | [5 empty] | EIA-860, EIA-860M and EIA-923 | 202406 | -98.8689 | 38.41
-10541811.5081 | 4449233.3603 | 36451 | 1239 | Riverton | 5860 | Empire District Electric Co | Electric Utility | 7240 SE HWY 66 | Riverton | Cherokee | Kansas | 66770 | natural gas | Natural Gas = 274 MW | Natural Gas Fired Combined Cycle; Natural Gas Fired Combustion Turbine; | 300.2 | 274 | [6 empty] | 274 | [5 empty] | EIA-860, EIA-860M and EIA-923 | 202406 | -94.6987 | 37.0726
-10856062.3118 | 4549844.4433 | 36452 | 1240 | Gordon Evans Energy Center | 10005 | Evergy Kansas South, Inc | Electric Utility | 6001 N. 151 St. W | Colwich | Sedgwick | Kansas | 67030 | natural gas | Natural Gas = 300.1 MW, Petroleum = 3 MW | Natural Gas Fired Combustion Turbine; Petroleum Liquids; | 378 | 303.1 | [6 empty] | 300.1 |  | 3 |  |  |  | EIA-860, EIA-860M and EIA-923 | 202406 | -97.5217 | 37.7903
-10535899.9978 | 4628718.0521 | 36453 | 1241 | La Cygne | 10000 | Evergy Metro | Electric Utility | 25166 E. 2200 Rd | La Cygne | Linn | Kansas | 66040 | coal | Coal = 1426 MW | Conventional Steam Coal | 1598.9 | 1426 |  |  | 1426 | [9 empty] | EIA-860, EIA-860M and EIA-923 | 202406 | -94.6456 | 38.3481
-10895364.2146 | 4592232.4721 | 36454 | 1248 | Hutchinson Energy Center | 22500 | Evergy Kansas Central, Inc | Electric Utility | 3200 E 30th Ave | Hutchinson | Reno | Kansas | 67501 | natural gas | Natural Gas = 168.5 MW, Petroleum = 72.8 MW | Natural Gas Fired Combustion Turbine; Petroleum Liquids; | 345.3 | 241.3 | [6 empty] | 168.5 |  | 72.8 |  |  |  | EIA-860, EIA-860M and EIA-923 | 202406 | -97.8747 | 38.0906
-10605315.1587 | 4722702.9633 | 36455 | 1250 | Lawrence Energy Center | 22500 | Evergy Kansas Central, Inc | Electric Utility | 1250 N 1800 Rd | Lawrence | Douglas | Kansas | 66049 | coal | Coal = 485.3 MW | Conventional Steam Coal | 517 | 485.3 |  |  | 485.3 | [9 empty] | EIA-860, EIA-860M and EIA-923 | 202406 | -95.2692 | 39.0072
-10912772.1339 | 4460272.9576 | 36456 | 1258 | Anthony | 701 | City of Anthony - (KS) | Electric Utility | 71D SW 20th Rd | Anthony | Harper | Kansas | 67003 | natural gas | Natural Gas = 11.1 MW | Natural Gas Internal Combustion Engine | 11.1 | 11.1 | [6 empty] | 11.1 | [5 empty] | EIA-860, EIA-860M and EIA-923 | 202406 | -98.0311 | 37.1517
-11105574.4863 | 4466152.728 | 36457 | 1259 | Ashland | 911 | City of Ashland - (KS) | Electric Utility | 201 North Chestnut | Ashland | Clark | Kansas | 67831 | petroleum | Natural Gas = 1.3 MW, Petroleum = 3.6 MW | Natural Gas Internal Combustion Engine; Petroleum Liquids; | 5.6 | 4.9 | [6 empty] | 1.3 |  | 3.6 |  |  |  | EIA-860, EIA-860M and EIA-923 | 202406 | -99.7631 | 37.1938
-10794865.8688 | 4534101.2023 | 36458 | 1261 | Augusta Electric Plant No 1 | 998 | City of Augusta - (KS) | Electric Utility | 621 Grove Street | Augusta | Butler | Kansas | 67010 | natural gas | Natural Gas = 8.5 MW, Petroleum = 3 MW | Natural Gas Internal Combustion Engine; Petroleum Liquids; | 11.5 | 11.5 | [6 empty] | 8.5 |  | 3 |  |  |  | EIA-860, EIA-860M and EIA-923 | 202406 | -96.9719 | 37.6785
-10596134.9743 | 4689421.9131 | 36459 | 1262 | Baldwin City Plant No 1 | 1148 | City of Baldwin City- (KS) | Electric Utility | 605 High Street | Baldwin City | Douglas | Kansas | 66006 | petroleum | Petroleum = 2.9 MW | Petroleum Liquids | 4.2 | 2.9 | [8 empty] | 2.9 |  |  |  | EIA-860, EIA-860M and EIA-923 | 202406 | -95.1867 | 38.7745
-10868348.7553 | 4841670.402 | 36460 | 1263 | Belleville | 1512 | City of Belleville - (KS) | Electric Utility | 1819 L Street | Belleville | Republic | Kansas | 66935 | natural gas | Natural Gas = 11.5 MW, Petroleum = 2.8 MW | Natural Gas Internal Combustion Engine; Petroleum Liquids; | 14.3 | 14.3 | [6 empty] | 11.5 |  | 2.8 |  |  |  | EIA-860, EIA-860M and EIA-923 | 202406 | -97.632 | 39.8328
-10921800.1446 | 4787461.2644 | 36461 | 1264 | Beloit | 1525 | City of Beloit - (KS) | Electric Utility | 215 S. Chestnut | Beloit | Mitchell | Kansas | 67420 | natural gas | Natural Gas = 16.6 MW | Natural Gas Internal Combustion Engine | 19.3 | 16.6 | [6 empty] | 16.6 | [5 empty] | EIA-860, EIA-860M and EIA-923 | 202406 | -98.1122 | 39.4578
-10668503.7753 | 4686652.2132 | 36462 | 1265 | Burlingame | 2547 | City of Burlingame - (KS) | Electric Utility | 204 West Lincoln | Burlingame | Osage | Kansas | 66413 | natural gas | Natural Gas = 3.6 MW | Natural Gas Internal Combustion Engine | 4 | 3.6 | [6 empty] | 3.6 | [5 empty] | EIA-860, EIA-860M and EIA-923 | 202406 | -95.8368 | 38.7551
-10658836.0114 | 4606788.6948 | 36463 | 1266 | Burlington (KS) | 2551 | City of Burlington - (KS) | Electric Utility | 110 South 11th Street | Burlington | Coffey | Kansas | 66839 | petroleum | Natural Gas = 4.8 MW, Petroleum = 5.6 MW | Natural Gas Internal Combustion Engine; Petroleum Liquids; | 10.4 | 10.4 | [6 empty] | 4.8 |  | 5.6 |  |  |  | EIA-860, EIA-860M and EIA-923 | 202406 | -95.75 | 38.1934
-10626402.7438 | 4536470.8946 | 36464 | 1268 | Chanute 2 | 3355 | City of Chanute | Electric Utility | 1415 N Garfield | Chanute | Neosho | Kansas | 66720 | natural gas | Natural Gas = 46 MW | Natural Gas Fired Combustion Turbine; Natural Gas Internal Combustion Engine; | 64 | 46 | [6 empty] | 46 | [5 empty] | EIA-860, EIA-860M and EIA-923 | 202406 | -95.4586 | 37.6953
-10812151.6707 | 4775381.4399 | 36465 | 1270 | Clay Center | 3710 | City of Clay Center - (KS) | Electric Utility | 4th & Clay St. | Clay Center | Clay | Kansas | 67432 | natural gas | Natural Gas = 29.7 MW | Natural Gas Internal Combustion Engine; Natural Gas Steam Turbine; | 29.9 | 29.7 | [6 empty] | 29.7 | [5 empty] | EIA-860, EIA-860M and EIA-923 | 202406 | -97.1272 | 39.374
-10643555.8529 | 4444313.3383 | 36466 | 1271 | Coffeyville | 3892 | City of Coffeyville - (KS) | Electric Utility | 605 Santa Fe | Coffeyville | Montgomery | Kansas | 67337 | natural gas | Natural Gas = 37 MW, Petroleum = 4 MW | Natural Gas Steam Turbine; Petroleum Liquids; | 44 | 41 | [6 empty] | 37 |  | 4 |  |  |  | EIA-860, EIA-860M and EIA-923 | 202406 | -95.6127 | 37.0373
-11249766.5114 | 4778326.498 | 36467 | 1272 | Colby City of | 3913 | City of Colby - (KS) | Electric Utility | 120 N. Sterling | Colby | Thomas | Kansas | 67701 | petroleum | Petroleum = 17.7 MW | Petroleum Liquids | 20.7 | 17.7 | [8 empty] | 17.7 |  |  |  | EIA-860, EIA-860M and EIA-923 | 202406 | -101.0584 | 39.3944
-10974257.8962 | 4629628.5138 | 36468 | 1274 | Ellinwood | 5802 | City of Ellinwood - (KS) | Electric Utility | 201 west 1ST | Ellinwood | Barton | Kansas | 67526 | natural gas | Natural Gas = 6.8 MW, Petroleum = 0.4 MW | Natural Gas Internal Combustion Engine; Petroleum Liquids; | 8.5 | 7.2 | [6 empty] | 6.8 |  | 0.4 |  |  |  | EIA-860, EIA-860M and EIA-923 | 202406 | -98.5834 | 38.3545
-10601789.8931 | 4518410.0466 | 36469 | 1276 | Erie | 5957 | City of Erie - (KS) | Electric Utility | 618 east 2nd | Erie | Neosho | Kansas | 66733 | petroleum | Petroleum = 3.9 MW | Petroleum Liquids | 4.3 | 3.9 | [8 empty] | 3.9 |  |  |  | EIA-860, EIA-860M and EIA-923 | 202406 | -95.2375 | 37.5668
-10602591.5048 | 4617595.7492 | 36470 | 1278 | Garnett Municipal | 6965 | City of Garnett - (KS) | Electric Utility | 1513 South Walnut | Garnett | Anderson | Kansas | 66032 | petroleum | Petroleum = 10.2 MW | Petroleum Liquids | 11.7 | 10.2 | [8 empty] | 10.2 |  |  |  | EIA-860, EIA-860M and EIA-923 | 202406 | -95.2447 | 38.2697
-10557464.5869 | 4510113.1384 | 36471 | 1279 | Girard | 7257 | City of Girard - (KS) | Electric Utility | 307 East Buffalo | Girard | Crawford | Kansas | 66743 | natural gas | Natural Gas = 9.5 MW | Natural Gas Internal Combustion Engine | 10.8 | 9.5 | [6 empty] | 9.5 | [5 empty] | EIA-860, EIA-860M and EIA-923 | 202406 | -94.8393 | 37.5077
-11321769.7392 | 4770724.8007 | 36472 | 1280 | Goodland | 7374 | City of Goodland - (KS) | Electric Utility | 1701 Cherry Street | Goodland | Sherman | Kansas | 67735 | natural gas | Natural Gas = 15.4 MW, Petroleum = 0.7 MW | Natural Gas Internal Combustion Engine; Petroleum Liquids; | 18.7 | 16.1 | [6 empty] | 15.4 |  | 0.7 |  |  |  | EIA-860, EIA-860M and EIA-923 | 202406 | -101.7052 | 39.3416
-10792335.5768 | 4673912.7227 | 36473 | 1283 | Herington | 8490 | City of Herington - (KS) | Electric Utility | 435 South 5th | Herington | Dickinson | Kansas | 67449 | petroleum | Petroleum = 1.5 MW | Petroleum Liquids | 1.6 | 1.5 | [8 empty] | 1.5 |  |  |  | EIA-860, EIA-860M and EIA-923 | 202406 | -96.9492 | 38.6658
-11114327.2039 | 4773111.3037 | 36474 | 1285 | Hill City | 8599 | City of Hill City | Electric Utility | 724 South Pomeroy Street | Hill City | Graham | Kansas | 67642 | petroleum | Petroleum = 6.2 MW | Petroleum Liquids | 6.9 | 6.2 | [8 empty] | 6.2 |  |  |  | EIA-860, EIA-860M and EIA-923 | 202406 | -99.8417 | 39.3582
-10995549.3073 | 4652151.1453 | 36475 | 1286 | Hoisington | 8703 | City of Hoisington - (KS) | Electric Utility | 164 South Elm | Hoisington | Barton | Kansas | 67544 | natural gas | Natural Gas = 6 MW, Petroleum = 5 MW | Natural Gas Internal Combustion Engine; Petroleum Liquids; | 10.9 | 11 | [6 empty] | 6 |  | 5 |  |  |  | EIA-860, EIA-860M and EIA-923 | 202406 | -98.7747 | 38.513
-10656787.3989 | 4789725.1283 | 36476 | 1287 | Holton | 8770 | City of Holton - (KS) | Electric Utility | 1012 New Jersey Ave. | City of Holton | Jackson | Kansas | 66436 | petroleum | Natural Gas = 6 MW, Petroleum = 13.4 MW | Natural Gas Internal Combustion Engine; Petroleum Liquids; | 21.5 | 19.4 | [6 empty] | 6 |  | 13.4 |  |  |  | EIA-860, EIA-860M and EIA-923 | 202406 | -95.7315 | 39.4735
-10622726.0837 | 4568564.7236 | 36477 | 1291 | Iola | 9418 | City of Iola - (KS) | Electric Utility | 1220 West 54 Highway | Iola | Allen | Kansas | 66749 | petroleum | Natural Gas = 10 MW, Petroleum = 20.3 MW | Natural Gas Internal Combustion Engine; Petroleum Liquids; | 29.3 | 30.3 | [6 empty] | 10 |  | 20.3 |  |  |  | EIA-860, EIA-860M and EIA-923 | 202406 | -95.4256 | 37.9231
-11120103.2384 | 4590780.254 | 36478 | 1292 | Jetmore | 9732 | City of Jetmore | Electric Utility | 910 Main St | Jetmore | Hodgeman | Kansas | 67854 | petroleum | Petroleum = 2.5 MW | Petroleum Liquids | 2.5 | 2.5 | [8 empty] | 2.5 |  |  |  | EIA-860, EIA-860M and EIA-923 | 202406 | -99.8936 | 38.0803
-10536544.4264 | 4734098.2236 | 36479 | 1294 | Kaw | 9996 | City of Kansas City - (KS) | Electric Utility | 2015 Kansas Avenue | Kansas City | Wyandotte | Kansas | 66105 | natural gas | Natural Gas = 140.3 MW | Natural Gas Steam Turbine | 165.7 | 140.3 | [6 empty] | 140.3 | [5 empty] | EIA-860, EIA-860M and EIA-923 | 202406 | -94.6514 | 39.0867
-10535065.1016 | 4743065.7815 | 36480 | 1295 | Quindaro | 9996 | City of Kansas City - (KS) | Electric Utility | 3601 North 12th St | Kansas | Wyandotte | Kansas | 66104 | natural gas | Natural Gas = 157 MW, Petroleum = 102 MW | Natural Gas Steam Turbine; Petroleum Liquids; | 382.7 | 259 | [6 empty] | 157 |  | 102 |  |  |  | EIA-860, EIA-860M and EIA-923 | 202406 | -94.6381 | 39.1492
-10917142.9824 | 4492642.7685 | 36481 | 1296 | Kingman Municipal Power and Light Plant | 10321 | City of Kingman - (KS) | Electric Utility | 405 West Sherman Street | Kingman | Kingman | Kansas | 67068 | natural gas | Natural Gas = 18 MW | Natural Gas Internal Combustion Engine | 19.1 | 18 | [6 empty] | 18 | [5 empty] | EIA-860, EIA-860M and EIA-923 | 202406 | -98.0704 | 37.3831
-11054953.0611 | 4654807.1943 | 36482 | 1297 | La Crosse | 10559 | City of La Crosse - (KS) | Electric Utility | 202 East 9th St. | La Crosse | Rush | Kansas | 67548 | petroleum | Petroleum = 5.5 MW | Petroleum Liquids | 5.5 | 5.5 | [8 empty] | 5.5 |  |  |  | EIA-860, EIA-860M and EIA-923 | 202406 | -99.3083 | 38.5317
-11031759.7565 | 4604342.2802 | 36483 | 1299 | Larned | 10713 | City of Larned - (KS) | Electric Utility | 215 Main | Larned | Pawnee | Kansas | 67550 | petroleum | Petroleum = 16 MW | Petroleum Liquids | 16.4 | 16 | [8 empty] | 16 |  |  |  | EIA-860, EIA-860M and EIA-923 | 202406 | -99.1 | 38.1762
-10926341.2006 | 4727000.1219 | 36484 | 1300 | Lincoln | 11017 | City of Lincoln Center - (KS) | Electric Utility | 405 W South | Lincoln | Lincoln | Kansas | 67455 | petroleum | Petroleum = 7.6 MW | Petroleum Liquids | 8.8 | 7.6 | [8 empty] | 7.6 |  |  |  | EIA-860, EIA-860M and EIA-923 | 202406 | -98.153 | 39.0372
-10874060.781 | 4630891.5686 | 36485 | 1305 | McPherson 2 | 12208 | City of McPherson - (KS) | Electric Utility | 1128 West Avenue A | McPherson | McPherson | Kansas | 67460 | natural gas | Natural Gas = 102.6 MW, Petroleum = 51.7 MW | Natural Gas Fired Combustion Turbine; Petroleum Liquids; | 214.8 | 154.3 | [6 empty] | 102.6 |  | 51.7 |  |  |  | EIA-860, EIA-860M and EIA-923 | 202406 | -97.6834 | 38.3634
-11168955.9082 | 4478931.5394 | 36486 | 1306 | Meade | 12242 | City of Meade - (KS) | Electric Utility | 623 E Carthage | Meade | Meade | Kansas | 67864 | natural gas | Natural Gas = 6.6 MW | Natural Gas Internal Combustion Engine | 8.2 | 6.6 | [6 empty] | 6.6 | [5 empty] | EIA-860, EIA-860M and EIA-923 | 202406 | -100.3324 | 37.2852
-10876871.5981 | 4738789.0577 | 36487 | 1307 | Minneapolis City of | 21533 | City of Minneapolis - (KS) | Electric Utility | 110 Markley Ave. | Minneapolis | Ottawa | Kansas | 67467 | natural gas | Natural Gas = 6.2 MW, Petroleum = 1.8 MW | Natural Gas Internal Combustion Engine; Petroleum Liquids; | 9.1 | 8 | [6 empty] | 6.2 |  | 1.8 |  |  |  | EIA-860, EIA-860M and EIA-923 | 202406 | -97.7086 | 39.1194
-11190825.958 | 4840065.9373 | 36488 | 1312 | Oberlin (KS) | 13948 | City of Oberlin - (KS) | Electric Utility | 214 South Rodehaver | Oberlin | Decatur | Kansas | 67749 | petroleum | Petroleum = 6 MW | Petroleum Liquids | 6 | 6 | [8 empty] | 6 |  |  |  | EIA-860, EIA-860M and EIA-923 | 202406 | -100.5289 | 39.8217
-10667486.0925 | 4669263.5614 | 36489 | 1313 | Osage City | 14199 | City of Osage City - (KS) | Electric Utility | 5th and Main | Osage City | Osage | Kansas | 66523 | natural gas | Natural Gas = 10.1 MW | Natural Gas Internal Combustion Engine | 11.1 | 10.1 | [6 empty] | 10.1 | [5 empty] | EIA-860, EIA-860M and EIA-923 | 202406 | -95.8277 | 38.6332
-10570906.5268 | 4650546.3531 | 36490 | 1314 | Osawatomie City of | 14203 | City of Osawatomie - (KS) | Electric Utility | 100 11th Street | Osawatomie | Miami | Kansas | 66064 | petroleum | Petroleum = 5.6 MW | Petroleum Liquids | 6.6 | 5.6 | [8 empty] | 5.6 |  |  |  | EIA-860, EIA-860M and EIA-923 | 202406 | -94.9601 | 38.5017
-10986153.497 | 4785180.4694 | 36491 | 1315 | Osborne | 14214 | City of Osborne - (KS) | Electric Utility | North Locust St | Osborne | Osborne | Kansas | 67473 | petroleum | Natural Gas = 1.4 MW, Petroleum = 3.2 MW | Natural Gas Internal Combustion Engine; Petroleum Liquids; | 7.1 | 4.6 | [6 empty] | 1.4 |  | 3.2 |  |  |  | EIA-860, EIA-860M and EIA-923 | 202406 | -98.6903 | 39.442
-10606492.3624 | 4666755.2017 | 36492 | 1316 | Ottawa | 14229 | City of Ottawa - (KS) | Electric Utility | P.O. Box 60 | Ottawa | Franklin | Kansas | 66067 | natural gas | Natural Gas = 18 MW | Natural Gas Internal Combustion Engine | 19.2 | 18 | [6 empty] | 18 | [5 empty] | EIA-860, EIA-860M and EIA-923 | 202406 | -95.2797 | 38.6156
-10992053.8752 | 4528117.6135 | 36493 | 1317 | Pratt | 15321 | City of Pratt- (KS) | Electric Utility | 321 W. 10th St. | Pratt | Pratt | Kansas | 67124 | natural gas | Natural Gas = 13 MW, Petroleum = 1.5 MW | Natural Gas Steam Turbine; Petroleum Liquids; | 15.5 | 14.5 | [6 empty] | 13 |  | 1.5 |  |  |  | EIA-860, EIA-860M and EIA-923 | 202406 | -98.7433 | 37.6359
-11004704.6675 | 4706403.9369 | 36494 | 1319 | Russell Downtown | 16440 | City of Russell - (KS) | Electric Utility | 823 N Elm | Russell | Russell | Kansas | 67665 | natural gas | Natural Gas = 9.4 MW, Petroleum = 5 MW | Natural Gas Internal Combustion Engine; Petroleum Liquids; | 15.7 | 14.4 | [6 empty] | 9.4 |  | 5 |  |  |  | EIA-860, EIA-860M and EIA-923 | 202406 | -98.8569 | 38.8933
-10664782.0307 | 4852135.4076 | 36495 | 1320 | Sabetha Power Plant | 16518 | City of Sabetha - (KS) | Electric Utility | 304 N11th | Sabetha | Nemaha | Kansas | 66534 | petroleum | Natural Gas = 4.1 MW, Petroleum = 14.6 MW | Natural Gas Internal Combustion Engine; Petroleum Liquids; | 21.8 | 18.7 | [6 empty] | 4.1 |  | 14.6 |  |  |  | EIA-860, EIA-860M and EIA-923 | 202406 | -95.8034 | 39.9049
-11333446.4859 | 4832701.0949 | 36496 | 1321 | St Francis | 17872 | City of St Francis - (KS) | Electric Utility | 621 W First St | St Francis | Cheyenne | Kansas | 67756 | petroleum | Petroleum = 5.1 MW | Petroleum Liquids | 5.1 | 5.1 | [8 empty] | 5.1 |  |  |  | EIA-860, EIA-860M and EIA-923 | 202406 | -101.8101 | 39.7709
-10993935.1746 | 4578761.8818 | 36497 | 1322 | St John | 17879 | City of St. John - (KS) | Electric Utility | 424 S. Broadway | St. John | Stafford | Kansas | 67576 | petroleum | Petroleum = 6.8 MW | Petroleum Liquids | 6.8 | 6.8 | [8 empty] | 6.8 |  |  |  | EIA-860, EIA-860M and EIA-923 | 202406 | -98.7602 | 37.9953
-11326927.9504 | 4706006.1892 | 36498 | 1324 | Sharon Spring | 16988 | City of Sharon Springs - (KS) | Electric Utility | 306 S. Main | Sharon Springs | Wallace | Kansas | 67758 | natural gas | Natural Gas = 3 MW | Natural Gas Internal Combustion Engine | 3 | 3 | [6 empty] | 3 | [5 empty] | EIA-860, EIA-860M and EIA-923 | 202406 | -101.7515 | 38.8906
-10976022.3101 | 4573228.4702 | 36499 | 1325 | Stafford | 17924 | City of Stafford - (KS) | Electric Utility | 519 S Boston | Stafford | Stafford | Kansas | 67578 | petroleum | Petroleum = 2.5 MW | Petroleum Liquids | 2.5 | 2.5 | [8 empty] | 2.5 |  |  |  | EIA-860, EIA-860M and EIA-923 | 202406 | -98.5993 | 37.9561
-10932364.3643 | 4609743.6052 | 36500 | 1326 | Sterling | 18086 | City of Sterling - (KS) | Electric Utility | 333 North Broadway | Sterling | Rice | Kansas | 67579 | petroleum | Petroleum = 8.3 MW | Petroleum Liquids | 10.3 | 8.3 | [8 empty] | 8.3 |  |  |  | EIA-860, EIA-860M and EIA-923 | 202406 | -98.2071 | 38.2143
-11051568.6146 | 4784346.0421 | 36501 | 1327 | Stockton | 18137 | City of Stockton - (KS) | Electric Utility | 109 Main | Stockton | Rooks | Kansas | 67669 | natural gas | Natural Gas = 4.5 MW, Petroleum = 2.8 MW | Natural Gas Internal Combustion Engine; Petroleum Liquids; | 8.6 | 7.3 | [6 empty] | 4.5 |  | 2.8 |  |  |  | EIA-860, EIA-860M and EIA-923 | 202406 | -99.2779 | 39.4362
-10721024.311 | 4750245.5631 | 36502 | 1328 | Wamego | 20069 | City of Wamego - (KS) | Electric Utility | 1001 Third Street | Wamego | Pottawatomie | Kansas | 66547 | natural gas | Natural Gas = 15.2 MW | Natural Gas Internal Combustion Engine | 15.2 | 15.2 | [6 empty] | 15.2 | [5 empty] | EIA-860, EIA-860M and EIA-923 | 202406 | -96.3086 | 39.1992
-10795708.5574 | 4826870.6874 | 36503 | 1329 | Washington | 20141 | City of Washington - (KS) | Electric Utility | 1001 Park Road | Washington | Washington | Kansas | 66968 | natural gas | Natural Gas = 7.8 MW, Petroleum = 2.3 MW | Natural Gas Internal Combustion Engine; Petroleum Liquids; | 11.4 | 10.1 | [6 empty] | 7.8 |  | 2.3 |  |  |  | EIA-860, EIA-860M and EIA-923 | 202406 | -96.9795 | 39.7306
-10843152.9244 | 4475601.5626 | 36504 | 1330 | Wellington 1 | 20315 | City of Wellington - (KS) | Electric Utility | 520 South Olive St | Wellington | Sumner | Kansas | 67152 | natural gas | Natural Gas = 19.5 MW, Petroleum = 4 MW | Natural Gas Steam Turbine; Petroleum Liquids; | 24 | 23.5 | [6 empty] | 19.5 |  | 4 |  |  |  | EIA-860, EIA-860M and EIA-923 | 202406 | -97.4057 | 37.2614
-10799215.1213 | 4471969.5015 | 36505 | 1332 | West 14th Street | 20813 | City of Winfield - (KS) | Electric Utility | West 14 @ Fairgrounds | Winfield | Cowley | Kansas | 67156 | natural gas | Natural Gas = 11.1 MW | Natural Gas Fired Combustion Turbine | 11 | 11.1 | [6 empty] | 11.1 | [5 empty] | EIA-860, EIA-860M and EIA-923 | 202406 | -97.011 | 37.2354
-11231646.8153 | 4575231.0481 | 36506 | 1336 | Garden City | 18315 | Sunflower Electric Power Corp | Electric Utility | 2075 W Saint John Street | Garden City | Finney | Kansas | 67846 | natural gas | Natural Gas = 221 MW | Natural Gas Fired Combustion Turbine; Natural Gas Steam Turbine; | 256.3 | 221 | [6 empty] | 221 | [5 empty] | EIA-860, EIA-860M and EIA-923 | 202406 | -100.8956 | 37.9703
-9196949.1626 | 4603568.1421 | 36507 | 1353 | Big Sandy | 22053 | Kentucky Power Co | Electric Utility | 23000 Hwy 23 | Louisa | Lawrence | Kentucky | 41230 | natural gas | Natural Gas = 260 MW | Natural Gas Steam Turbine | 280.5 | 260 | [6 empty] | 260 | [5 empty] | EIA-860, EIA-860M and EIA-923 | 202406 | -82.6176 | 38.1707
-9429072.5648 | 4549295.0858 | 36508 | 1354 | Dix Dam | 10171 | Kentucky Utilities Co | Electric Utility | 815 Dix Dam Rd | Harrodsburg | Mercer | Kentucky | 40330 | hydroelectric | Hydroelectric = 31.5 MW | Conventional Hydroelectric | 28.2 | 31.5 |  |  |  |  | 31.5 | [7 empty] | EIA-860, EIA-860M and EIA-923 | 202406 | -84.7028 | 37.7864
-9430160.1562 | 4549564.1265 | 36509 | 1355 | E W Brown | 10171 | Kentucky Utilities Co | Electric Utility | 815 Dix Dam Rd | Harrodsburg | Mercer | Kentucky | 40330 | natural gas | Coal = 412 MW, Natural Gas = 906 MW, Solar = 10 MW | Conventional Steam Coal; Natural Gas Fired Combustion Turbine; Solar Photovoltaic | 1457.6 | 1328 |  |  | 412 |  |  |  | 906 |  |  | 10 |  |  | EIA-860, EIA-860M and EIA-923 | 202406 | -84.7126 | 37.7883
-9466052.8996 | 4685881.3997 | 36510 | 1356 | Ghent | 10171 | Kentucky Utilities Co | Electric Utility | 9485 US Hwy 42 East | Ghent | Carroll | Kentucky | 41045 | coal | Coal = 1919 MW | Conventional Steam Coal | 2225.9 | 1919 |  |  | 1919 | [9 empty] | EIA-860, EIA-860M and EIA-923 | 202406 | -85.035 | 38.7497
-9408656.5702 | 4590648.45 | 36511 | 1358 | Haefling | 10171 | Kentucky Utilities Co | Electric Utility | 1555 Baumann Dr. | Lexington | Fayette | Kentucky | 40511 | natural gas | Natural Gas = 24 MW | Natural Gas Fired Combustion Turbine | 41.4 | 24 | [6 empty] | 24 | [5 empty] | EIA-860, EIA-860M and EIA-923 | 202406 | -84.5194 | 38.0794
-9431510.4616 | 4555395.9895 | 36512 | 1359 | Mother Ann Lee | 54775 | Lock 7 Hydro Partners LLC | IPP Non-CHP | 1 Shaker Ferry Road | Harrodsburg | Mercer | Kentucky | 40330 | hydroelectric | Hydroelectric = 2.3 MW | Conventional Hydroelectric | 2.1 | 2.3 |  |  |  |  | 2.3 | [7 empty] | EIA-860, EIA-860M and EIA-923 | 202406 | -84.7247 | 37.8297
-9561142.0086 | 4605324.0903 | 36513 | 1363 | Cane Run | 11249 | Louisville Gas & Electric Co | Electric Utility | 5252 Cane Run Road | Louisville | Jefferson | Kentucky | 40216 | natural gas | Natural Gas = 691 MW | Natural Gas Fired Combined Cycle | 807 | 691 | [6 empty] | 691 | [5 empty] | EIA-860, EIA-860M and EIA-923 | 202406 | -85.8892 | 38.1831
-9563490.8499 | 4586844.9591 | 36514 | 1364 | Mill Creek (KY) | 11249 | Louisville Gas & Electric Co | Electric Utility | 14660 Dixie Highway | Louisville | Jefferson | Kentucky | 40272 | coal | Coal = 1465 MW | Conventional Steam Coal | 1717.2 | 1465 |  |  | 1465 | [9 empty] | EIA-860, EIA-860M and EIA-923 | 202406 | -85.9103 | 38.0525
-9548896.8647 | 4619510.0851 | 36515 | 1365 | Ohio Falls | 11249 | Louisville Gas & Electric Co | Electric Utility | 811 North 27th Street | Shippingport Island | Jefferson | Kentucky | 40212 | hydroelectric | Hydroelectric = 100.8 MW | Conventional Hydroelectric | 109.6 | 100.8 |  |  |  |  | 100.8 | [7 empty] | EIA-860, EIA-860M and EIA-923 | 202406 | -85.7792 | 38.2832
-9555854.7781 | 4611060.1935 | 36516 | 1366 | Paddys Run | 11249 | Louisville Gas & Electric Co | Electric Utility | 4512 Bells Lane | Louisville | Jefferson | Kentucky | 40211 | natural gas | Natural Gas = 170 MW | Natural Gas Fired Combustion Turbine | 210.6 | 170 | [6 empty] | 170 | [5 empty] | EIA-860, EIA-860M and EIA-923 | 202406 | -85.8417 | 38.2236
-9820727.9292 | 4442131.9192 | 36517 | 1371 | Barkley | 19462 | USCE-Nashville District | Electric Utility | 8439 US Highway 62W | Kuttawa | Lyon | Kentucky | 42055 | hydroelectric | Hydroelectric = 148 MW | Conventional Hydroelectric | 130 | 148 |  |  |  |  | 148 | [7 empty] | EIA-860, EIA-860M and EIA-923 | 202406 | -88.2211 | 37.0217
-9377364.6613 | 4608411.8853 | 36518 | 1376 | Paris (KY) | 14459 | City of Paris - (KY) | Electric Utility | 702 Scott Avenue | Paris | Bourbon | Kentucky | 40361 | petroleum | Petroleum = 11.9 MW | Petroleum Liquids | 11.5 | 11.9 | [8 empty] | 11.9 |  |  |  | EIA-860, EIA-860M and EIA-923 | 202406 | -84.2383 | 38.2049
-9826082.3967 | 4440932.9156 | 36519 | 1377 | Kentucky Dam | 18642 | Tennessee Valley Authority | Electric Utility | 640 Kentucky Dam Rd. | Grand Rivers | Marshall | Kentucky | 42045 | hydroelectric | Hydroelectric = 222.5 MW | Conventional Hydroelectric | 218.6 | 222.5 |  |  |  |  | 222.5 | [7 empty] | EIA-860, EIA-860M and EIA-923 | 202406 | -88.2692 | 37.0131
-9682380.0661 | 4475521.5576 | 36520 | 1378 | Paradise | 18642 | Tennessee Valley Authority | Electric Utility | 5562 Rockport Paradise Road | Drakesboro | Muhlenberg | Kentucky | 42337 | natural gas | Natural Gas = 1763 MW | Natural Gas Fired Combined Cycle; Natural Gas Fired Combustion Turbine; | 1853.6 | 1763 | [6 empty] | 1763 | [5 empty] | EIA-860, EIA-860M and EIA-923 | 202406 | -86.9783 | 37.2608
-9882387.7952 | 4460272.9576 | 36521 | 1379 | Shawnee | 18642 | Tennessee Valley Authority | Electric Utility | 7900 Metropolis Lake Rd. | West Paducah | McCracken | Kentucky | 42086 | coal | Coal = 1206 MW | Conventional Steam Coal | 1575 | 1206 |  |  | 1206 | [9 empty] | EIA-860, EIA-860M and EIA-923 | 202406 | -88.775 | 37.1517
-9478520.6826 | 4420876.6874 | 36522 | 1380 | Wolf Creek | 19462 | USCE-Nashville District | Electric Utility | 980 Power Plant Road | Jamestown | Russell | Kentucky | 42629 | hydroelectric | Hydroelectric = 300 MW | Conventional Hydroelectric | 270 | 300 |  |  |  |  | 300 | [7 empty] | EIA-860, EIA-860M and EIA-923 | 202406 | -85.147 | 36.8691
-9740666.9514 | 4529551.54 | 36523 | 1383 | Robert A Reid | 1692 | Big Rivers Electric Corp | Electric Utility | 9000 Highway 2096 | Robards | Webster | Kentucky | 42452 | natural gas | Natural Gas = 58 MW | Natural Gas Fired Combustion Turbine | 98.8 | 58 | [6 empty] | 58 | [5 empty] | EIA-860, EIA-860M and EIA-923 | 202406 | -87.5019 | 37.6461
-9416727.2332 | 4438841.9551 | 36524 | 1384 | Cooper | 5580 | East Kentucky Power Coop, Inc | Electric Utility | 670 Cooper Power Plant Rd. | Somerset | Pulaski | Kentucky | 42501 | coal | Coal = 341 MW | Conventional Steam Coal | 344 | 341 |  |  | 341 | [9 empty] | EIA-860, EIA-860M and EIA-923 | 202406 | -84.5919 | 36.9981
-10150823.6153 | 3566975.7635 | 36525 | 1391 | Louisiana 1 | 11241 | Entergy Louisiana LLC | Industrial CHP | Gulf States Road | Baton Rouge | East Baton Rouge | Louisiana | 70821 | natural gas | Natural Gas = 254.4 MW, Other = 128 MW | Natural Gas Fired Combustion Turbine; Other Gases; | 450.9 | 382.4 | [6 empty] | 254.4 |  |  |  |  | 128 | EIA-860, EIA-860M and EIA-923 | 202406 | -91.1864 | 30.4922
-10150823.6153 | 3566975.7635 | 36526 | 1392 | Louisiana 2 | 11241 | Entergy Louisiana LLC | Electric Utility | Gulf States Road | Baton Rouge | East Baton Rouge | Louisiana | 70821 | natural gas | Natural Gas = 138 MW | Natural Gas Steam Turbine | 175 | 138 | [6 empty] | 138 | [5 empty] | EIA-860, EIA-860M and EIA-923 | 202406 | -91.1864 | 30.4922
-10385117.7475 | 3540159.4452 | 36527 | 1393 | R S Nelson | 11241 | Entergy Louisiana LLC | Electric Utility | 3500 Houston River Road | Westlake | Calcasieu | Louisiana | 70669 | coal | Coal = 513.5 MW, Natural Gas = 424.7 MW, Petroleum = 190.4 MW | Conventional Steam Coal; Natural Gas Steam Turbine; Petroleum Coke | 1433.6 | 1128.6 |  |  | 513.5 |  |  |  | 424.7 |  | 190.4 |  |  |  | EIA-860, EIA-860M and EIA-923 | 202406 | -93.2911 | 30.2844
-10270459.8965 | 3612493.1371 | 36528 | 1396 | Coughlin Power Station | 3265 | Cleco Power LLC | Electric Utility | 2180 St Landry Hwy | St Landry | Evangeline | Louisiana | 71367 | natural gas | Natural Gas = 729.3 MW | Natural Gas Fired Combined Cycle | 922.8 | 729.3 | [6 empty] | 729.3 | [5 empty] | EIA-860, EIA-860M and EIA-923 | 202406 | -92.2611 | 30.8439
-10190464.4859 | 3480718.5466 | 36529 | 1400 | Teche | 3265 | Cleco Power LLC | Electric Utility | 237 Newman St | Baldwin | St Mary | Louisiana | 70514 | natural gas | Natural Gas = 34.8 MW | Natural Gas Fired Combustion Turbine | 42.2 | 34.8 | [6 empty] | 34.8 | [5 empty] | EIA-860, EIA-860M and EIA-923 | 202406 | -91.5425 | 29.8222
-10070149.7124 | 3504201.1757 | 36530 | 1402 | Little Gypsy | 11241 | Entergy Louisiana LLC | Electric Utility | 17420 River Road | La Place | St Charles | Louisiana | 70068 | natural gas | Natural Gas = 908.1 MW | Natural Gas Steam Turbine | 1002.9 | 908.1 | [6 empty] | 908.1 | [5 empty] | EIA-860, EIA-860M and EIA-923 | 202406 | -90.4617 | 30.0051
-10034984.5532 | 3496764.6997 | 36531 | 1403 | Nine Mile Point | 11241 | Entergy Louisiana LLC | Electric Utility | 1617 River Road | Westwego | Jefferson | Louisiana | 70094 | natural gas | Natural Gas = 2349.4 MW | Natural Gas Fired Combined Cycle; Natural Gas Steam Turbine; | 2439.7 | 2349.4 | [6 empty] | 2349.4 | [5 empty] | EIA-860, EIA-860M and EIA-923 | 202406 | -90.1458 | 29.9472
-10250209.6567 | 3856173.1037 | 36532 | 1404 | Sterlington | 11241 | Entergy Louisiana LLC | Electric Utility | PO Box 647 | Sterlington | Ouachita | Louisiana | 71280 | natural gas | Natural Gas = 45.5 MW | Natural Gas Fired Combustion Turbine | 59.3 | 45.5 | [6 empty] | 45.5 | [5 empty] | EIA-860, EIA-860M and EIA-923 | 202406 | -92.0792 | 32.7047
-10437437.9082 | 3831513.1019 | 36533 | 1416 | Arsenal Hill | 17698 | Southwestern Electric Power Co | Electric Utility | 520 North Allen | Shreveport | Caddo | Louisiana | 71101 | natural gas | Natural Gas = 110 MW | Natural Gas Steam Turbine | 125 | 110 | [6 empty] | 110 | [5 empty] | EIA-860, EIA-860M and EIA-923 | 202406 | -93.7611 | 32.5181
-10459545.9591 | 3856173.1037 | 36534 | 1417 | Lieberman | 17698 | Southwestern Electric Power Co | Electric Utility | 11730 La Hwy 538 | Mooringsport | Caddo | Louisiana | 71060 | natural gas | Natural Gas = 208 MW | Natural Gas Steam Turbine | 228 | 208 | [6 empty] | 208 | [5 empty] | EIA-860, EIA-860M and EIA-923 | 202406 | -93.9597 | 32.7047
-10099182.5035 | 3449753.001 | 36535 | 1439 | Houma | 8884 | Terrebonne Parish Consol Gov't | Electric Utility | 1551 Barrow Street | Houma | Terrebonne | Louisiana | 70360 | natural gas | Natural Gas = 67.5 MW | Natural Gas Steam Turbine | 78.9 | 67.5 | [6 empty] | 67.5 | [5 empty] | EIA-860, EIA-860M and EIA-923 | 202406 | -90.7225 | 29.5806
-10171076.3042 | 3597230.2934 | 36536 | 1453 | New Roads | 26253 | Louisiana Energy & Power Authority | Electric Utility | 215 Oak Street | New Roads | Pointe Coupee | Louisiana | 70760 | petroleum | Petroleum = 7 MW | Petroleum Liquids | 9.4 | 7 | [8 empty] | 7 |  |  |  | EIA-860, EIA-860M and EIA-923 | 202406 | -91.3683 | 30.7261
-10271691.4241 | 3533744.7495 | 36537 | 1456 | Rayne | 26253 | Louisiana Energy & Power Authority | Electric Utility | 801 The Boulevard | Rayne | Acadia | Louisiana | 70578 | petroleum | Petroleum = 7 MW | Petroleum Liquids | 8.2 | 7 | [8 empty] | 7 |  |  |  | EIA-860, EIA-860M and EIA-923 | 202406 | -92.2722 | 30.2346
-10169658.8731 | 3590470.8735 | 36538 | 1464 | Big Cajun 1 | 11252 | Louisiana Generating LLC | IPP Non-CHP | 7807 River Road - Hwy 415 | Jarreau | Pointe Coupee | Louisiana | 70749 | natural gas | Natural Gas = 364.9 MW | Natural Gas Fired Combustion Turbine; Natural Gas Steam Turbine; | 492.8 | 364.9 | [6 empty] | 364.9 | [5 empty] | EIA-860, EIA-860M and EIA-923 | 202406 | -91.3556 | 30.6739
-7617659.5467 | 5550048.2692 | 36539 | 1469 | Ellsworth Hydro Station | 59178 | Brookfield Black Bear Hydro, LLC | IPP Non-CHP | Grant Street | Ellsworth | Hancock | Maine | 4605 | hydroelectric | Hydroelectric = 9.3 MW | Conventional Hydroelectric | 8.9 | 9.3 |  |  |  |  | 9.3 | [7 empty] | EIA-860, EIA-860M and EIA-923 | 202406 | -68.4306 | 44.5442
-7641530.8983 | 5612405.2554 | 36540 | 1475 | Milford Hydro Station | 59178 | Brookfield Black Bear Hydro, LLC | IPP Non-CHP | Davenport Street | Milford | Penobscot | Maine | 4461 | hydroelectric | Hydroelectric = 7.8 MW | Conventional Hydroelectric | 7.8 | 7.8 |  |  |  |  | 7.8 | [7 empty] | EIA-860, EIA-860M and EIA-923 | 202406 | -68.645 | 44.9421
-7645789.982 | 5607269.6295 | 36541 | 1478 | Stillwater Hydro Station | 59178 | Brookfield Black Bear Hydro, LLC | IPP Non-CHP | Free Street | Stillwater | Penobscot | Maine | 4468 | hydroelectric | Hydroelectric = 2.1 MW | Conventional Hydroelectric | 1.8 | 2.1 |  |  |  |  | 2.1 | [7 empty] | EIA-860, EIA-860M and EIA-923 | 202406 | -68.6833 | 44.9094
-7860442.1241 | 5417237.7031 | 36542 | 1482 | Bonny Eagle | 39006 | Brookfield White Pine Hydro LLC | IPP Non-CHP | Route 35 | Hollis | York | Maine | 4042 | batteries | Battery = 8 MW, Hydroelectric = 9 MW | Batteries; Conventional Hydroelectric; | 15.2 | 17 | 8 |  |  |  | 9 | [7 empty] | EIA-860, EIA-860M and EIA-923 | 202406 | -70.6116 | 43.6877
-7788781.983 | 5453145.4427 | 36543 | 1483 | Brunswick Hydro | 39006 | Brookfield White Pine Hydro LLC | IPP Non-CHP | Maine Street | Brunswick | Cumberland | Maine | 4011 | hydroelectric | Hydroelectric = 20 MW | Conventional Hydroelectric | 19.6 | 20 |  |  |  |  | 20 | [7 empty] | EIA-860, EIA-860M and EIA-923 | 202406 | -69.9678 | 43.9205
-7820684.034 | 5410453.1012 | 36544 | 1484 | Cape Gas Turbine | 14876 | FPL Energy Cape LLC | IPP Non-CHP | 2 Ocean Street | Portland | Cumberland | Maine | 4106 | petroleum | Petroleum = 32 MW | Petroleum Liquids | 35 | 32 | [8 empty] | 32 |  |  |  | EIA-860, EIA-860M and EIA-923 | 202406 | -70.2544 | 43.6436
-7842146.4318 | 5387714.0519 | 36545 | 1486 | Cataract Hydro | 39006 | Brookfield White Pine Hydro LLC | IPP Non-CHP | 150 Maine Street | Saco | York | Maine | 4072 | hydroelectric | Hydroelectric = 8 MW | Conventional Hydroelectric | 6.6 | 8 |  |  |  |  | 8 | [7 empty] | EIA-860, EIA-860M and EIA-923 | 202406 | -70.4472 | 43.4956
-7815041.8056 | 5486291.1826 | 36546 | 1488 | Deer Rips | 39006 | Brookfield White Pine Hydro LLC | IPP Non-CHP | 150 Deer Rips Road | Auburn | Androscoggin | Maine | 4210 | hydroelectric | Hydroelectric = 6.2 MW | Conventional Hydroelectric | 6.5 | 6.2 |  |  |  |  | 6.2 | [7 empty] | EIA-860, EIA-860M and EIA-923 | 202406 | -70.2037 | 44.1346
-7815672.2079 | 5489127.2426 | 36547 | 1491 | Gulf Island | 39006 | Brookfield White Pine Hydro LLC | IPP Non-CHP | 259 Switzerland Rd | Lewiston | Androscoggin | Maine | 4240 | hydroelectric | Hydroelectric = 23.2 MW | Conventional Hydroelectric | 19.2 | 23.2 |  |  |  |  | 23.2 | [7 empty] | EIA-860, EIA-860M and EIA-923 | 202406 | -70.2094 | 44.1529
-7777425.2799 | 5694105.1596 | 36548 | 1492 | Harris Hydro | 39006 | Brookfield White Pine Hydro LLC | IPP Non-CHP | Indian Pond Rd | West Forks | Somerset | Maine | 4985 | hydroelectric | Hydroelectric = 87.4 MW | Conventional Hydroelectric | 76.4 | 87.4 |  |  |  |  | 87.4 | [7 empty] | EIA-860, EIA-860M and EIA-923 | 202406 | -69.8658 | 45.4592
-7881074.8577 | 5442644.5196 | 36549 | 1493 | Hiram | 39006 | Brookfield White Pine Hydro LLC | IPP Non-CHP | Route 113 | Hiram | Cumberland | Maine | 4024 | hydroelectric | Hydroelectric = 11.6 MW | Conventional Hydroelectric | 10.5 | 11.6 |  |  |  |  | 11.6 | [7 empty] | EIA-860, EIA-860M and EIA-923 | 202406 | -70.7969 | 43.8525
-7760126.6763 | 5550726.7923 | 36550 | 1497 | Messalonskee 2 (Oakland) | 56854 | Messalonskee Stream Hydro LLC | IPP Non-CHP | 25 Cascade Mill Road | Oakland | Kennebec | Maine | 4963 | hydroelectric | Hydroelectric = 2.8 MW | Conventional Hydroelectric | 2.8 | 2.8 |  |  |  |  | 2.8 | [7 empty] | EIA-860, EIA-860M and EIA-923 | 202406 | -69.7104 | 44.5485
-7756947.0577 | 5554058.9134 | 36551 | 1498 | Messalonskee 3 | 56854 | Messalonskee Stream Hydro LLC | IPP Non-CHP | 52 Rice Rips Road | Oakland | Kennebec | Maine | 4963 | hydroelectric | Hydroelectric = 1.6 MW | Conventional Hydroelectric | 1.6 | 1.6 |  |  |  |  | 1.6 | [7 empty] | EIA-860, EIA-860M and EIA-923 | 202406 | -69.6818 | 44.5699
-7753650.9989 | 5548517.2484 | 36552 | 1500 | Messalonskee 5 | 56854 | Messalonskee Stream Hydro LLC | IPP Non-CHP | 58 West River Road | Waterville | Kennebec | Maine | 4901 | hydroelectric | Hydroelectric = 1.8 MW | Conventional Hydroelectric | 1.8 | 1.8 |  |  |  |  | 1.8 | [7 empty] | EIA-860, EIA-860M and EIA-923 | 202406 | -69.6522 | 44.5344
-7842449.2208 | 5434931.922 | 36553 | 1501 | North Gorham | 39006 | Brookfield White Pine Hydro LLC | IPP Non-CHP | North Gorham Road | Gorham | Cumberland | Maine | 4038 | hydroelectric | Hydroelectric = 2 MW | Conventional Hydroelectric | 2.2 | 2 |  |  |  |  | 2 | [7 empty] | EIA-860, EIA-860M and EIA-923 | 202406 | -70.4499 | 43.8025
-7746002.7932 | 5563383.8771 | 36554 | 1504 | Shawmut | 39006 | Brookfield White Pine Hydro LLC | IPP Non-CHP | Bray Avenue | Shawmut | Somerset | Maine | 4975 | hydroelectric | Hydroelectric = 9.2 MW | Conventional Hydroelectric | 8.8 | 9.2 |  |  |  |  | 9.2 | [7 empty] | EIA-860, EIA-860M and EIA-923 | 202406 | -69.5835 | 44.6295
-7854514.0272 | 5399260.9646 | 36555 | 1505 | Skelton | 39006 | Brookfield White Pine Hydro LLC | IPP Non-CHP | Union Falls Road | Dayton | York | Maine | 4042 | hydroelectric | Hydroelectric = 21.6 MW | Conventional Hydroelectric | 16.8 | 21.6 |  |  |  |  | 21.6 | [7 empty] | EIA-860, EIA-860M and EIA-923 | 202406 | -70.5583 | 43.5708
-7809808.1197 | 5426958.5498 | 36556 | 1507 | William F Wyman Hybrid | 31719 | FPL Energy Wyman LLC | IPP Non-CHP | 677 Cousins Street | Yarmouth | Cumberland | Maine | 4096 | petroleum | Battery = 16.2 MW, Petroleum = 810.9 MW | Batteries; Petroleum Liquids; | 862.7 | 827.1 | 16.2 | [7 empty] | 810.9 |  |  |  | EIA-860, EIA-860M and EIA-923 | 202406 | -70.1567 | 43.7508
-7859392.6039 | 5414033.4476 | 36557 | 1508 | West Buxton | 39006 | Brookfield White Pine Hydro LLC | IPP Non-CHP | Route 112 | Buxton | York | Maine | 4093 | hydroelectric | Hydroelectric = 7.7 MW | Conventional Hydroelectric | 7.7 | 7.7 |  |  |  |  | 7.7 | [7 empty] | EIA-860, EIA-860M and EIA-923 | 202406 | -70.6021 | 43.6669
-7761003.4286 | 5584424.7211 | 36558 | 1509 | Weston Hydro | 39006 | Brookfield White Pine Hydro LLC | IPP Non-CHP | Island Avenue | Skowhegan | Somerset | Maine | 4976 | hydroelectric | Hydroelectric = 13.2 MW | Conventional Hydroelectric | 12 | 13.2 |  |  |  |  | 13.2 | [7 empty] | EIA-860, EIA-860M and EIA-923 | 202406 | -69.7183 | 44.7639
-7777926.2176 | 5615053.4514 | 36559 | 1510 | Williams Hydro | 39006 | Brookfield White Pine Hydro LLC | IPP Non-CHP | Route 16 | Solon | Somerset | Maine | 4979 | hydroelectric | Hydroelectric = 14.9 MW | Conventional Hydroelectric | 13 | 14.9 |  |  |  |  | 14.9 | [7 empty] | EIA-860, EIA-860M and EIA-923 | 202406 | -69.8703 | 44.9589
-7781944.8512 | 5632595.5803 | 36560 | 1511 | Wyman Hydro | 39006 | Brookfield White Pine Hydro LLC | IPP Non-CHP | Station Road | Bingham | Somerset | Maine | 4920 | hydroelectric | Hydroelectric = 88.5 MW | Conventional Hydroelectric | 72 | 88.5 |  |  |  |  | 88.5 | [7 empty] | EIA-860, EIA-860M and EIA-923 | 202406 | -69.9064 | 45.0703
-7605964.0983 | 5869977.9393 | 36561 | 1516 | Squa Pan Hydro Station | 14597 | Algonquin Northern Maine | IPP Non-CHP | Sterling Ridge Rd. | Masardis | Aroostook | Maine | 4732 | hydroelectric | Hydroelectric = 1.4 MW | Conventional Hydroelectric | 1.5 | 1.4 |  |  |  |  | 1.4 | [7 empty] | EIA-860, EIA-860M and EIA-923 | 202406 | -68.3255 | 46.5565
-8518924.408 | 4747215.0726 | 36562 | 1554 | Herbert A Wagner | 60422 | H.A. Wagner LLC | IPP Non-CHP | 1000 Brandon Shores Rd | Baltimore | Anne Arundel | Maryland | 21226 | petroleum | Petroleum = 840.9 MW | Petroleum Liquids | 922.5 | 840.9 | [8 empty] | 840.9 |  |  |  | EIA-860, EIA-860M and EIA-923 | 202406 | -76.5268 | 39.1781
-8484967.6219 | 4785304.0034 | 36563 | 1556 | Perryman | 4161 | Constellation Power Source Generation, LLC | IPP Non-CHP | Bush River Neck Rd | Harford County | Harford | Maryland | 21130 | natural gas | Natural Gas = 248.8 MW, Petroleum = 155 MW | Natural Gas Fired Combustion Turbine; Petroleum Liquids; | 492.3 | 403.8 | [6 empty] | 248.8 |  | 155 |  |  |  | EIA-860, EIA-860M and EIA-923 | 202406 | -76.2218 | 39.4428
-8523020.9653 | 4764534.1635 | 36564 | 1557 | Philadelphia | 4161 | Constellation Power Source Generation, LLC | IPP Non-CHP | 3914 Pulaski Highway | Baltimore | Baltimore City | Maryland | 21205 | petroleum | Petroleum = 59.7 MW | Petroleum Liquids | 82.8 | 59.7 | [8 empty] | 59.7 |  |  |  | EIA-860, EIA-860M and EIA-923 | 202406 | -76.5636 | 39.2986
-8442211.8092 | 4578597.1769 | 36565 | 1563 | Crisfield | 56609 | Calpine Mid-Atlantic Generation LLC | IPP Non-CHP | 4079 Crisfield Highway | Crisfield | Somerset | Maryland | 21817 | petroleum | Petroleum = 10.4 MW | Petroleum Liquids | 11.6 | 10.4 | [8 empty] | 10.4 |  |  |  | EIA-860, EIA-860M and EIA-923 | 202406 | -75.8377 | 37.9941
-8440332.8475 | 4648566.6353 | 36566 | 1564 | Vienna Operations | 19830 | NRG Vienna Operations Inc | IPP Non-CHP | Chapel of Ease Road | Vienna | Dorchester | Maryland | 21869 | petroleum | Petroleum = 167.3 MW | Petroleum Liquids | 180.6 | 167.3 | [8 empty] | 167.3 |  |  |  | EIA-860, EIA-860M and EIA-923 | 202406 | -75.8208 | 38.4878
-8840214.7224 | 4796866.1352 | 36567 | 1567 | Deep Creek | 54679 | BP Piney & Deep Creek LLC | IPP Non-CHP | 14 River View Terrace | Oakland | Garrett | Maryland | 21550 | hydroelectric | Hydroelectric = 18 MW | Conventional Hydroelectric | 20 | 18 |  |  |  |  | 18 | [7 empty] | EIA-860, EIA-860M and EIA-923 | 202406 | -79.413 | 39.523
-8536657.6029 | 4656619.3148 | 36568 | 1571 | Chalk Point Power | 12653 | Lanyard Power Holdings, LLC | IPP Non-CHP | P.O. 10 | Aquasco | Prince Georges | Maryland | 20608 | natural gas | Natural Gas = 1570.3 MW, Petroleum = 44 MW | Natural Gas Fired Combustion Turbine; Natural Gas Steam Turbine; Petroleum Liquids | 1825 | 1614.3 | [6 empty] | 1570.3 |  | 44 |  |  |  | EIA-860, EIA-860M and EIA-923 | 202406 | -76.6861 | 38.5444
-8623297.5626 | 4751753.9662 | 36569 | 1572 | Dickerson Power | 12653 | Lanyard Power Holdings, LLC | IPP Non-CHP | 21200 Martinsburg Rd. | Dickerson | Montgomery | Maryland | 20842 | natural gas | Natural Gas = 299 MW | Natural Gas Fired Combustion Turbine | 326 | 299 | [6 empty] | 299 | [5 empty] | EIA-860, EIA-860M and EIA-923 | 202406 | -77.4644 | 39.2097
-8569007.0469 | 4630293.7383 | 36570 | 1573 | Morgantown Generating Plant | 12653 | Lanyard Power Holdings, LLC | IPP Non-CHP | 12620 Crain Highway | Newburg | Charles | Maryland | 20664 | petroleum | Petroleum = 108 MW | Petroleum Liquids | 130 | 108 | [8 empty] | 108 |  |  |  | EIA-860, EIA-860M and EIA-923 | 202406 | -76.9767 | 38.3592
-8479784.4751 | 4816251.8486 | 36571 | 1574 | Conowingo | 6035 | Constellation Power, Inc | IPP Non-CHP | 2569 Shures Landing Rd. | Darlington | Harford | Maryland | 21034 | hydroelectric | Hydroelectric = 496.9 MW | Conventional Hydroelectric | 530.8 | 496.9 |  |  |  |  | 496.9 | [7 empty] | EIA-860, EIA-860M and EIA-923 | 202406 | -76.1752 | 39.6572
-8468841.7691 | 4690007.3585 | 36572 | 1580 | Easton | 5625 | Easton Utilities Comm | Electric Utility | 219 N. Washington Street | Easton | Talbot | Maryland | 21601 | petroleum | Petroleum = 31.9 MW | Petroleum Liquids | 33.6 | 31.9 | [8 empty] | 31.9 |  |  |  | EIA-860, EIA-860M and EIA-923 | 202406 | -76.0769 | 38.7786
-7948022.3995 | 5201089.1241 | 36573 | 1586 | Exelon Framingham LLC | 6035 | Constellation Power, Inc | IPP Non-CHP | 93 Leland Street | Framingham | Norfolk | Massachusetts | 1701 | petroleum | Petroleum = 31.2 MW | Petroleum Liquids | 42.6 | 31.2 | [8 empty] | 31.2 |  |  |  | EIA-860, EIA-860M and EIA-923 | 202406 | -71.3983 | 42.2672
-7953381.4311 | 5181978.093 | 36574 | 1592 | Exelon Medway LLC | 6035 | Constellation Power, Inc | IPP Non-CHP | 9 Summer Street | Medway | Norfolk | Massachusetts | 2053 | petroleum | Petroleum = 123.1 MW | Petroleum Liquids | 135 | 123.1 | [8 empty] | 123.1 |  |  |  | EIA-860, EIA-860M and EIA-923 | 202406 | -71.4464 | 42.14
-7912500.35 | 5215556.334 | 36575 | 1595 | Kendall Square Station | 59528 | Kendall Green Energy, LLC | IPP CHP | 265 First Street | Cambridge | Middlesex | Massachusetts | 2142 | natural gas | Natural Gas = 206 MW, Petroleum = 18 MW | Natural Gas Fired Combined Cycle; Petroleum Liquids; | 234.7 | 224 | [6 empty] | 206 |  | 18 |  |  |  | EIA-860, EIA-860M and EIA-923 | 202406 | -71.0792 | 42.3633
-7860076.9962 | 5075349.3167 | 36576 | 1597 | Oak Bluffs Diesel Generating Facility | 64488 | Vineyard Reliability LLC | IPP Non-CHP | C/O NSTAR 208 Edgartown Rd. | Oak Bluffs | Dukes | Massachusetts | 2557 | petroleum | Petroleum = 8.4 MW | Petroleum Liquids | 8.1 | 8.4 | [8 empty] | 8.4 |  |  |  | EIA-860, EIA-860M and EIA-923 | 202406 | -70.6083 | 41.4258
-7849103.9 | 5126499.0282 | 36577 | 1599 | Canal | 61708 | Canal Generating LLC | IPP Non-CHP | 9 Freezer Road | Sandwich | Barnstable | Massachusetts | 2563 | petroleum | Petroleum = 1448.8 MW | Petroleum Liquids | 1495 | 1448.8 | [8 empty] | 1448.8 |  |  |  | EIA-860, EIA-860M and EIA-923 | 202406 | -70.5097 | 41.7694
-8081950.8789 | 5192278.1106 | 36578 | 1603 | Boatlock | 8776 | City of Holyoke Gas and Electric Dept. | Electric Utility | 28 Gatehouse Road | Holyoke | Hampden | Massachusetts | 1040 | hydroelectric | Hydroelectric = 3.4 MW | Conventional Hydroelectric | 3.1 | 3.4 |  |  |  |  | 3.4 | [7 empty] | EIA-860, EIA-860M and EIA-923 | 202406 | -72.6014 | 42.2086
-8082874.8307 | 5189768.619 | 36579 | 1604 | Chemical | 8776 | City of Holyoke Gas and Electric Dept. | Electric Utility | 228 South Water Street | Holyoke | Hampden | Massachusetts | 1040 | hydroelectric | Hydroelectric = 1.6 MW | Conventional Hydroelectric | 1.6 | 1.6 |  |  |  |  | 1.6 | [7 empty] | EIA-860, EIA-860M and EIA-923 | 202406 | -72.6097 | 42.1919
-8082195.7818 | 5192774.0766 | 36580 | 1605 | Hadley Falls | 8776 | City of Holyoke Gas and Electric Dept. | Electric Utility | 25 Gatehouse Road | Holyoke | Hampden | Massachusetts | 1040 | hydroelectric | Hydroelectric = 33.1 MW | Conventional Hydroelectric | 33.4 | 33.1 |  |  |  |  | 33.1 | [7 empty] | EIA-860, EIA-860M and EIA-923 | 202406 | -72.6036 | 42.2119
-8081175.2047 | 5191074.674 | 36581 | 1607 | Riverside Holyoke | 8776 | City of Holyoke Gas and Electric Dept. | Electric Utility | 30 Water Street | Holyoke | Hampden | Massachusetts | 1040 | hydroelectric | Hydroelectric = 6.9 MW | Conventional Hydroelectric | 6.9 | 6.9 |  |  |  |  | 6.9 | [7 empty] | EIA-860, EIA-860M and EIA-923 | 202406 | -72.5944 | 42.2006
-7798119.5732 | 5050515.8338 | 36582 | 1615 | Nantucket Hybrid | 13206 | Nantucket Electric Co | Electric Utility | Bunker Road | Nantucket | Nantucket | Massachusetts | 2554 | petroleum | Battery = 6 MW, Petroleum = 14.5 MW | Batteries; Petroleum Liquids; | 22.4 | 20.5 | 6 | [7 empty] | 14.5 |  |  |  | EIA-860, EIA-860M and EIA-923 | 202406 | -70.0517 | 41.2583
-8121435.9023 | 5265083.8028 | 36583 | 1620 | Deerfield 5 | 61122 | Great River Hydro, LLC | IPP Non-CHP | 522 River Road | Florida | Berkshire | Massachusetts | 1247 | hydroelectric | Hydroelectric = 13.9 MW | Conventional Hydroelectric | 17.5 | 13.9 |  |  |  |  | 13.9 | [7 empty] | EIA-860, EIA-860M and EIA-923 | 202406 | -72.9561 | 42.6912
-8079490.7181 | 5249394.4276 | 36584 | 1629 | Cabot | 58185 | FirstLight Power Resources, Inc. - MA | IPP Non-CHP | 15 Cabot Street | Montague | Franklin | Massachusetts | 1376 | hydroelectric | Hydroelectric = 61.8 MW | Conventional Hydroelectric | 61.8 | 61.8 |  |  |  |  | 61.8 | [7 empty] | EIA-860, EIA-860M and EIA-923 | 202406 | -72.5793 | 42.5875
-8111257.182 | 5178538.4288 | 36585 | 1630 | Cobble Mountain | 8776 | City of Holyoke Gas and Electric Dept. | Electric Utility | Old Granville Road | Granville | Hampden | Massachusetts | 1034 | hydroelectric | Hydroelectric = 32.6 MW | Conventional Hydroelectric | 33 | 32.6 |  |  |  |  | 32.6 | [7 empty] | EIA-860, EIA-860M and EIA-923 | 202406 | -72.8647 | 42.1171
-8096355.621 | 5249984.1222 | 36586 | 1634 | Gardners Falls | 61350 | Central Rivers Power MA, LLC | IPP Non-CHP | 25 Gardners Falls Rd | Buckland | Franklin | Massachusetts | 1370 | hydroelectric | Hydroelectric = 3.5 MW | Conventional Hydroelectric | 3.5 | 3.5 |  |  |  |  | 3.5 | [7 empty] | EIA-860, EIA-860M and EIA-923 | 202406 | -72.7308 | 42.5914
-8069152.477 | 5184660.9221 | 36587 | 1637 | Putts Bridge | 61350 | Central Rivers Power MA, LLC | IPP Non-CHP | 5 Center St | Ludlow | Hampden | Massachusetts | 1056 | hydroelectric | Hydroelectric = 3.2 MW | Conventional Hydroelectric | 3.2 | 3.2 |  |  |  |  | 3.2 | [7 empty] | EIA-860, EIA-860M and EIA-923 | 202406 | -72.4864 | 42.1579
-8060591.0063 | 5187387.0187 | 36588 | 1638 | Redbridge | 61350 | Central Rivers Power MA, LLC | IPP Non-CHP | 5 Red Bridge Rd | Wilbraham | Hampden | Massachusetts | 1095 | hydroelectric | Hydroelectric = 3.6 MW | Conventional Hydroelectric | 3.6 | 3.6 |  |  |  |  | 3.6 | [7 empty] | EIA-860, EIA-860M and EIA-923 | 202406 | -72.4095 | 42.176
-7900032.567 | 5196246.5647 | 36589 | 1660 | Potter Station 2 | 2144 | Town of Braintree - (MA) | Electric Utility | 150 Potter Road | Braintree | Norfolk | Massachusetts | 2184 | natural gas | Natural Gas = 105.2 MW | Natural Gas Fired Combustion Turbine | 116 | 105.2 | [6 empty] | 105.2 | [5 empty] | EIA-860, EIA-860M and EIA-923 | 202406 | -70.9672 | 42.235
-7889178.9167 | 5266207.6377 | 36590 | 1670 | High Street Station | 9442 | Town of Ipswich - (MA) | Electric Utility | 276 High Street | Ipswich | Essex | Massachusetts | 1938 | natural gas | Natural Gas = 8.6 MW, Petroleum = 2.4 MW | Natural Gas Internal Combustion Engine; Petroleum Liquids; | 10.9 | 11 | [6 empty] | 8.6 |  | 2.4 |  |  |  | EIA-860, EIA-860M and EIA-923 | 202406 | -70.8697 | 42.6986
-7895703.7973 | 5242660.7649 | 36591 | 1678 | Waters River | 14605 | City of Peabody - (MA) | Electric Utility | 58 R. Pulaski Street | Peabody | Essex | Massachusetts | 1960 | natural gas | Natural Gas = 46 MW | Natural Gas Fired Combustion Turbine | 64.9 | 46 | [6 empty] | 46 | [5 empty] | EIA-860, EIA-860M and EIA-923 | 202406 | -70.9283 | 42.5429
-7915494.8443 | 5140823.3446 | 36592 | 1682 | Cleary Flood Hybrid | 18488 | City of Taunton | Electric Utility | 1314 Somerset Avenue | Taunton | Bristol | Massachusetts | 2780 | natural gas | Battery = 2.9 MW, Natural Gas = 103 MW | Batteries; Natural Gas Fired Combined Cycle; | 121 | 105.9 | 2.9 | [5 empty] | 103 | [5 empty] | EIA-860, EIA-860M and EIA-923 | 202406 | -71.1061 | 41.8653
-9329074.8228 | 5552822.8177 | 36593 | 1693 | Alcona | 4254 | Consumers Energy Co - (MI) | Electric Utility | 6950 Bamfield Rd. | Glennie | Alcona | Michigan | 48737 | hydroelectric | Hydroelectric = 2.8 MW | Conventional Hydroelectric | 8 | 2.8 |  |  |  |  | 2.8 | [7 empty] | EIA-860, EIA-860M and EIA-923 | 202406 | -83.8045 | 44.562
-9568352.84 | 5245812.1449 | 36594 | 1694 | Allegan Dam | 4254 | Consumers Energy Co - (MI) | Electric Utility | 3140 Allegan Dam Rd. | Allegan | Allegan | Michigan | 49010 | hydroelectric | Hydroelectric = 1.2 MW | Conventional Hydroelectric | 2.6 | 1.2 |  |  |  |  | 1.2 | [7 empty] | EIA-860, EIA-860M and EIA-923 | 202406 | -85.954 | 42.5638
-9566748.6148 | 5505631.8884 | 36595 | 1698 | C W Tippy | 4254 | Consumers Energy Co - (MI) | Electric Utility | 1325 Tippy Dam Rd. | Wellston | Manistee | Michigan | 49689 | hydroelectric | Hydroelectric = 6.3 MW | Conventional Hydroelectric | 20.1 | 6.3 |  |  |  |  | 6.3 | [7 empty] | EIA-860, EIA-860M and EIA-923 | 202406 | -85.9396 | 44.2591
-9303186.5846 | 5538875.5385 | 36596 | 1700 | Cooke | 4254 | Consumers Energy Co - (MI) | Electric Utility | Cooke Dam Rd. | Oscoda | Iosco | Michigan | 48750 | hydroelectric | Hydroelectric = 7.1 MW | Conventional Hydroelectric | 9 | 7.1 |  |  |  |  | 7.1 | [7 empty] | EIA-860, EIA-860M and EIA-923 | 202406 | -83.5719 | 44.4726
-9536124.2889 | 5378775.3884 | 36597 | 1701 | Croton | 4254 | Consumers Energy Co - (MI) | Electric Utility | 6505 S. Swan Rd. | Newaygo | Newaygo | Michigan | 49337 | hydroelectric | Hydroelectric = 3.3 MW | Conventional Hydroelectric | 8.9 | 3.3 |  |  |  |  | 3.3 | [7 empty] | EIA-860, EIA-860M and EIA-923 | 202406 | -85.6645 | 43.4373
-9333034.3458 | 5410667.8521 | 36598 | 1702 | Dan E Karn | 4254 | Consumers Energy Co - (MI) | Electric Utility | 2742 N. Weadock Hwy. | Essexville | Bay | Michigan | 48732 | natural gas | Natural Gas = 1199.8 MW | Natural Gas Steam Turbine | 1402.3 | 1199.8 | [6 empty] | 1199.8 | [5 empty] | EIA-860, EIA-860M and EIA-923 | 202406 | -83.8401 | 43.645
-9314800.2132 | 5536207.3889 | 36599 | 1704 | Five Channels | 4254 | Consumers Energy Co - (MI) | Electric Utility | 6051 State, Route 65 | Oscoda | Iosco | Michigan | 48750 | hydroelectric | Hydroelectric = 6.3 MW | Conventional Hydroelectric | 6 | 6.3 |  |  |  |  | 6.3 | [7 empty] | EIA-860, EIA-860M and EIA-923 | 202406 | -83.6763 | 44.4555
-9288578.6845 | 5533067.4732 | 36600 | 1705 | Foote | 4254 | Consumers Energy Co - (MI) | Electric Utility | 5315 N. Rea Rd. | Oscoda | Iosco | Michigan | 48750 | hydroelectric | Hydroelectric = 3 MW | Conventional Hydroelectric | 9 | 3 |  |  |  |  | 3 | [7 empty] | EIA-860, EIA-860M and EIA-923 | 202406 | -83.4407 | 44.4354
-9532273.0798 | 5386335.8333 | 36601 | 1707 | Hardy | 4254 | Consumers Energy Co - (MI) | Electric Utility | Croton-Hardy @ 36th | Newaygo | Newaygo | Michigan | 49337 | hydroelectric | Hydroelectric = 33.4 MW | Conventional Hydroelectric | 31.5 | 33.4 |  |  |  |  | 33.4 | [7 empty] | EIA-860, EIA-860M and EIA-923 | 202406 | -85.6299 | 43.4866
-9553435.1377 | 5521768.3973 | 36602 | 1708 | Hodenpyl | 4254 | Consumers Energy Co - (MI) | Electric Utility | Hodenpyl Rd. | Mesick | Wexford | Michigan | 49668 | hydroelectric | Hydroelectric = 4.2 MW | Conventional Hydroelectric | 17 | 4.2 |  |  |  |  | 4.2 | [7 empty] | EIA-860, EIA-860M and EIA-923 | 202406 | -85.82 | 44.3629
-9595822.4828 | 5298327.9353 | 36603 | 1710 | J H Campbell | 4254 | Consumers Energy Co - (MI) | Electric Utility | 17000 Croswell St. | West Olive | Ottawa | Michigan | 49460 | coal | Coal = 1400.1 MW | Conventional Steam Coal | 1560.8 | 1400.1 |  |  | 1400.1 | [9 empty] | EIA-860, EIA-860M and EIA-923 | 202406 | -86.2007 | 42.9103
-9319756.8248 | 5537389.9131 | 36604 | 1712 | Loud | 4254 | Consumers Energy Co - (MI) | Electric Utility | Loud Dam Rd. | Oscoda | Iosco | Michigan | 48750 | hydroelectric | Hydroelectric = 5 MW | Conventional Hydroelectric | 4 | 5 |  |  |  |  | 5 | [7 empty] | EIA-860, EIA-860M and EIA-923 | 202406 | -83.7208 | 44.4631
-9622979.9858 | 5449083.961 | 36605 | 1713 | Ludington | 4254 | Consumers Energy Co - (MI) | Electric Utility | 3525 S. Lakeshore Dr. | Ludington | Mason | Michigan | 49431 | pumped storage | Pumped Storage = 2185.6 MW | Hydroelectric Pumped Storage | 1978.8 | 2185.6 | [5 empty] | 2185.6 | [6 empty] | EIA-860, EIA-860M and EIA-923 | 202406 | -86.4447 | 43.8942
-9365497.0017 | 5568327.6691 | 36606 | 1714 | Mio | 4254 | Consumers Energy Co - (MI) | Electric Utility | 700 S. M-33 | Mio | Oscoda | Michigan | 48647 | hydroelectric | Hydroelectric = 1.4 MW | Conventional Hydroelectric | 5 | 1.4 |  |  |  |  | 1.4 | [7 empty] | EIA-860, EIA-860M and EIA-923 | 202406 | -84.1317 | 44.6611
-9515530.9624 | 5405747.2175 | 36607 | 1716 | Rogers | 4254 | Consumers Energy Co - (MI) | Electric Utility | Rogers Heights on US-131 | Big Rapids | Mecosta | Michigan | 49307 | hydroelectric | Hydroelectric = 2.4 MW | Conventional Hydroelectric | 6.8 | 2.4 |  |  |  |  | 2.4 | [7 empty] | EIA-860, EIA-860M and EIA-923 | 202406 | -85.4795 | 43.613
-9451303.0671 | 5304790.2829 | 36608 | 1722 | Webber | 4254 | Consumers Energy Co - (MI) | Electric Utility | Perkins Rd. | Lyons | Ionia | Michigan | 48851 | hydroelectric | Hydroelectric = 1.1 MW | Conventional Hydroelectric | 4.3 | 1.1 |  |  |  |  | 1.1 | [7 empty] | EIA-860, EIA-860M and EIA-923 | 202406 | -84.9025 | 42.9528
-9361432.7271 | 5260158.8396 | 36609 | 1725 | Colfax | 5109 | DTE Electric Company | Electric Utility | 4025 Gregory Rd | Fowlerville | Livingston | Michigan | 48836 | petroleum | Petroleum = 14 MW | Petroleum Liquids | 13.5 | 14 | [8 empty] | 14 |  |  |  | EIA-860, EIA-860M and EIA-923 | 202406 | -84.0952 | 42.6587
-9250861.192 | 5205226.809 | 36610 | 1728 | Delray | 5109 | DTE Electric Company | Electric Utility | 6911 W. Jefferson Ave | Detroit | Wayne | Michigan | 48209 | natural gas | Natural Gas = 127 MW | Natural Gas Fired Combustion Turbine | 142.2 | 127 | [6 empty] | 127 | [5 empty] | EIA-860, EIA-860M and EIA-923 | 202406 | -83.1019 | 42.2947
-9268249.2964 | 5155453.6046 | 36611 | 1729 | Fermi | 5109 | DTE Electric Company | Electric Utility | 6400 N Dixie Hwy | Frenchtown Twp | Monroe | Michigan | 48166 | nuclear | Nuclear = 1141 MW, Petroleum = 51 MW | Nuclear; Petroleum Liquids; | 1281 | 1192 | [7 empty] | 1141 | 51 |  |  |  | EIA-860, EIA-860M and EIA-923 | 202406 | -83.2581 | 41.9631
-9288776.6105 | 5243680.836 | 36612 | 1730 | Hancock | 5109 | DTE Electric Company | Electric Utility | 1781 Haggerty Rd | Commerce Twp | Oakland | Michigan | 48390 | natural gas | Natural Gas = 93 MW | Natural Gas Fired Combustion Turbine | 121.6 | 93 | [6 empty] | 93 | [5 empty] | EIA-860, EIA-860M and EIA-923 | 202406 | -83.4425 | 42.5497
-9278078.8075 | 5144605.9155 | 36613 | 1733 | Monroe (MI) | 5109 | DTE Electric Company | Electric Utility | 3500 Front St | Monroe | Monroe | Michigan | 48161 | coal | Coal = 3066 MW, Petroleum = 14 MW | Conventional Steam Coal; Petroleum Liquids; | 3293.1 | 3080 |  |  | 3066 | [5 empty] | 14 |  |  |  | EIA-860, EIA-860M and EIA-923 | 202406 | -83.3464 | 41.8906
-9243759.0084 | 5228627.4364 | 36614 | 1734 | Northeast (MI) | 5109 | DTE Electric Company | Electric Utility | 6401 Eight Mile Rd E. | Warren | Macomb | Michigan | 48091 | natural gas | Natural Gas = 77 MW, Petroleum = 39 MW | Natural Gas Fired Combustion Turbine; Petroleum Liquids; | 129.8 | 116 | [6 empty] | 77 |  | 39 |  |  |  | EIA-860, EIA-860M and EIA-923 | 202406 | -83.0381 | 42.45
-9266045.1705 | 5438616.3686 | 36615 | 1735 | Oliver | 5109 | DTE Electric Company | Electric Utility | 346 N. Gagetown Rd. | Oliver Twp | Huron | Michigan | 48755 | petroleum | Petroleum = 14 MW | Petroleum Liquids | 13.5 | 14 | [8 empty] | 14 |  |  |  | EIA-860, EIA-860M and EIA-923 | 202406 | -83.2383 | 43.8264
-9290379.6112 | 5268025.4447 | 36616 | 1737 | Placid 12 | 5109 | DTE Electric Company | Electric Utility | 4912 Edgar Rd | Clarkston | Oakland | Michigan | 48346 | petroleum | Petroleum = 14 MW | Petroleum Liquids | 13.5 | 14 | [8 empty] | 14 |  |  |  | EIA-860, EIA-860M and EIA-923 | 202406 | -83.4569 | 42.7106
-9290290.5556 | 5268055.7444 | 36617 | 1739 | Putnam (MI) | 5109 | DTE Electric Company | Electric Utility | 5660 Mertz Rd | Mayville | Oakland | Michigan | 48744 | petroleum | Petroleum = 14 MW | Petroleum Liquids | 13.5 | 14 | [8 empty] | 14 |  |  |  | EIA-860, EIA-860M and EIA-923 | 202406 | -83.4561 | 42.7108
-9251974.3869 | 5202097.0482 | 36618 | 1740 | River Rouge | 5109 | DTE Electric Company | Electric Utility | 1 Belanger Park | River Rouge | Wayne | Michigan | 48218 | petroleum | Petroleum = 11 MW | Petroleum Liquids | 10.8 | 11 | [8 empty] | 11 |  |  |  | EIA-860, EIA-860M and EIA-923 | 202406 | -83.1119 | 42.2739
-9180729.9128 | 5276149.2767 | 36619 | 1743 | St Clair | 5109 | DTE Electric Company | Electric Utility | 4901 Pointe Dr | East China Twp | St Clair | Michigan | 48054 | natural gas | Natural Gas = 19 MW, Petroleum = 5 MW | Natural Gas Fired Combustion Turbine; Petroleum Liquids; | 23.9 | 24 | [6 empty] | 19 |  | 5 |  |  |  | EIA-860, EIA-860M and EIA-923 | 202406 | -82.4719 | 42.7642
-9311007.1128 | 5200592.7233 | 36620 | 1744 | Superior | 5109 | DTE Electric Company | Electric Utility | 6000 First St | Superior Twp | Washtenaw | Michigan | 48198 | petroleum | Petroleum = 52 MW | Petroleum Liquids | 64 | 52 | [8 empty] | 52 |  |  |  | EIA-860, EIA-860M and EIA-923 | 202406 | -83.6422 | 42.2639
-9260545.9877 | 5381731.289 | 36621 | 1746 | Wilmot | 5109 | DTE Electric Company | Electric Utility | 5977 Bevens Rd E. | Kingston Twp | Tuscola | Michigan | 48741 | petroleum | Petroleum = 14 MW | Petroleum Liquids | 13.5 | 14 | [8 empty] | 14 |  |  |  | EIA-860, EIA-860M and EIA-923 | 202406 | -83.1889 | 43.4566
-9602006.3918 | 5773143.1106 | 36622 | 1750 | Manistique | 3828 | Cloverland Electric Co-op | Electric Utility | 335 Chippewa Avenue | Manistique | Schoolcraft | Michigan | 49854 | petroleum | Petroleum = 4.8 MW | Petroleum Liquids | 4.8 | 4.8 | [8 empty] | 4.8 |  |  |  | EIA-860, EIA-860M and EIA-923 | 202406 | -86.2563 | 45.955
-9387795.2976 | 5860419.3726 | 36623 | 1751 | Edison Sault | 3828 | Cloverland Electric Co-op | Electric Utility | 725 E. Portage Ave. | Sault Ste. Marie | Chippewa | Michigan | 49783 | hydroelectric | Hydroelectric = 29.2 MW | Conventional Hydroelectric | 41.8 | 29.2 |  |  |  |  | 29.2 | [7 empty] | EIA-860, EIA-860M and EIA-923 | 202406 | -84.332 | 46.4974
-9610089.1887 | 5152579.6369 | 36624 | 1753 | Berrien Springs | 9324 | Indiana Michigan Power Co | Electric Utility | 600 South Mechanic Street | Berrien Springs | Berrien | Michigan | 49103 | hydroelectric | Hydroelectric = 4.8 MW | Conventional Hydroelectric | 7.2 | 4.8 |  |  |  |  | 4.8 | [7 empty] | EIA-860, EIA-860M and EIA-923 | 202406 | -86.3289 | 41.9439
-9612554.9155 | 5136977.4221 | 36625 | 1754 | Buchanan (MI) | 9324 | Indiana Michigan Power Co | Electric Utility | 15560 East River Road | Buchanan | Berrien | Michigan | 49107 | hydroelectric | Hydroelectric = 2 MW | Conventional Hydroelectric | 4.4 | 2 |  |  |  |  | 2 | [7 empty] | EIA-860, EIA-860M and EIA-923 | 202406 | -86.3511 | 41.8396
-10060409.9248 | 5867181.4718 | 36626 | 1756 | Saxon Falls | 13781 | Northern States Power Co - Minnesota | Electric Utility | 15462 N. Saxon Falls Rd | Saxon | Iron | Wisconsin | 54559 | hydroelectric | Hydroelectric = 1 MW | Conventional Hydroelectric | 1.6 | 1 |  |  |  |  | 1 | [7 empty] | EIA-860, EIA-860M and EIA-923 | 202406 | -90.3742 | 46.5392
-10065079.4435 | 5871293.2035 | 36627 | 1757 | Superior Falls | 13781 | Northern States Power Co - Minnesota | Electric Utility | E112 Lake Rd | Ironwood | Gogebic | Michigan | 54559 | hydroelectric | Hydroelectric = 1 MW | Conventional Hydroelectric | 1.4 | 1 |  |  |  |  | 1 | [7 empty] | EIA-860, EIA-860M and EIA-923 | 202406 | -90.4161 | 46.5646
-9536673.9846 | 5137580.1974 | 36628 | 1760 | Constantine | 9324 | Indiana Michigan Power Co | Electric Utility | 135 North Washington Avenue | Constantine | St Joseph | Michigan | 49042 | hydroelectric | Hydroelectric = 0.4 MW | Conventional Hydroelectric | 1.2 | 0.4 |  |  |  |  | 0.4 | [7 empty] | EIA-860, EIA-860M and EIA-923 | 202406 | -85.6694 | 41.8436
-9545701.9953 | 5131903.6019 | 36629 | 1761 | Mottville | 9324 | Indiana Michigan Power Co | Electric Utility | 10005 North River Road | White Pigeon | St Joseph | Michigan | 49099 | hydroelectric | Hydroelectric = 0.4 MW | Conventional Hydroelectric | 1.6 | 0.4 |  |  |  |  | 0.4 | [7 empty] | EIA-860, EIA-860M and EIA-923 | 202406 | -85.7505 | 41.8056
-9846854.6137 | 5902223.8686 | 36630 | 1772 | John H Warden | 56133 | L'Anse Warden Electric Company LLC | IPP Non-CHP | 157 S Main St | L'Anse | Baraga | Michigan | 49946 | biomass | Biomass = 17.7 MW | Wood/Wood Waste Biomass | 22 | 17.7 |  | 17.7 | [10 empty] | EIA-860, EIA-860M and EIA-923 | 202406 | -88.4558 | 46.7553
-9869864.3525 | 5897480.6561 | 36631 | 1773 | Prickett | 19578 | Upper Peninsula Power Company | Electric Utility | Prickett Dam Rd | Pelkie | Baraga | Michigan | 49958 | hydroelectric | Hydroelectric = 0.8 MW | Conventional Hydroelectric | 2.2 | 0.8 |  |  |  |  | 0.8 | [7 empty] | EIA-860, EIA-860M and EIA-923 | 202406 | -88.6625 | 46.7261
-9930689.3222 | 5892658.8574 | 36632 | 1774 | Victoria Dam | 19578 | Upper Peninsula Power Company | Electric Utility | Victoria Dam Rd | Rockland | Ontonagon | Michigan | 49960 | hydroelectric | Hydroelectric = 11.8 MW | Conventional Hydroelectric | 12 | 11.8 |  |  |  |  | 11.8 | [7 empty] | EIA-860, EIA-860M and EIA-923 | 202406 | -89.2089 | 46.6964
-9820483.0263 | 5771892.0167 | 36633 | 1775 | Brule | 20847 | Wisconsin Electric Power Co | Electric Utility | Brule Dam Road | Florence | Florence | Wisconsin | 54121 | hydroelectric | Hydroelectric = 5.3 MW | Conventional Hydroelectric | 5.3 | 5.3 |  |  |  |  | 5.3 | [7 empty] | EIA-860, EIA-860M and EIA-923 | 202406 | -88.2189 | 45.9472
-9773973.7431 | 5702742.9663 | 36634 | 1776 | Chalk Hill | 20847 | Wisconsin Electric Power Co | Electric Utility | Route 1, Chalk Hill Road | Stephenson | Menominee | Michigan | 49887 | hydroelectric | Hydroelectric = 7.8 MW | Conventional Hydroelectric | 7.8 | 7.8 |  |  |  |  | 7.8 | [7 empty] | EIA-860, EIA-860M and EIA-923 | 202406 | -87.8011 | 45.5136
-9821162.0752 | 5801383.0344 | 36635 | 1777 | Hemlock Falls | 20847 | Wisconsin Electric Power Co | Electric Utility | 320 Stream Road | Crystal Falls | Iron | Michigan | 49920 | hydroelectric | Hydroelectric = 2.8 MW | Conventional Hydroelectric | 2.8 | 2.8 |  |  |  |  | 2.8 | [7 empty] | EIA-860, EIA-860M and EIA-923 | 202406 | -88.225 | 46.1311
-9810043.5958 | 5749627.2627 | 36636 | 1778 | Kingsford | 20847 | Wisconsin Electric Power Co | Electric Utility | 200-A Cowboy Lake Road | Kingsford | Dickinson | Michigan | 49802 | hydroelectric | Hydroelectric = 7.2 MW | Conventional Hydroelectric | 7.2 | 7.2 |  |  |  |  | 7.2 | [7 empty] | EIA-860, EIA-860M and EIA-923 | 202406 | -88.1251 | 45.808
-9817911.5461 | 5773188.9052 | 36637 | 1780 | Michigamme Falls | 20847 | Wisconsin Electric Power Co | Electric Utility | 400 Lower Dam Road | Crystal Falls | Iron | Michigan | 49920 | hydroelectric | Hydroelectric = 9.6 MW | Conventional Hydroelectric | 9.6 | 9.6 |  |  |  |  | 9.6 | [7 empty] | EIA-860, EIA-860M and EIA-923 | 202406 | -88.1958 | 45.9553
-9819549.5011 | 5778871.9921 | 36638 | 1781 | Peavy Falls | 20847 | Wisconsin Electric Power Co | Electric Utility | 511 Upper Dam Road | Crystal Falls | Iron | Michigan | 49920 | hydroelectric | Hydroelectric = 12 MW | Conventional Hydroelectric | 12 | 12 |  |  |  |  | 12 | [7 empty] | EIA-860, EIA-860M and EIA-923 | 202406 | -88.2105 | 45.9908
-9822308.666 | 5805897.9379 | 36639 | 1785 | Way Dam | 20847 | Wisconsin Electric Power Co | Electric Utility | 1361 Way Dam Road | Crystal Falls | Iron | Michigan | 49920 | hydroelectric | Hydroelectric = 1.8 MW | Conventional Hydroelectric | 1.8 | 1.8 |  |  |  |  | 1.8 | [7 empty] | EIA-860, EIA-860M and EIA-923 | 202406 | -88.2353 | 46.1592
-9774093.7455 | 5697737.7382 | 36640 | 1786 | White Rapids | 20847 | Wisconsin Electric Power Co | Electric Utility | N10125 River Road | Stephenson | Menominee | Michigan | 49887 | hydroelectric | Hydroelectric = 7.2 MW | Conventional Hydroelectric | 8 | 7.2 |  |  |  |  | 7.2 | [7 empty] | EIA-860, EIA-860M and EIA-923 | 202406 | -87.8022 | 45.4821
-9757086.5763 | 5677535.6626 | 36641 | 1787 | Grand Rapids | 20860 | Wisconsin Public Service Corp | Electric Utility | N6651 P3 Rd | Ingalls | Menominee | Michigan | 49858 | hydroelectric | Hydroelectric = 7.5 MW | Conventional Hydroelectric | 7.5 | 7.5 |  |  |  |  | 7.5 | [7 empty] | EIA-860, EIA-860M and EIA-923 | 202406 | -87.6494 | 45.3547
-9833355.0104 | 5797396.7318 | 36642 | 1821 | Crystal Falls | 4604 | City of Crystal Falls | Electric Utility | 600 Power Plant Road | Crystal Falls | Iron | Michigan | 49920 | hydroelectric | Hydroelectric = 1 MW | Conventional Hydroelectric | 1 | 1 |  |  |  |  | 1 | [7 empty] | EIA-860, EIA-860M and EIA-923 | 202406 | -88.3345 | 46.1063
-9614247.6396 | 5419760.8863 | 36643 | 1827 | Hart | 8205 | City of Hart Hydro - (MI) | Electric Utility | 15 N. Water | Hart | Oceana | Michigan | 49420 | petroleum | Natural Gas = 1.4 MW, Petroleum = 3.7 MW | Natural Gas Internal Combustion Engine; Petroleum Liquids; | 5.1 | 5.1 | [6 empty] | 1.4 |  | 3.7 |  |  |  | EIA-860, EIA-860M and EIA-923 | 202406 | -86.3663 | 43.7041
-9421180.0129 | 5146924.041 | 36644 | 1829 | Hillsdale | 8631 | Hillsdale Board of Public Wks | Electric Utility | 201 Waterworks Ave | Hillsdale | Hillsdale | Michigan | 49242 | natural gas | Natural Gas = 11.6 MW | Natural Gas Internal Combustion Engine | 11.6 | 11.6 | [6 empty] | 11.6 | [5 empty] | EIA-860, EIA-860M and EIA-923 | 202406 | -84.6319 | 41.9061
-9729721.9078 | 5873133.3496 | 36645 | 1840 | Plant Four | 11701 | City of Marquette - (MI) | Electric Utility | End of Powder Mill Road | Marquette | Marquette | Michigan | 49855 | petroleum | Petroleum = 20 MW | Petroleum Liquids | 24 | 20 | [8 empty] | 20 |  |  |  | EIA-860, EIA-860M and EIA-923 | 202406 | -87.4036 | 46.576
-9730487.3406 | 5872432.805 | 36646 | 1842 | James R Smith | 11701 | City of Marquette - (MI) | Electric Utility | 2245 Wright Street | Marquette | Marquette | Michigan | 49855 | hydroelectric | Hydroelectric = 3.2 MW | Conventional Hydroelectric | 3.2 | 3.2 |  |  |  |  | 3.2 | [7 empty] | EIA-860, EIA-860M and EIA-923 | 202406 | -87.4105 | 46.5716
-9455599.9994 | 5201766.0763 | 36647 | 1844 | Marshall (MI) | 11713 | City of Marshall - (MI) | Electric Utility | 906 S Marshall Ave | Marshall | Calhoun | Michigan | 49068 | natural gas | Hydroelectric = 0.3 MW,Natural Gas = 8.9 MW | Conventional Hydroelectric; Natural Gas Internal Combustion Engine; | 9.8 | 9.2 |  |  |  |  | 0.3 |  | 8.9 | [5 empty] | EIA-860, EIA-860M and EIA-923 | 202406 | -84.9411 | 42.2717
-9780839.9293 | 5738977.6751 | 36648 | 1848 | Norway (MI) | 13826 | City of Norway | Electric Utility | N740 River Road | Norway | Dickinson | Michigan | 49870 | hydroelectric | Hydroelectric = 6.2 MW | Conventional Hydroelectric | 6.3 | 6.2 |  |  |  |  | 6.2 | [7 empty] | EIA-860, EIA-860M and EIA-923 | 202406 | -87.8628 | 45.7412
-9450529.9532 | 5291994.4363 | 36649 | 1851 | Frank Jenkins | 15246 | City of Portland - (MI) | Electric Utility | 723 E. Gd. River Ave. | Portland | Ionia | Michigan | 48875 | petroleum | Petroleum = 3.5 MW | Petroleum Liquids | 3.8 | 3.5 | [8 empty] | 3.5 |  |  |  | EIA-860, EIA-860M and EIA-923 | 202406 | -84.8956 | 42.8686
-9417784.7684 | 5373346.578 | 36650 | 1852 | St Louis | 17886 | City of St Louis - (MI) | Electric Utility | 412 N. Mill | St. Louis | Gratiot | Michigan | 48880 | petroleum | Hydroelectric = 0.4 MW, Petroleum = 6.5 MW | Conventional Hydroelectric; Petroleum Liquids; | 7.1 | 6.9 |  |  |  |  | 0.4 |  |  |  | 6.5 |  |  |  | EIA-860, EIA-860M and EIA-923 | 202406 | -84.6014 | 43.4019
-9289979.5289 | 5424140.0645 | 36651 | 1853 | Main Street (MI) | 16873 | Village of Sebewaing - (MI) | Electric Utility | 120 East Main | Sebewaing | Huron | Michigan | 48759 | petroleum | Petroleum = 5.6 MW | Petroleum Liquids | 6 | 5.6 | [8 empty] | 5.6 |  |  |  | EIA-860, EIA-860M and EIA-923 | 202406 | -83.4533 | 43.7325
-9509534.2927 | 5130947.875 | 36652 | 1855 | Sturgis City Diesel Plant | 18252 | City of Sturgis - (MI) | Electric Utility | 505 W. Chicago Road | Sturgis | St Joseph | Michigan | 49091 | natural gas | Natural Gas = 6 MW | Natural Gas Internal Combustion Engine | 6 | 6 | [6 empty] | 6 | [5 empty] | EIA-860, EIA-860M and EIA-923 | 202406 | -85.4256 | 41.7992
-9522057.7354 | 5156651.3468 | 36653 | 1856 | Hydro Plant | 18252 | City of Sturgis - (MI) | Electric Utility | 21477 Sturgis Dam Road | Three Rivers | St Joseph | Michigan | 49093 | hydroelectric | Hydroelectric = 2.2 MW | Conventional Hydroelectric | 2.2 | 2.2 |  |  |  |  | 2.2 | [7 empty] | EIA-860, EIA-860M and EIA-923 | 202406 | -85.5381 | 41.9711
-9389717.4512 | 5861850.627 | 36654 | 1865 | Saint Marys Falls | 21264 | USACE-Detroit District | Electric Utility | 312 W Portage Avenue | Sault Ste. Marie | Chippewa | Michigan | 49783 | hydroelectric | Hydroelectric = 20.6 MW | Conventional Hydroelectric | 23.7 | 20.6 |  |  |  |  | 20.6 | [7 empty] | EIA-860, EIA-860M and EIA-923 | 202406 | -84.3493 | 46.5063
-9255692.4579 | 5192202.9665 | 36655 | 1866 | Wyandotte | 21048 | Wyandotte Municipal Serv Comm | Electric Utility | 2555 Van Alstyne | Wyandotte | Wayne | Michigan | 48192 | natural gas | Natural Gas = 42.5 MW, Petroleum = 5.4 MW | Natural Gas Steam Turbine; Petroleum Liquids; | 48.9 | 47.9 | [6 empty] | 42.5 |  | 5.4 |  |  |  | EIA-860, EIA-860M and EIA-923 | 202406 | -83.1453 | 42.2081
-9579687.8358 | 5282595.7453 | 36656 | 1867 | Zeeland | 21158 | City of Zeeland - (MI) | Electric Utility | 347 E. Washington Ave | Zeeland | Ottawa | Michigan | 49464 | natural gas | Natural Gas = 23.7 MW | Natural Gas Internal Combustion Engine | 22.3 | 23.7 | [6 empty] | 23.7 | [5 empty] | EIA-860, EIA-860M and EIA-923 | 202406 | -86.0558 | 42.8067
-9397283.0578 | 5840546.5867 | 36657 | 1868 | Dafter | 3828 | Cloverland Electric Co-op | Electric Utility | 2535 W M-28 | Dafter | Chippewa | Michigan | 49724 | petroleum | Petroleum = 9.7 MW | Petroleum Liquids | 11 | 9.7 | [8 empty] | 9.7 |  |  |  | EIA-860, EIA-860M and EIA-923 | 202406 | -84.4172 | 46.3744
-9387935.2262 | 5683443.8891 | 36658 | 1871 | Kleber | 19037 | Tower Kleber Ltd Partnership | IPP Non-CHP | 7795 Kleber Rd. | Onaway | Cheboygan | Michigan | 49765 | hydroelectric | Hydroelectric = 1.8 MW | Conventional Hydroelectric | 1.8 | 1.8 |  |  |  |  | 1.8 | [7 empty] | EIA-860, EIA-860M and EIA-923 | 202406 | -84.3333 | 45.392
-9383673.1368 | 5678822.0704 | 36659 | 1873 | Tower | 20910 | Wolverine Power Supply Coop | Electric Utility | 9663 Cooperative Road | Tower | Cheboygan | Michigan | 49792 | petroleum | Petroleum = 19.3 MW | Petroleum Liquids | 21.3 | 19.3 | [8 empty] | 19.3 |  |  |  | EIA-860, EIA-860M and EIA-923 | 202406 | -84.295 | 45.3628
-9276008.2649 | 5383157.5973 | 36660 | 1874 | Caro | 18895 | Thumb Electric Coop of Mich | Electric Utility | 2437 East Dayton Road | Caro | Tuscola | Michigan | 48723 | petroleum | Petroleum = 8.5 MW | Petroleum Liquids | 9.4 | 8.5 | [8 empty] | 8.5 |  |  |  | EIA-860, EIA-860M and EIA-923 | 202406 | -83.3278 | 43.4659
-9232704.983 | 5422475.1405 | 36661 | 1875 | Ubly | 18895 | Thumb Electric Coop of Mich | Electric Utility | 4159 Ubly Road | Ubly | Huron | Michigan | 48475 | petroleum | Petroleum = 12.3 MW | Petroleum Liquids | 12.4 | 12.3 | [8 empty] | 12.3 |  |  |  | EIA-860, EIA-860M and EIA-923 | 202406 | -82.9388 | 43.7217
-9509578.8205 | 5440607.0736 | 36662 | 1877 | George Johnson | 20910 | Wolverine Power Supply Coop | Electric Utility | 1529 S 170th Ave | Hersey | Osceola | Michigan | 49639 | natural gas | Natural Gas = 48.7 MW, Petroleum = 1 MW | Natural Gas Fired Combustion Turbine; Petroleum Liquids; | 51 | 49.7 | [6 empty] | 48.7 |  | 1 |  |  |  | EIA-860, EIA-860M and EIA-923 | 202406 | -85.426 | 43.8393
-9557346.014 | 5271116.5233 | 36663 | 1880 | Claude Vandyke | 20910 | Wolverine Power Supply Coop | Electric Utility | 3150 143rd Ave | Dorr | Allegan | Michigan | 49323 | natural gas | Natural Gas = 20.2 MW | Natural Gas Fired Combustion Turbine | 24.8 | 20.2 | [6 empty] | 20.2 | [5 empty] | EIA-860, EIA-860M and EIA-923 | 202406 | -85.8551 | 42.731
-9452594.3732 | 5373300.6133 | 36664 | 1881 | Vestaburg | 20910 | Wolverine Power Supply Coop | Electric Utility | 8614 Vestaburg Rd | Vestaburg | Montcalm | Michigan | 48891 | natural gas | Natural Gas = 18.5 MW | Natural Gas Fired Combustion Turbine | 23.7 | 18.5 | [6 empty] | 18.5 | [5 empty] | EIA-860, EIA-860M and EIA-923 | 202406 | -84.9141 | 43.4016
-10259415.7785 | 6029115.6644 | 36665 | 1891 | Syl Laskin | 12647 | ALLETE, Inc. | Electric Utility | PO Box 166 | Hoyt Lakes | St Louis | Minnesota | 55705 | natural gas | Natural Gas = 98 MW | Natural Gas Steam Turbine | 116 | 98 | [6 empty] | 98 | [5 empty] | EIA-860, EIA-860M and EIA-923 | 202406 | -92.1619 | 47.5306
-10504018.0957 | 5758166.2238 | 36666 | 1892 | Blanchard | 12647 | ALLETE, Inc. | Electric Utility | 2750 Garland Road | Royalton | Morrison | Minnesota | 56373 | hydroelectric | Hydroelectric = 16.2 MW | Conventional Hydroelectric | 18 | 16.2 |  |  |  |  | 16.2 | [7 empty] | EIA-860, EIA-860M and EIA-923 | 202406 | -94.3592 | 45.8614
-10425382.0074 | 5984796.8611 | 36667 | 1893 | Clay Boswell | 12647 | ALLETE, Inc. | Electric Utility | 1200 NW 3rd St | Cohasset | Itasca | Minnesota | 55721 | coal | Coal = 937 MW, Petroleum = 0.8 MW | Conventional Steam Coal; Petroleum Liquids; | 923.3 | 937.8 |  |  | 937 | [5 empty] | 0.8 |  |  |  | EIA-860, EIA-860M and EIA-923 | 202406 | -93.6528 | 47.2611
-10274109.6174 | 5887850.7406 | 36668 | 1894 | Fond Du Lac | 12647 | ALLETE, Inc. | Electric Utility | 14302 Oldenberg Parkway | Duluth | St Louis | Minnesota | 55808 | hydroelectric | Hydroelectric = 13.1 MW | Conventional Hydroelectric | 12 | 13.1 |  |  |  |  | 13.1 | [7 empty] | EIA-860, EIA-860M and EIA-923 | 202406 | -92.2939 | 46.6668
-10291333.1916 | 5897566.2386 | 36669 | 1895 | Knife Falls | 12647 | ALLETE, Inc. | Electric Utility | Industrial Avenue | Cloquet | Carlton | Minnesota | 55720 | hydroelectric | Hydroelectric = 2.3 MW | Conventional Hydroelectric | 2.4 | 2.3 |  |  |  |  | 2.3 | [7 empty] | EIA-860, EIA-860M and EIA-923 | 202406 | -92.4486 | 46.7266
-10505119.4907 | 5776345.9397 | 36670 | 1896 | Little Falls (MN) | 12647 | ALLETE, Inc. | Electric Utility | 1 Hydro St Dr. | Little Falls | Morrison | Minnesota | 56345 | hydroelectric | Hydroelectric = 5.1 MW | Conventional Hydroelectric | 4.6 | 5.1 |  |  |  |  | 5.1 | [7 empty] | EIA-860, EIA-860M and EIA-923 | 202406 | -94.3691 | 45.975
-10258281.5442 | 5898979.8509 | 36671 | 1897 | M L Hibbard | 12647 | ALLETE, Inc. | Commercial CHP | 4913 Main Street | Duluth | St Louis | Minnesota | 55807 | biomass | Biomass = 60 MW | Wood/Wood Waste Biomass | 72.8 | 60 |  | 60 | [10 empty] | EIA-860, EIA-860M and EIA-923 | 202406 | -92.1517 | 46.7353
-10518015.8537 | 5831139.1773 | 36672 | 1898 | Pillager | 12647 | ALLETE, Inc. | Electric Utility | 13449 Pillager Dam Rd | Pillager | Cass | Minnesota | 56473 | hydroelectric | Hydroelectric = 1.7 MW | Conventional Hydroelectric | 1.6 | 1.7 |  |  |  |  | 1.7 | [7 empty] | EIA-860, EIA-860M and EIA-923 | 202406 | -94.4849 | 46.316
-10288340.2558 | 5894724.6002 | 36673 | 1899 | Scanlon | 12647 | ALLETE, Inc. | Electric Utility | Highway 45 | Scanlon | Carlton | Minnesota | 55720 | hydroelectric | Hydroelectric = 1.6 MW | Conventional Hydroelectric | 1.6 | 1.6 |  |  |  |  | 1.6 | [7 empty] | EIA-860, EIA-860M and EIA-923 | 202406 | -92.4217 | 46.7091
-10506055.2423 | 5829361.1267 | 36674 | 1900 | Sylvan | 12647 | ALLETE, Inc. | Electric Utility | 13753 Sylvan Dam Rd | Pillager | Cass | Minnesota | 56473 | hydroelectric | Hydroelectric = 1.8 MW | Conventional Hydroelectric | 1.8 | 1.8 |  |  |  |  | 1.8 | [7 empty] | EIA-860, EIA-860M and EIA-923 | 202406 | -94.3775 | 46.305
-10278495.9393 | 5885941.9849 | 36675 | 1901 | Thomson | 12647 | ALLETE, Inc. | Electric Utility | 180 St Highway 10 | Carlton | Carlton | Minnesota | 55718 | hydroelectric | Hydroelectric = 76.2 MW | Conventional Hydroelectric | 72.6 | 76.2 |  |  |  |  | 76.2 | [7 empty] | EIA-860, EIA-860M and EIA-923 | 202406 | -92.3333 | 46.655
-10215110.6212 | 6095948.2627 | 36676 | 1902 | Winton | 12647 | ALLETE, Inc. | Electric Utility | 13908 Power Dam Road | Winton | Lake | Minnesota | 55796 | hydroelectric | Hydroelectric = 4.1 MW | Conventional Hydroelectric | 4 | 4.1 |  |  |  |  | 4.1 | [7 empty] | EIA-860, EIA-860M and EIA-923 | 202406 | -91.7639 | 47.9344
-10380553.6484 | 5591784.8351 | 36677 | 1904 | Black Dog | 13781 | Northern States Power Co - Minnesota | Electric Utility | 1400 Black Dog Road | Burnsville | Dakota | Minnesota | 55101 | natural gas | Natural Gas = 494 MW | Natural Gas Fired Combined Cycle; Natural Gas Fired Combustion Turbine; | 562.8 | 494 | [6 empty] | 494 | [5 empty] | EIA-860, EIA-860M and EIA-923 | 202406 | -93.2501 | 44.8108
-10381005.9395 | 5618744.6992 | 36678 | 1911 | Hennepin Island | 13781 | Northern States Power Co - Minnesota | Electric Utility | 206 Main St SE | Minneapolis | Hennepin | Minnesota | 55401 | hydroelectric | Hydroelectric = 6.1 MW | Conventional Hydroelectric | 13.7 | 6.1 |  |  |  |  | 6.1 | [7 empty] | EIA-860, EIA-860M and EIA-923 | 202406 | -93.2542 | 44.9824
-10365147.0309 | 5610728.2777 | 36679 | 1912 | High Bridge | 13781 | Northern States Power Co - Minnesota | Electric Utility | 155 Randolph Ave | St. Paul | Ramsey | Minnesota | 55101 | natural gas | Natural Gas = 530 MW | Natural Gas Fired Combined Cycle | 644 | 530 | [6 empty] | 530 | [5 empty] | EIA-860, EIA-860M and EIA-923 | 202406 | -93.1117 | 44.9314
-10357388.0624 | 5587110.0577 | 36680 | 1913 | Inver Hills | 13781 | Northern States Power Co - Minnesota | Electric Utility | 3185 117th St | Inver Grove Heights | Dakota | Minnesota | 55077 | natural gas | Natural Gas = 282 MW, Petroleum = 3.6 MW | Natural Gas Fired Combustion Turbine; Petroleum Liquids; | 284.4 | 285.6 | [6 empty] | 282 |  | 3.6 |  |  |  | EIA-860, EIA-860M and EIA-923 | 202406 | -93.042 | 44.781
-10328066.5085 | 5626245.6093 | 36681 | 1915 | Allen S King | 13781 | Northern States Power Co - Minnesota | Electric Utility | 1103 King Plant Rd. | Oak Park Heights | Washington | Minnesota | 55003 | coal | Coal = 511 MW | Conventional Steam Coal | 598.4 | 511 |  |  | 511 | [9 empty] | EIA-860, EIA-860M and EIA-923 | 202406 | -92.7786 | 45.03
-10447256.2873 | 5674225.4368 | 36682 | 1922 | Monticello Nuclear Facility | 13781 | Northern States Power Co - Minnesota | Electric Utility | 2807 W. County Rd 75 | Monticello | Wright | Minnesota | 55362 | nuclear | Nuclear = 617 MW | Nuclear | 685 | 617 | [7 empty] | 617 |  |  |  |  | EIA-860, EIA-860M and EIA-923 | 202406 | -93.8493 | 45.3338
-10311891.7865 | 5562208.1338 | 36683 | 1925 | Prairie Island | 13781 | Northern States Power Co - Minnesota | Electric Utility | 1717 Wakonade Dr. East | Welch | Goodhue | Minnesota | 55066 | nuclear | Nuclear = 1040 MW | Nuclear | 1186.2 | 1040 | [7 empty] | 1040 |  |  |  |  | EIA-860, EIA-860M and EIA-923 | 202406 | -92.6333 | 44.622
-10298935.5336 | 5553953.9067 | 36684 | 1926 | Red Wing | 13781 | Northern States Power Co - Minnesota | Electric Utility | 801 5th st. East | Red Wing | Goodhue | Minnesota | 55901 | biomass | Biomass = 18 MW | Municipal Solid Waste | 23 | 18 |  | 18 | [10 empty] | EIA-860, EIA-860M and EIA-923 | 202406 | -92.5169 | 44.5692
-10383358.8996 | 5624717.8721 | 36685 | 1927 | Riverside (MN) | 13781 | Northern States Power Co - Minnesota | Electric Utility | 3100 Marshall St. NE | Minneapolis | Hennepin | Minnesota | 55401 | natural gas | Natural Gas = 454 MW | Natural Gas Fired Combined Cycle | 585.9 | 454 | [6 empty] | 454 | [5 empty] | EIA-860, EIA-860M and EIA-923 | 202406 | -93.2753 | 45.0203
-10532564.8659 | 5463609.7894 | 36686 | 1929 | St James | 17876 | City of St James - (MN) | Electric Utility | 1305 Weston Ave N | St James | Watonwan | Minnesota | 56081 | petroleum | Petroleum = 12 MW | Petroleum Liquids | 12 | 12 | [8 empty] | 12 |  |  |  | EIA-860, EIA-860M and EIA-923 | 202406 | -94.6156 | 43.9882
-10464132.3221 | 5495932.5912 | 36687 | 1934 | Wilmarth | 13781 | Northern States Power Co - Minnesota | Electric Utility | 800 Summit Ave | Mankato | Blue Earth | Minnesota | 56001 | biomass | Biomass = 18 MW | Municipal Solid Waste | 25 | 18 |  | 18 | [10 empty] | EIA-860, EIA-860M and EIA-923 | 202406 | -94.0009 | 44.1967
-10691485.9068 | 5827047.6028 | 36688 | 1943 | Hoot Lake | 14232 | Otter Tail Power Co | Electric Utility | 1012 Water Plant Road | Fergus Falls | Otter Tail | Minnesota | 56537 | hydroelectric | Hydroelectric = 0.8 MW | Conventional Hydroelectric | 1 | 0.8 |  |  |  |  | 0.8 | [7 empty] | EIA-860, EIA-860M and EIA-923 | 202406 | -96.0433 | 46.2906
-10679189.7785 | 5409454.7905 | 36689 | 1956 | Adrian | 150 | Adrian Public Utilities Comm | Electric Utility | 20 Main Avenue | Adrian | Nobles | Minnesota | 56110 | petroleum | Petroleum = 2 MW | Petroleum Liquids | 2 | 2 | [8 empty] | 2 |  |  |  | EIA-860, EIA-860M and EIA-923 | 202406 | -95.9328 | 43.6371
-10617622.085 | 5762605.9084 | 36690 | 1958 | Alexandria | 295 | City of Alexandria - (MN) | Electric Utility | PO Box 609 | Alexandria | Douglas | Minnesota | 56308 | petroleum | Petroleum = 8.2 MW | Petroleum Liquids | 9.2 | 8.2 | [8 empty] | 8.2 |  |  |  | EIA-860, EIA-860M and EIA-923 | 202406 | -95.3797 | 45.8892
-10642452.4541 | 5671160.8454 | 36691 | 1964 | Benson City of | 1573 | City of Benson - (MN) | Electric Utility | 1410 Kansas Ave | Benson | Swift | Minnesota | 56215 | petroleum | Petroleum = 9 MW | Petroleum Liquids | 9 | 9 | [8 empty] | 9 |  |  |  | EIA-860, EIA-860M and EIA-923 | 202406 | -95.6028 | 45.3144
-10358323.1461 | 5444728.7377 | 36692 | 1966 | Blooming Prairie | 1871 | City of Blooming Prairie - (MN) | Electric Utility | 146 3rd Ave SE | Blooming Prairie | Steele | Minnesota | 55917 | petroleum | Petroleum = 8.3 MW | Petroleum Liquids | 8.6 | 8.3 | [8 empty] | 8.3 |  |  |  | EIA-860, EIA-860M and EIA-923 | 202406 | -93.0504 | 43.866
-10475349.6532 | 5409514.7783 | 36693 | 1967 | Blue Earth | 1883 | Blue Earth Light & Water | Electric Utility | 125 East Sixth Street | Blue Earth | Faribault | Minnesota | 56013 | petroleum | Petroleum = 11 MW | Petroleum Liquids | 11 | 11 | [8 empty] | 11 |  |  |  | EIA-860, EIA-860M and EIA-923 | 202406 | -94.1017 | 43.6375
-10440713.1503 | 5628037.9593 | 36694 | 1969 | Delano | 5015 | Delano Municipal Utilities | Electric Utility | 11 W Bridge Avenue PO Box 65 | Delano | Wright | Minnesota | 55328 | petroleum | Petroleum = 14.5 MW | Petroleum Liquids | 14.5 | 14.5 | [8 empty] | 14.5 |  |  |  | EIA-860, EIA-860M and EIA-923 | 202406 | -93.7905 | 45.0414
-10669231.0255 | 5912336.1368 | 36695 | 1970 | Detroit Lakes | 5111 | City of Detroit Lakes - (MN) | Electric Utility | P O Box 647 | Detroit Lakes | Becker | Minnesota | 56501 | petroleum | Petroleum = 9.6 MW | Petroleum Liquids | 12.5 | 9.6 | [8 empty] | 9.6 |  |  |  | EIA-860, EIA-860M and EIA-923 | 202406 | -95.8433 | 46.8175
-10417066.4414 | 5671375.5037 | 36696 | 1971 | Elk River City of | 5773 | City of Elk River | Electric Utility | 1701 Main St | Elk River | Sherburne | Minnesota | 55330 | petroleum | Petroleum = 9 MW | Petroleum Liquids | 9 | 9 | [8 empty] | 9 |  |  |  | EIA-860, EIA-860M and EIA-923 | 202406 | -93.5781 | 45.3158
-10544049.9204 | 5547188.3758 | 36697 | 1972 | Fairfax | 6138 | City of Fairfax - (MN) | Electric Utility | 206 1st St SE | Fairfax | Renville | Minnesota | 55332 | petroleum | Petroleum = 1.9 MW | Petroleum Liquids | 2 | 1.9 | [8 empty] | 1.9 |  |  |  | EIA-860, EIA-860M and EIA-923 | 202406 | -94.7188 | 44.5259
-10515762.3019 | 5412653.1497 | 36698 | 1973 | Fairmont (MN) | 40580 | Southern Minnesota Mun P Agny | Electric Utility | 7th & Lincoln Street | Fairmont | Martin | Minnesota | 56031 | natural gas | Natural Gas = 26 MW, Petroleum = 12 MW | Natural Gas Internal Combustion Engine; Petroleum Liquids; | 39 | 38 | [6 empty] | 26 |  | 12 |  |  |  | EIA-860, EIA-860M and EIA-923 | 202406 | -94.4647 | 43.6579
-10481642.878 | 5585526.2008 | 36699 | 1975 | Glencoe | 7292 | Glencoe Light & Power Comm | Electric Utility | 305 11th Street E | Glencoe | McLeod | Minnesota | 55336 | petroleum | Petroleum = 35.7 MW | Petroleum Liquids | 39.5 | 35.7 | [8 empty] | 35.7 |  |  |  | EIA-860, EIA-860M and EIA-923 | 202406 | -94.1582 | 44.7709
-10058519.9425 | 6065410.0884 | 36700 | 1976 | Grand Marais | 7487 | City of Grand Marais - (MN) | Electric Utility | 55 Lupin Lane | Grand Marais | Cook | Minnesota | 55604 | petroleum | Petroleum = 6.1 MW | Petroleum Liquids | 6.7 | 6.1 | [8 empty] | 6.1 |  |  |  | EIA-860, EIA-860M and EIA-923 | 202406 | -90.3572 | 47.7503
-10634857.4592 | 5591923.7035 | 36701 | 1977 | Granite Falls | 7494 | City of Granite Falls - (MN) | Electric Utility | 101 Oak Street | Granite Falls | Chippewa | Minnesota | 56241 | hydroelectric | Hydroelectric = 1.1 MW | Conventional Hydroelectric | 1.3 | 1.1 |  |  |  |  | 1.1 | [7 empty] | EIA-860, EIA-860M and EIA-923 | 202406 | -95.5345 | 44.8117
-10345476.8769 | 6012446.9085 | 36702 | 1979 | Hibbing | 8543 | Hibbing Public Utilities Comm | Electric Utility | 1832 Sixth Avenue East | Hibbing | St Louis | Minnesota | 55746 | natural gas | Natural Gas = 32.1 MW | Natural Gas Steam Turbine | 35.9 | 32.1 | [6 empty] | 32.1 | [5 empty] | EIA-860, EIA-860M and EIA-923 | 202406 | -92.935 | 47.4294
-10505045.9085 | 5605122.9468 | 36703 | 1980 | Hutchinson Plant #1 | 9130 | Hutchinson Utilities Comm | Electric Utility | 44 4th Ave. NE | Hutchinson | McLeod | Minnesota | 55350 | natural gas | Natural Gas = 28.9 MW | Natural Gas Internal Combustion Engine | 28.4 | 28.9 | [6 empty] | 28.9 | [5 empty] | EIA-860, EIA-860M and EIA-923 | 202406 | -94.3684 | 44.8957
-10431448.9196 | 5483597.1029 | 36704 | 1982 | Janesville | 9650 | City of Janesville - (MN) | Electric Utility | 219 N. Main | Janesville | Waseca | Minnesota | 56048 | petroleum | Petroleum = 4.3 MW | Petroleum Liquids | 4.9 | 4.3 | [8 empty] | 4.3 |  |  |  | EIA-860, EIA-860M and EIA-923 | 202406 | -93.7073 | 44.1172
-10351020.5875 | 5507600.6563 | 36705 | 1983 | Kenyon Municipal | 10179 | Kenyon Municipal Utilities | Electric Utility | 709 2nd Street | Kenyon | Goodhue | Minnesota | 55946 | petroleum | Petroleum = 5.4 MW | Petroleum Liquids | 5.4 | 5.4 | [8 empty] | 5.4 |  |  |  | EIA-860, EIA-860M and EIA-923 | 202406 | -92.9848 | 44.2718
-10488488.6927 | 5481998.2748 | 36706 | 1985 | Lake Crystal | 10596 | City of Lake Crystal - (MN) | Electric Utility | 111 W. Humphrey St. | Lake Crystal | Blue Earth | Minnesota | 56055 | petroleum | Petroleum = 5.8 MW | Petroleum Liquids | 5.8 | 5.8 | [8 empty] | 5.8 |  |  |  | EIA-860, EIA-860M and EIA-923 | 202406 | -94.2197 | 44.1069
-10238914.9585 | 5422217.2951 | 36707 | 1987 | Lanesboro | 10685 | Lanesboro Public Utility Comm | Electric Utility | 202 Parkway Ave S | Lanesboro | Fillmore | Minnesota | 55949 | petroleum | Hydroelectric = 0.2 MW, Petroleum = 2.1 MW | Conventional Hydroelectric; Petroleum Liquids; | 2.6 | 2.3 |  |  |  |  | 0.2 |  |  |  | 2.1 |  |  |  | EIA-860, EIA-860M and EIA-923 | 202406 | -91.9777 | 43.72
-10523604.7601 | 5641720.9021 | 36708 | 1989 | Litchfield | 11064 | Litchfield Public Utilities | Electric Utility | 421 West 3rd Street | Litchfield | Meeker | Minnesota | 55355 | petroleum | Petroleum = 21.9 MW | Petroleum Liquids | 21.9 | 21.9 | [8 empty] | 21.9 |  |  |  | EIA-860, EIA-860M and EIA-923 | 202406 | -94.5352 | 45.1282
-10709151.4194 | 5412121.3977 | 36709 | 1990 | Luverne | 11332 | City of Luverne - (MN) | Electric Utility | 203 E Main | Luverne | Rock | Minnesota | 56156 | petroleum | Petroleum = 9.7 MW | Petroleum Liquids | 9.7 | 9.7 | [8 empty] | 9.7 |  |  |  | EIA-860, EIA-860M and EIA-923 | 202406 | -96.2019 | 43.6544
-10663529.7978 | 5534814.3533 | 36710 | 1993 | Marshall (MN) | 11731 | City of Marshall - (MN) | Electric Utility | 113 S. 4th St. | Marshall | Lyon | Minnesota | 56258 | petroleum | Petroleum = 14.5 MW | Petroleum Liquids | 18 | 14.5 | [8 empty] | 14.5 |  |  |  | EIA-860, EIA-860M and EIA-923 | 202406 | -95.7921 | 44.4466
-10554788.3551 | 5728419.8285 | 36711 | 1994 | Melrose | 12286 | Melrose Public Utilities | Electric Utility | 21 West Main St. | Melrose | Stearns | Minnesota | 56352 | petroleum | Petroleum = 8.1 MW | Petroleum Liquids | 8.2 | 8.1 | [8 empty] | 8.1 |  |  |  | EIA-860, EIA-860M and EIA-923 | 202406 | -94.8153 | 45.675
-10326057.9709 | 5853419.6086 | 36712 | 1996 | Moose Lake | 12897 | Moose Lake Water & Light Comm | Electric Utility | 401 Douglas Ave. | Moose Lake | Carlton | Minnesota | 55767 | petroleum | Natural Gas = 2 MW, Petroleum = 8.2 MW | Natural Gas Internal Combustion Engine; Petroleum Liquids; | 10.2 | 10.2 | [6 empty] | 2 |  | 8.2 |  |  |  | EIA-860, EIA-860M and EIA-923 | 202406 | -92.7606 | 46.4541
-10385567.1443 | 5760674.3162 | 36713 | 1997 | Mora | 12900 | City of Mora - (MN) | Electric Utility | 16 North Lake Street | Mora | Kanabec | Minnesota | 55051 | petroleum | Natural Gas = 6.9 MW, Petroleum = 6.3 MW | Natural Gas Internal Combustion Engine; Petroleum Liquids; | 13.8 | 13.2 | [6 empty] | 6.9 |  | 6.3 |  |  |  | EIA-860, EIA-860M and EIA-923 | 202406 | -93.2951 | 45.8771
-10569050.9422 | 5456239.0335 | 36714 | 1998 | Mountain Lake | 13048 | City of Mountain Lake - (MN) | Electric Utility | 925 2nd Ave. | Mountain Lake | Cottonwood | Minnesota | 56159 | petroleum | Natural Gas = 2.1 MW, Petroleum = 5.4 MW, Wind = 1.2 MW | Natural Gas Internal Combustion Engine; Petroleum Liquids; Onshore Wind Turbine | 9.2 | 8.7 | [6 empty] | 2.1 |  | 5.4 |  | 1.2 |  | EIA-860, EIA-860M and EIA-923 | 202406 | -94.9434 | 43.9405
-10416509.8439 | 5549876.4597 | 36715 | 1999 | New Prague | 13480 | New Prague Utilities Comm | Electric Utility | 118 Central Ave N | New Prague | Le Sueur | Minnesota | 56071 | natural gas | Natural Gas = 16.8 MW | Natural Gas Internal Combustion Engine | 16.9 | 16.8 | [6 empty] | 16.8 | [5 empty] | EIA-860, EIA-860M and EIA-923 | 202406 | -93.5731 | 44.5431
-10515027.5933 | 5514459.292 | 36716 | 2001 | New Ulm | 13488 | New Ulm Public Utilities Comm | Electric Utility | 310 First North St. | New Ulm | Brown | Minnesota | 56073 | petroleum | Natural Gas = 22.6 MW, Petroleum = 48 MW | Natural Gas Steam Turbine; Petroleum Liquids; | 78.5 | 70.6 | [6 empty] | 22.6 |  | 48 |  |  |  | EIA-860, EIA-860M and EIA-923 | 202406 | -94.4581 | 44.3159
-10350379.6099 | 5702266.5581 | 36717 | 2002 | North Branch (MN) | 13681 | North Branch Water & Light Comm | Electric Utility | 6388 Maple Street | North Branch | Chisago | Minnesota | 55056 | petroleum | Petroleum = 10 MW | Petroleum Liquids | 11 | 10 | [8 empty] | 10 |  |  |  | EIA-860, EIA-860M and EIA-923 | 202406 | -92.979 | 45.5106
-10378316.1267 | 5478342.1124 | 36718 | 2003 | Owatonna | 14246 | City of Owatonna - (MN) | Electric Utility | 208 S. Walnut Ave | Owatonna | Steele | Minnesota | 55060 | natural gas | Natural Gas = 16.6 MW | Natural Gas Fired Combustion Turbine | 19 | 16.6 | [6 empty] | 16.6 | [5 empty] | EIA-860, EIA-860M and EIA-923 | 202406 | -93.23 | 44.0833
-10250643.8027 | 5413914.9524 | 36719 | 2004 | Preston (MN) | 15348 | Preston Public Utilities Comm | Electric Utility | 600 Ridge Road South | Preston | Fillmore | Minnesota | 55965 | natural gas | Natural Gas = 3.3 MW, Petroleum = 0.8 MW | Natural Gas Internal Combustion Engine; Petroleum Liquids; | 3.7 | 4.1 | [6 empty] | 3.3 |  | 0.8 |  |  |  | EIA-860, EIA-860M and EIA-923 | 202406 | -92.0831 | 43.6661
-10418084.3468 | 5711622.5619 | 36720 | 2005 | Princeton (MN) | 15387 | Princeton Public Utils Comm | Electric Utility | 907 First Street | Princeton | Mille Lacs | Minnesota | 55371 | petroleum | Petroleum = 12.8 MW | Petroleum Liquids | 12.3 | 12.8 | [8 empty] | 12.8 |  |  |  | EIA-860, EIA-860M and EIA-923 | 202406 | -93.5872 | 45.5695
-10294846.2121 | 5498460.8584 | 36721 | 2007 | Rochester Hydro | 16181 | Rochester Public Utilities | Electric Utility | xxx 406 Ave | Mazeppa | Wabasha | Minnesota | 55956 | hydroelectric | Hydroelectric = 2.6 MW | Conventional Hydroelectric | 2.6 | 2.6 |  |  |  |  | 2.6 | [7 empty] | EIA-860, EIA-860M and EIA-923 | 202406 | -92.4802 | 44.213
-10588465.0614 | 5549876.4597 | 36722 | 2009 | Redwood Falls | 15793 | Redwood Falls Public Util Comm | Electric Utility | 101 East Bridge Street | Redwood Falls | Redwood | Minnesota | 56283 | natural gas | Hydroelectric = 0.5 MW,Natural Gas = 6 MW, Petroleum = 2.1 MW | Conventional Hydroelectric; Natural Gas Internal Combustion Engine; Petroleum Liquids | 8.5 | 8.6 |  |  |  |  | 0.5 |  | 6 |  | 2.1 |  |  |  | EIA-860, EIA-860M and EIA-923 | 202406 | -95.1178 | 44.5431
-10544760.0274 | 5511692.8224 | 36723 | 2011 | Sleepy Eye | 17320 | Sleepy Eye Public Utility Comm | Electric Utility | 130 2nd Ave NW | Sleepy Eye | Brown | Minnesota | 56085 | petroleum | Petroleum = 11.2 MW | Petroleum Liquids | 11.4 | 11.2 | [8 empty] | 11.2 |  |  |  | EIA-860, EIA-860M and EIA-923 | 202406 | -94.7252 | 44.2981
-10572709.1233 | 5502586.5355 | 36724 | 2012 | Springfield (MN) | 17836 | Springfield Public Utils Comm - (MN) | Electric Utility | 14 North Marshall Ave. | Springfield | Brown | Minnesota | 56087 | petroleum | Petroleum = 9 MW | Petroleum Liquids | 9 | 9 | [8 empty] | 9 |  |  |  | EIA-860, EIA-860M and EIA-923 | 202406 | -94.9763 | 44.2395
-10284740.0721 | 5417181.3597 | 36725 | 2013 | Spring Valley | 17824 | Spring Valley Pub Utils Comm | Electric Utility | 104 S Section Avenue | Spring Valley | Fillmore | Minnesota | 55975 | petroleum | Petroleum = 7.1 MW | Petroleum Liquids | 7.1 | 7.1 | [8 empty] | 7.1 |  |  |  | EIA-860, EIA-860M and EIA-923 | 202406 | -92.3894 | 43.6873
-10706616.8972 | 6125885.0552 | 36726 | 2014 | Thief River Falls | 18820 | City of Thief River Falls | Electric Utility | Zeh & LaBree Ave. S. | Thief River Falls | Pennington | Minnesota | 56701 | petroleum | Hydroelectric = 0.5 MW, Petroleum = 5.3 MW | Conventional Hydroelectric; Petroleum Liquids; | 6.5 | 5.8 |  |  |  |  | 0.5 |  |  |  | 5.3 |  |  |  | EIA-860, EIA-860M and EIA-923 | 202406 | -96.1792 | 48.1143
-10512668.5107 | 5438927.2915 | 36727 | 2015 | Truman | 63000 | City of Truman | Electric Utility | 118 N 3rd Ave E | Truman | Martin | Minnesota | 56088 | petroleum | Petroleum = 6 MW | Petroleum Liquids | 6.2 | 6 | [8 empty] | 6 |  |  |  | EIA-860, EIA-860M and EIA-923 | 202406 | -94.4369 | 43.8284
-10433322.3153 | 5425992.3527 | 36728 | 2020 | Wells IC | 29295 | City of Wells - (MN) | Electric Utility | 101 lst St. SE | Wells | Faribault | Minnesota | 56097 | natural gas | Natural Gas = 7 MW, Petroleum = 1.8 MW | Natural Gas Internal Combustion Engine; Petroleum Liquids; | 9 | 8.8 | [6 empty] | 7 |  | 1.8 |  |  |  | EIA-860, EIA-860M and EIA-923 | 202406 | -93.7241 | 43.7445
-10624655.0278 | 5471618.8778 | 36729 | 2021 | Westbrook | 20430 | City of Westbrook | Electric Utility | PO Box 308 | Westbrook | Cottonwood | Minnesota | 56183 | petroleum | Petroleum = 2 MW | Petroleum Liquids | 2.3 | 2 | [8 empty] | 2 |  |  |  | EIA-860, EIA-860M and EIA-923 | 202406 | -95.4429 | 44.0399
-10581277.8298 | 5640701.8402 | 36730 | 2022 | Willmar | 20737 | Willmar Municipal Utilities | Electric Utility | 710 Benson Avenue Southwest | Willmar | Kandiyohi | Minnesota | 56201 | wind | Wind = 4 MW | Onshore Wind Turbine | 4 | 4 | [10 empty] | 4 |  | EIA-860, EIA-860M and EIA-923 | 202406 | -95.0532 | 45.1217
-10588091.4732 | 5445054.5359 | 36731 | 2023 | Windom | 20806 | City of Windom | Electric Utility | 1105 1st Ave. | Windom | Cottonwood | Minnesota | 56101 | petroleum | Petroleum = 5.1 MW | Petroleum Liquids | 5.4 | 5.1 | [8 empty] | 5.1 |  |  |  | EIA-860, EIA-860M and EIA-923 | 202406 | -95.1144 | 43.8681
-10643171.244 | 5408897.9983 | 36732 | 2024 | Worthington | 21013 | City of Worthington - (MN) | Electric Utility | 399 Stower Dr | Worthington | Nobles | Minnesota | 56187 | petroleum | Petroleum = 14 MW, Wind = 5.6 MW | Petroleum Liquids; Onshore Wind Turbine; | 19.6 | 19.6 | [8 empty] | 14 |  | 5.6 |  | EIA-860, EIA-860M and EIA-923 | 202406 | -95.6092 | 43.6335
-10375878.2298 | 5716638.1211 | 36733 | 2038 | Cambridge CT Hybrid | 7570 | Great River Energy | Electric Utility | Highway 65 | Cambridge | Isanti | Minnesota | 55008 | natural gas | Natural Gas = 152.9 MW, Petroleum = 20.5 MW | Natural Gas Fired Combustion Turbine; Petroleum Liquids; | 194.3 | 173.4 | [6 empty] | 152.9 |  | 20.5 |  |  |  | EIA-860, EIA-860M and EIA-923 | 202406 | -93.2081 | 45.601
-10414878.6794 | 5668367.7481 | 36734 | 2039 | Elk River | 7570 | Great River Energy | Electric Utility | 17845 East Highway 10 | Elk River | Sherburne | Minnesota | 55330 | natural gas | Natural Gas = 188.6 MW | Natural Gas Fired Combustion Turbine | 191.3 | 188.6 | [6 empty] | 188.6 | [5 empty] | EIA-860, EIA-860M and EIA-923 | 202406 | -93.5584 | 45.2968
-10465108.928 | 5657656.7221 | 36735 | 2042 | Maple Lake | 7570 | Great River Energy | Electric Utility | 800 2nd Street West | Maple Lake | Wright | Minnesota | 55358 | petroleum | Petroleum = 18.6 MW | Petroleum Liquids | 25 | 18.6 | [8 empty] | 18.6 |  |  |  | EIA-860, EIA-860M and EIA-923 | 202406 | -94.0097 | 45.2291
-9850873.2473 | 3547328.9685 | 36736 | 2047 | Chevron Oil | 12686 | Mississippi Power Co | Electric Utility | 200 Industrial Road, Gate 4 | Pascagoula | Jackson | Mississippi | 39568 | natural gas | Natural Gas = 137 MW | Natural Gas Fired Combustion Turbine | 170.5 | 137 | [6 empty] | 137 | [5 empty] | EIA-860, EIA-860M and EIA-923 | 202406 | -88.4919 | 30.34
-9879170.6619 | 3801767.336 | 36737 | 2048 | Sweatt | 12686 | Mississippi Power Co | Electric Utility | 5118 Valley Road | Meridian | Lauderdale | Mississippi | 39307 | natural gas | Natural Gas = 32 MW | Natural Gas Fired Combustion Turbine | 41.9 | 32 | [6 empty] | 32 | [5 empty] | EIA-860, EIA-860M and EIA-923 | 202406 | -88.7461 | 32.2925
-9910618.418 | 3560130.7599 | 36738 | 2049 | Jack Watson | 12686 | Mississippi Power Co | Electric Utility | Lorraine Road | Gulfport | Harrison | Mississippi | 39501 | natural gas | Natural Gas = 754 MW | Natural Gas Fired Combustion Turbine; Natural Gas Steam Turbine; | 919.1 | 754 | [6 empty] | 754 | [5 empty] | EIA-860, EIA-860M and EIA-923 | 202406 | -89.0286 | 30.4392
-10081389.4187 | 4053602.8548 | 36739 | 2059 | L L Wilkins | 3702 | Clarksdale Public Utilities | Electric Utility | 240 Hicks Street | Clarksdale | Coahoma | Mississippi | 38614 | natural gas | Natural Gas = 49.5 MW | Natural Gas Fired Combined Cycle | 55.2 | 49.5 | [6 empty] | 49.5 | [5 empty] | EIA-860, EIA-860M and EIA-923 | 202406 | -90.5627 | 34.1845
-10065630.809 | 3874854.333 | 36740 | 2067 | Yazoo | 21095 | Public Serv Comm of Yazoo City | Electric Utility | 501 Bridge St. | Yazoo City | Yazoo | Mississippi | 39194 | natural gas | Natural Gas = 33.3 MW | Natural Gas Fired Combined Cycle | 34.1 | 33.3 | [6 empty] | 33.3 | [5 empty] | EIA-860, EIA-860M and EIA-923 | 202406 | -90.4211 | 32.8458
-9885771.9077 | 3618329.0833 | 36741 | 2068 | Benndale | 17568 | Cooperative Energy | Electric Utility | 133 Clark-Mizelle Road | Benndale | George | Mississippi | 39452 | natural gas | Natural Gas = 22.6 MW | Natural Gas Internal Combustion Engine | 28.4 | 22.6 | [6 empty] | 22.6 | [5 empty] | EIA-860, EIA-860M and EIA-923 | 202406 | -88.8054 | 30.8889
-9940875.0556 | 3701511.5183 | 36742 | 2070 | Moselle | 17568 | Cooperative Energy | Electric Utility | 308 Moselle-Seminary Road | Moselle | Jones | Mississippi | 39459 | natural gas | Natural Gas = 477 MW | Natural Gas Fired Combined Cycle; Natural Gas Fired Combustion Turbine; Natural Gas Steam Turbine | 510.5 | 477 | [6 empty] | 477 | [5 empty] | EIA-860, EIA-860M and EIA-923 | 202406 | -89.3004 | 31.528
-10517220.5873 | 4740396.2047 | 36743 | 2079 | Hawthorn | 10000 | Evergy Metro | Electric Utility | 8700 Hawthorne Road | Kansas City | Jackson | Missouri | 64120 | coal | Coal = 561.6 MW, Natural Gas = 399.2 MW | Conventional Steam Coal; Natural Gas Fired Combined Cycle; Natural Gas Fired Combustion Turbine | 1046.2 | 960.8 |  |  | 561.6 |  |  |  | 399.2 | [5 empty] | EIA-860, EIA-860M and EIA-923 | 202406 | -94.4778 | 39.1306
-10526437.8411 | 4739276.9146 | 36744 | 2081 | Northeast (MO) | 10000 | Evergy Metro | Electric Utility | 920 N. Olive | Kansas City | Jackson | Missouri | 64120 | petroleum | Petroleum = 396.4 MW | Petroleum Liquids | 540 | 396.4 | [8 empty] | 396.4 |  |  |  | EIA-860, EIA-860M and EIA-923 | 202406 | -94.5606 | 39.1228
-10265950.2327 | 4663610.0781 | 36745 | 2082 | Fairgrounds | 19436 | Union Electric Co - (MO) | Electric Utility | 2625 Industrial Drive | Jefferson City | Cole | Missouri | 65101 | petroleum | Petroleum = 55 MW | Petroleum Liquids | 68.3 | 55 | [8 empty] | 55 |  |  |  | EIA-860, EIA-860M and EIA-923 | 202406 | -92.2206 | 38.5935
-10502370.5672 | 4558299.7546 | 36746 | 2090 | Nevada | 12698 | Evergy Missouri West | Electric Utility | RR1 | Nevada | Vernon | Missouri | 64772 | petroleum | Petroleum = 16 MW | Petroleum Liquids | 21.6 | 16 | [8 empty] | 16 |  |  |  | EIA-860, EIA-860M and EIA-923 | 202406 | -94.3444 | 37.8503
-10494944.3326 | 4691289.7443 | 36747 | 2092 | Ralph Green | 12698 | Evergy Missouri West | Electric Utility | 101 Front St | Pleasant Hill | Cass | Missouri | 64080 | natural gas | Natural Gas = 69.4 MW | Natural Gas Fired Combustion Turbine | 88.9 | 69.4 | [6 empty] | 69.4 | [5 empty] | EIA-860, EIA-860M and EIA-923 | 202406 | -94.2777 | 38.7876
-10561692.7238 | 4826002.2384 | 36748 | 2098 | Lake Road (MO) | 12698 | Evergy Missouri West | Electric Utility | 1413 Lower Lake Rd | St Joseph | Buchanan | Missouri | 64504 | natural gas | Natural Gas = 190.4 MW, Petroleum = 41.1 MW | Natural Gas Fired Combustion Turbine; Natural Gas Steam Turbine; Petroleum Liquids | 278.4 | 231.5 | [6 empty] | 190.4 |  | 41.1 |  |  |  | EIA-860, EIA-860M and EIA-923 | 202406 | -94.8773 | 39.7246
-10335758.7966 | 4570741.5647 | 36749 | 2099 | Niangua | 17106 | Sho-Me Power Electric Coop | Electric Utility | 2788 Tunnel Dam Rd. | Camdenton | Camden | Missouri | 65020 | hydroelectric | Hydroelectric = 3 MW | Conventional Hydroelectric | 3 | 3 |  |  |  |  | 3 | [7 empty] | EIA-860, EIA-860M and EIA-923 | 202406 | -92.8477 | 37.9385
-10112004.9504 | 4659159.3565 | 36750 | 2103 | Labadie | 19436 | Union Electric Co - (MO) | Electric Utility | 226 Labadie Power Plant Road | Labadie | Franklin | Missouri | 63055 | coal | Coal = 2372 MW | Conventional Steam Coal | 2389.4 | 2372 |  |  | 2372 | [9 empty] | EIA-860, EIA-860M and EIA-923 | 202406 | -90.8377 | 38.5622
-10310845.3833 | 4608341.054 | 36751 | 2106 | Osage Dam | 19436 | Union Electric Co - (MO) | Electric Utility | 617 River Road | Eldon | Miller | Missouri | 65026 | hydroelectric | Hydroelectric = 234 MW | Conventional Hydroelectric | 208 | 234 |  |  |  |  | 234 | [7 empty] | EIA-860, EIA-860M and EIA-923 | 202406 | -92.6239 | 38.2044
-10051064.3196 | 4709571.8857 | 36752 | 2107 | Sioux | 19436 | Union Electric Co - (MO) | Electric Utility | 8501 N. State Route 94 | West Alton | St Charles | Missouri | 63386 | coal | Coal = 974 MW | Conventional Steam Coal | 1099.4 | 974 |  |  | 974 | [9 empty] | EIA-860, EIA-860M and EIA-923 | 202406 | -90.2902 | 38.9155
-10111674.9994 | 4511954.9865 | 36753 | 2108 | Taum Sauk | 19436 | Union Electric Co - (MO) | Electric Utility | Lesterville | Lesterville | Reynolds | Missouri | 63620 | pumped storage | Pumped Storage = 440 MW | Hydroelectric Pumped Storage | 408 | 440 | [5 empty] | 440 | [6 empty] | EIA-860, EIA-860M and EIA-923 | 202406 | -90.8347 | 37.5208
-10502368.8974 | 4616845.4266 | 36754 | 2115 | Butler Municipal Power Plant | 2647 | City of Butler - (MO) | Electric Utility | 704 W. Mill St. | Butler | Bates | Missouri | 64730 | petroleum | Petroleum = 9.3 MW | Petroleum Liquids | 10.9 | 9.3 | [8 empty] | 9.3 |  |  |  | EIA-860, EIA-860M and EIA-923 | 202406 | -94.3444 | 38.2644
-10408550.5004 | 4772146.7302 | 36755 | 2120 | Carrollton | 3082 | Carrollton Board of Public Wks | Electric Utility | Waterworks Rd & Bolen St | Carrollton | Carroll | Missouri | 64633 | natural gas | Natural Gas = 17.7 MW, Petroleum = 1.8 MW | Natural Gas Internal Combustion Engine; Petroleum Liquids; | 20.6 | 19.5 | [6 empty] | 17.7 |  | 1.8 |  |  |  | EIA-860, EIA-860M and EIA-923 | 202406 | -93.5016 | 39.3515
-10497364.641 | 4463757.6468 | 36756 | 2121 | Carthage | 3113 | City of Carthage - (MO) | Electric Utility | 300 S River | Carthage | Jasper | Missouri | 64836 | natural gas | Natural Gas = 35.7 MW | Natural Gas Internal Combustion Engine | 41.8 | 35.7 | [6 empty] | 35.7 | [5 empty] | EIA-860, EIA-860M and EIA-923 | 202406 | -94.2994 | 37.1766
-10415509.3044 | 4834514.5618 | 36757 | 2122 | Chillicothe | 3486 | Chillicothe Municipal Utils | Electric Utility | 1611 Waterworks RD | Chillicothe | Livingston | Missouri | 64601 | petroleum | Petroleum = 90 MW | Petroleum Liquids | 90 | 90 | [8 empty] | 90 |  |  |  | EIA-860, EIA-860M and EIA-923 | 202406 | -93.5641 | 39.7834
-10276655.6054 | 4716608.6799 | 36758 | 2123 | Columbia (MO) | 4045 | City of Columbia - (MO) | Electric Utility | 1501 Business Loop 70 E | Columbia | Boone | Missouri | 65205 | natural gas | Biomass = 3 MW, Natural Gas = 47.5 MW, Petroleum = 10.6 MW | Landfill Gas; Natural Gas Fired Combustion Turbine; Natural Gas Steam Turbine; Petroleum Liquids; | 61.1 | 61.1 |  | 3 |  |  |  |  | 47.5 |  | 10.6 |  |  |  | EIA-860, EIA-860M and EIA-923 | 202406 | -92.3168 | 38.9646
-10438328.4641 | 4536231.7347 | 36759 | 2124 | Stockton Hydro | 25477 | USCE-Kansas City District | Electric Utility | 16435 E. Stockton Lake Drive | Stockton | Cedar | Missouri | 65785 | hydroelectric | Hydroelectric = 52 MW | Conventional Hydroelectric | 52 | 52 |  |  |  |  | 52 | [7 empty] | EIA-860, EIA-860M and EIA-923 | 202406 | -93.7691 | 37.6936
-10317090.4067 | 4741831.3734 | 36760 | 2125 | Fayette | 6231 | City of Fayette - (MO) | Electric Utility | 108 Armstrong St. | Fayette | Howard | Missouri | 65248 | petroleum | Petroleum = 9.2 MW | Petroleum Liquids | 10.9 | 9.2 | [8 empty] | 9.2 |  |  |  | EIA-860, EIA-860M and EIA-923 | 202406 | -92.68 | 39.1406
-10235580.0492 | 4702794.8866 | 36761 | 2126 | Fulton (MO) | 6839 | City of Fulton - (MO) | Electric Utility | 2101 Power Lane | Fulton | Callaway | Missouri | 65251 | natural gas | Natural Gas = 15 MW, Petroleum = 10.3 MW | Natural Gas Fired Combustion Turbine; Petroleum Liquids; | 33.2 | 25.3 | [6 empty] | 15 |  | 10.3 |  |  |  | EIA-860, EIA-860M and EIA-923 | 202406 | -91.9478 | 38.8681
-10458899.0815 | 4853920.4874 | 36762 | 2127 | Gallatin (MO) | 6924 | City of Gallatin - (MO) | Electric Utility | 702 East Corrine | Gallatin | Daviess | Missouri | 64640 | petroleum | Petroleum = 7 MW | Petroleum Liquids | 7.2 | 7 | [8 empty] | 7 |  |  |  | EIA-860, EIA-860M and EIA-923 | 202406 | -93.9539 | 39.9172
-10432278.0272 | 4732178.7648 | 36763 | 2131 | Higginsville | 8567 | City of Higginsville - (MO) | Electric Utility | 108 E 22nd St | Higginsville | Lafayette | Missouri | 64037 | natural gas | Natural Gas = 37.5 MW, Petroleum = 9.7 MW | Natural Gas Fired Combustion Turbine; Petroleum Liquids; | 51.6 | 47.2 | [6 empty] | 37.5 |  | 9.7 |  |  |  | EIA-860, EIA-860M and EIA-923 | 202406 | -93.7147 | 39.0733
-10509842.5541 | 4735227.5546 | 36764 | 2134 | Jackson Square | 9231 | City of Independence - (MO) | Electric Utility | 14102 E. Truman Rd. | Independence | Jackson | Missouri | 64050 | petroleum | Petroleum = 30 MW | Petroleum Liquids | 36 | 30 | [8 empty] | 30 |  |  |  | EIA-860, EIA-860M and EIA-923 | 202406 | -94.4115 | 39.0946
-10506378.0689 | 4736966.9768 | 36765 | 2135 | Station H | 9231 | City of Independence - (MO) | Electric Utility | 101 S. 291 Hwy. | Independence | Jackson | Missouri | 64056 | natural gas | Natural Gas = 39 MW | Natural Gas Fired Combustion Turbine | 43 | 39 | [6 empty] | 39 | [5 empty] | EIA-860, EIA-860M and EIA-923 | 202406 | -94.3804 | 39.1067
-10507775.9077 | 4729689.6751 | 36766 | 2136 | Station I | 9231 | City of Independence - (MO) | Electric Utility | 3480 S. Kiger | Independence | Jackson | Missouri | 64055 | petroleum | Petroleum = 38 MW | Petroleum Liquids | 38 | 38 | [8 empty] | 38 |  |  |  | EIA-860, EIA-860M and EIA-923 | 202406 | -94.393 | 39.056
-9980972.3362 | 4492865.5237 | 36767 | 2137 | Jackson (MO) | 9603 | City of Jackson - (MO) | Electric Utility | 420 Florence St | Jackson | Cape Girardeau | Missouri | 63755 | petroleum | Petroleum = 25.3 MW | Petroleum Liquids | 26.3 | 25.3 | [8 empty] | 25.3 |  |  |  | EIA-860, EIA-860M and EIA-923 | 202406 | -89.6606 | 37.3847
-10210290.4873 | 4927530.1226 | 36768 | 2138 | Kahoka | 9973 | City of Kahoka | Electric Utility | 255 N Washington | Kahoka | Clark | Missouri | 63445 | petroleum | Natural Gas = 2.9 MW, Petroleum = 4.2 MW | Natural Gas Internal Combustion Engine; Petroleum Liquids; | 7.4 | 7.1 | [6 empty] | 2.9 |  | 4.2 |  |  |  | EIA-860, EIA-860M and EIA-923 | 202406 | -91.7206 | 40.4225
-10024553.9169 | 4332839.7638 | 36769 | 2139 | Kennett | 10152 | City of Kennett - (MO) | Electric Utility | 401 S. Anthony | Kennett | Dunklin | Missouri | 63857 | natural gas | Natural Gas = 28.2 MW | Natural Gas Internal Combustion Engine | 31.4 | 28.2 | [6 empty] | 28.2 | [5 empty] | EIA-860, EIA-860M and EIA-923 | 202406 | -90.0521 | 36.2338
-10295895.1757 | 4869488.6548 | 36770 | 2140 | La Plata | 10538 | City of La Plata - (MO) | Electric Utility | 200 E. Bartlett | La Plata | Macon | Missouri | 63549 | petroleum | Petroleum = 3.4 MW | Petroleum Liquids | 3.6 | 3.4 | [8 empty] | 3.4 |  |  |  | EIA-860, EIA-860M and EIA-923 | 202406 | -92.4896 | 40.0244
-10293590.8622 | 4827912.9259 | 36771 | 2141 | Macon | 11460 | City of Macon - (MO) | Electric Utility | 404 Vine St | Macon | Macon | Missouri | 63552 | petroleum | Petroleum = 0.7 MW | Petroleum Liquids | 1 | 0.7 | [8 empty] | 0.7 |  |  |  | EIA-860, EIA-860M and EIA-923 | 202406 | -92.4689 | 39.7378
-10015214.2116 | 4376996.4142 | 36772 | 2142 | Malden | 11540 | City of Malden - (MO) | Electric Utility | 405 South Beckwith | Malden | Dunklin | Missouri | 63863 | petroleum | Petroleum = 14.7 MW | Petroleum Liquids | 15.9 | 14.7 | [8 empty] | 14.7 |  |  |  | EIA-860, EIA-860M and EIA-923 | 202406 | -89.9682 | 36.5531
-10375688.9867 | 4739276.9146 | 36773 | 2144 | Marshall (MO) | 11732 | City of Marshall - (MO) | Electric Utility | 765 West North | Marshall | Saline | Missouri | 65340 | natural gas | Natural Gas = 26.6 MW, Petroleum = 2.7 MW | Natural Gas Fired Combustion Turbine; Natural Gas Internal Combustion Engine; Petroleum Liquids | 30.8 | 29.3 | [6 empty] | 26.6 |  | 2.7 |  |  |  | EIA-860, EIA-860M and EIA-923 | 202406 | -93.2064 | 39.1228
-10261541.9808 | 4932693.2563 | 36774 | 2145 | Memphis | 12294 | City of Memphis - (MO) | Electric Utility | Strong Blvd | Memphis | Scotland | Missouri | 63555 | petroleum | Petroleum = 8.8 MW | Petroleum Liquids | 8.8 | 8.8 | [8 empty] | 8.8 |  |  |  | EIA-860, EIA-860M and EIA-923 | 202406 | -92.181 | 40.4578
-10381872.1165 | 4454256.592 | 36775 | 2161 | James River Power Station | 17833 | City Utilities of Springfield - (MO) | Electric Utility | 5701 S. Kissick | Springfield | Greene | Missouri | 65804 | natural gas | Natural Gas = 155 MW | Natural Gas Fired Combustion Turbine | 197.5 | 155 | [6 empty] | 155 | [5 empty] | EIA-860, EIA-860M and EIA-923 | 202406 | -93.2619 | 37.1086
-10353827.8424 | 4935464.9152 | 36776 | 2164 | Unionville City of | 19474 | City of Unionville - (MO) | Electric Utility | 2221 main st. | Unionville | Putnam | Missouri | 63565 | petroleum | Petroleum = 8 MW | Petroleum Liquids | 8.7 | 8 | [8 empty] | 8 |  |  |  | EIA-860, EIA-860M and EIA-923 | 202406 | -93.01 | 40.4767
-10387065.8386 | 4383081.666 | 36777 | 2166 | Table Rock | 19647 | USCE-Little Rock District | Electric Utility | 4600 STATE HWY 165 STE A | Branson | Taney | Missouri | 65616 | hydroelectric | Hydroelectric = 216.5 MW | Conventional Hydroelectric | 200 | 216.5 |  |  |  |  | 216.5 | [7 empty] | EIA-860, EIA-860M and EIA-923 | 202406 | -93.3086 | 36.597
-9969962.8386 | 4371676.3854 | 36778 | 2167 | New Madrid | 924 | Associated Electric Coop, Inc | Electric Utility | 41 St. Jude Industrial Park | New Madrid | New Madrid | Missouri | 63869 | coal | Coal = 1200 MW | Conventional Steam Coal | 1300 | 1200 |  |  | 1200 | [9 empty] | EIA-860, EIA-860M and EIA-923 | 202406 | -89.5617 | 36.5147
-10312426.1201 | 4801080.9948 | 36779 | 2168 | Thomas Hill | 924 | Associated Electric Coop, Inc | Electric Utility | 5693 Highway F | Clifton Hill | Randolph | Missouri | 65244 | coal | Coal = 1130 MW | Conventional Steam Coal | 1181.7 | 1130 |  |  | 1130 | [9 empty] | EIA-860, EIA-860M and EIA-923 | 202406 | -92.6381 | 39.5522
-11659603.4657 | 5950876.3663 | 36780 | 2176 | Glendive GT | 12199 | Montana-Dakota Utilities Co | Electric Utility | 2001 North Merrill Ave. | Glendive | Dawson | Montana | 59330 | natural gas | Natural Gas = 74.9 MW | Natural Gas Fired Combustion Turbine | 83.7 | 74.9 | [6 empty] | 74.9 | [5 empty] | EIA-860, EIA-860M and EIA-923 | 202406 | -104.74 | 47.0539
-11777078.9243 | 5846490.9586 | 36781 | 2177 | Miles City GT | 12199 | Montana-Dakota Utilities Co | Electric Utility | Southeast on Leighton Blvd | Miles City | Custer | Montana | 59301 | natural gas | Natural Gas = 23.6 MW | Natural Gas Fired Combustion Turbine | 23.3 | 23.6 | [6 empty] | 23.6 | [5 empty] | EIA-860, EIA-860M and EIA-923 | 202406 | -105.7953 | 46.4112
-12385567.0684 | 6027587.6212 | 36782 | 2181 | Black Eagle | 13902 | NorthWestern Energy (MT Hydro) | Electric Utility | 336 Rainbow Dam Road | Great Falls | Cascade | Montana | 59404 | hydroelectric | Hydroelectric = 24 MW | Conventional Hydroelectric | 24 | 24 |  |  |  |  | 24 | [7 empty] | EIA-860, EIA-860M and EIA-923 | 202406 | -111.2614 | 47.5213
-12378167.3279 | 6030253.3409 | 36783 | 2182 | Cochrane | 13902 | NorthWestern Energy (MT Hydro) | Electric Utility | 336 Rainbow Dam Road | Great Falls | Cascade | Montana | 59404 | hydroelectric | Hydroelectric = 63 MW | Conventional Hydroelectric | 60.4 | 63 |  |  |  |  | 63 | [7 empty] | EIA-860, EIA-860M and EIA-923 | 202406 | -111.195 | 47.5375
-12455241.8263 | 5903953.0186 | 36784 | 2185 | Hauser | 13902 | NorthWestern Energy (MT Hydro) | Electric Utility | 7150 Hauser Dam Road | Helena | Lewis and Clark | Montana | 59602 | hydroelectric | Hydroelectric = 16.3 MW | Conventional Hydroelectric | 16.3 | 16.3 |  |  |  |  | 16.3 | [7 empty] | EIA-860, EIA-860M and EIA-923 | 202406 | -111.8873 | 46.7659
-12468306.1705 | 5940686.7664 | 36785 | 2186 | Holter | 13902 | NorthWestern Energy (MT Hydro) | Electric Utility | 1390 Holter Dam Road | Wolf Creek | Cascade | Montana | 59648 | hydroelectric | Hydroelectric = 51.9 MW | Conventional Hydroelectric | 59.9 | 51.9 |  |  |  |  | 51.9 | [7 empty] | EIA-860, EIA-860M and EIA-923 | 202406 | -112.0047 | 46.9915
-12716459.5793 | 6053402.1147 | 36786 | 2188 | Selis Ksanka Qlispe | 60973 | Energy Keepers Inc | Electric Utility | 7000 Kerr Dam Road | Polson | Lake | Montana | 59860 | hydroelectric | Hydroelectric = 227.8 MW | Conventional Hydroelectric | 227.8 | 227.8 |  |  |  |  | 227.8 | [7 empty] | EIA-860, EIA-860M and EIA-923 | 202406 | -114.2339 | 47.6777
-12363242.6124 | 6037550.7257 | 36787 | 2191 | Morony | 13902 | NorthWestern Energy (MT Hydro) | Electric Utility | 336 Rainbow Dam Road | Great Falls | Cascade | Montana | 59404 | hydroelectric | Hydroelectric = 49 MW | Conventional Hydroelectric | 63 | 49 |  |  |  |  | 49 | [7 empty] | EIA-860, EIA-860M and EIA-923 | 202406 | -111.0609 | 47.5817
-12218704.3837 | 5657130.0725 | 36788 | 2192 | Mystic | 13902 | NorthWestern Energy (MT Hydro) | Electric Utility | 2065 W. Rosebud Road | Fishtail | Stillwater | Montana | 59028 | hydroelectric | Hydroelectric = 12 MW | Conventional Hydroelectric | 12 | 12 |  |  |  |  | 12 | [7 empty] | EIA-860, EIA-860M and EIA-923 | 202406 | -109.7625 | 45.2257
-12379228.3139 | 6029742.1924 | 36789 | 2193 | Rainbow (MT) | 13902 | NorthWestern Energy (MT Hydro) | Electric Utility | 336 Rainbow Dam Road | Great Falls | Cascade | Montana | 59404 | hydroelectric | Hydroelectric = 64 MW | Conventional Hydroelectric | 59 | 64 |  |  |  |  | 64 | [7 empty] | EIA-860, EIA-860M and EIA-923 | 202406 | -111.2045 | 47.5344
-12370105.2364 | 6035603.9119 | 36790 | 2194 | Ryan | 13902 | NorthWestern Energy (MT Hydro) | Electric Utility | 336 Rainbow Dam Road | Great Falls | Cascade | Montana | 59404 | hydroelectric | Hydroelectric = 71.5 MW | Conventional Hydroelectric | 55.2 | 71.5 |  |  |  |  | 71.5 | [7 empty] | EIA-860, EIA-860M and EIA-923 | 202406 | -111.1225 | 47.5699
-12841620.2016 | 6039435.2527 | 36791 | 2195 | Thompson Falls | 13902 | NorthWestern Energy (MT Hydro) | Electric Utility | 1610 Maiden Lane | Thompson Falls | Sanders | Montana | 59873 | hydroelectric | Hydroelectric = 93.5 MW | Conventional Hydroelectric | 98.1 | 93.5 |  |  |  |  | 93.5 | [7 empty] | EIA-860, EIA-860M and EIA-923 | 202406 | -115.3582 | 47.5932
-12338062.3662 | 5535861.4882 | 36792 | 2196 | Old Faithful | 56815 | NorthWestern Energy (MT wind/thermal) | Electric Utility | Old Faithful | Yellowstone | Teton | Wyoming | 82190 | petroleum | Petroleum = 2 MW | Petroleum Liquids | 2 | 2 | [8 empty] | 2 |  |  |  | EIA-860, EIA-860M and EIA-923 | 202406 | -110.8347 | 44.4533
-12883406.5329 | 6100282.6315 | 36793 | 2199 | Noxon Rapids | 20169 | Avista Corp | Electric Utility | 84 Avista Power Road | Noxon | Sanders | Montana | 59853 | hydroelectric | Hydroelectric = 580.7 MW | Conventional Hydroelectric | 487.8 | 580.7 |  |  |  |  | 580.7 | [7 empty] | EIA-860, EIA-860M and EIA-923 | 202406 | -115.7336 | 47.9605
-12692028.2907 | 6163860.9975 | 36794 | 2203 | Hungry Horse | 2518 | U S Bureau of Reclamation | Electric Utility | n/a | Columbia Falls | Flathead | Montana | 59919 | hydroelectric | Hydroelectric = 428 MW | Conventional Hydroelectric | 428 | 428 |  |  |  |  | 428 | [7 empty] | EIA-860, EIA-860M and EIA-923 | 202406 | -114.0144 | 48.3415
-12017775.5971 | 5670046.7944 | 36795 | 2204 | Yellowtail | 2518 | U S Bureau of Reclamation | Electric Utility | n/a | Hardin | Big Horn | Montana | 59034 | hydroelectric | Hydroelectric = 287.5 MW | Conventional Hydroelectric | 278.2 | 287.5 |  |  |  |  | 287.5 | [7 empty] | EIA-860, EIA-860M and EIA-923 | 202406 | -107.9575 | 45.3074
-11063636.3153 | 5055090.4156 | 36796 | 2214 | Ansley | 695 | City of Ansley - (NE) | Electric Utility | 909 Division Street | Ansley | Custer | Nebraska | 68814 | natural gas | Natural Gas = 0.8 MW, Petroleum = 0.5 MW | Natural Gas Internal Combustion Engine; Petroleum Liquids; | 1.5 | 1.3 | [6 empty] | 0.8 |  | 0.5 |  |  |  | EIA-860, EIA-860M and EIA-923 | 202406 | -99.3863 | 41.2892
-10669572.4424 | 4922530.4633 | 36797 | 2215 | Auburn | 993 | Auburn Board of Public Works | Electric Utility | 1517 16th Street | Auburn | Nemaha | Nebraska | 68305 | natural gas | Natural Gas = 17.5 MW | Natural Gas Internal Combustion Engine | 18.7 | 17.5 | [6 empty] | 17.5 | [5 empty] | EIA-860, EIA-860M and EIA-923 | 202406 | -95.8464 | 40.3883
-11112776.7461 | 4884895.8084 | 36798 | 2217 | Beaver City | 1435 | City of Beaver City - (NE) | Electric Utility | PO Box 185 | Beaver City | Furnas | Nebraska | 68926 | natural gas | Natural Gas = 1.1 MW, Petroleum = 0.6 MW | Natural Gas Internal Combustion Engine; Petroleum Liquids; | 2 | 1.7 | [6 empty] | 1.1 |  | 0.6 |  |  |  | EIA-860, EIA-860M and EIA-923 | 202406 | -99.8278 | 40.1303
-11091785.007 | 5071981.8748 | 36799 | 2221 | Broken Bow | 2277 | City of Broken Bow - (NE) | Electric Utility | 145 South 8th Ave | Broken Bow | Custer | Nebraska | 68822 | natural gas | Natural Gas = 7.2 MW, Petroleum = 1.2 MW | Natural Gas Internal Combustion Engine; Petroleum Liquids; | 8.7 | 8.4 | [6 empty] | 7.2 |  | 1.2 |  |  |  | EIA-860, EIA-860M and EIA-923 | 202406 | -99.6392 | 41.4031
-11035776.943 | 5128127.9918 | 36800 | 2222 | Burwell | 2609 | City of Burwell - (NE) | Electric Utility | 834 H St | Burwell | Garfield | Nebraska | 68823 | petroleum | Petroleum = 3.9 MW | Petroleum Liquids | 3.9 | 3.9 | [8 empty] | 3.9 |  |  |  | EIA-860, EIA-860M and EIA-923 | 202406 | -99.1361 | 41.7803
-11151634.3728 | 4907616.4513 | 36801 | 2223 | Cambridge | 2888 | City of Cambridge - (NE) | Electric Utility | 421 Nasby Street | Cambridge | Furnas | Nebraska | 69022 | petroleum | Petroleum = 4 MW | Petroleum Liquids | 4 | 4 | [8 empty] | 4 |  |  |  | EIA-860, EIA-860M and EIA-923 | 202406 | -100.1768 | 40.2862
-10990918.4164 | 4909516.944 | 36802 | 2225 | Campbell Village | 2931 | Village of Campbell - (NE) | Electric Utility | South Railway Street | Campbell | Franklin | Nebraska | 68932 | petroleum | Petroleum = 1 MW | Petroleum Liquids | 1 | 1 | [8 empty] | 1 |  |  |  | EIA-860, EIA-860M and EIA-923 | 202406 | -98.7331 | 40.2992
-11098675.6835 | 4967340.3332 | 36803 | 2226 | Canaday | 13337 | Nebraska Public Power District | Electric Utility | 74965 Rd 435 | Lexington | Gosper | Nebraska | 68850 | natural gas | Natural Gas = 99.3 MW | Natural Gas Steam Turbine | 108.8 | 99.3 | [6 empty] | 99.3 | [5 empty] | EIA-860, EIA-860M and EIA-923 | 202406 | -99.7011 | 40.6942
-11176243.6613 | 5006355.7533 | 36804 | 2227 | Jeffrey | 3271 | Central Nebraska Pub P&I Dist | Electric Utility | 19420 S. Brady-Moorefield Road | Brady | Lincoln | Nebraska | 69123 | hydroelectric | Hydroelectric = 21 MW | Conventional Hydroelectric | 21.6 | 21 |  |  |  |  | 21 | [7 empty] | EIA-860, EIA-860M and EIA-923 | 202406 | -100.3979 | 40.9594
-11111666.6681 | 4967252.2412 | 36805 | 2228 | Johnson 1 | 3271 | Central Nebraska Pub P&I Dist | Electric Utility | 42874 Johnson Lake Drive 29 | Elwood | Gosper | Nebraska | 68937 | hydroelectric | Hydroelectric = 20 MW | Conventional Hydroelectric | 21.6 | 20 |  |  |  |  | 20 | [7 empty] | EIA-860, EIA-860M and EIA-923 | 202406 | -99.8178 | 40.6936
-11103529.2133 | 4965828.197 | 36806 | 2229 | Johnson 2 | 3271 | Central Nebraska Pub P&I Dist | Electric Utility | 43282 Road 749 | Lexington | Gosper | Nebraska | 68850 | hydroelectric | Hydroelectric = 22.5 MW | Conventional Hydroelectric | 22.5 | 22.5 |  |  |  |  | 22.5 | [7 empty] | EIA-860, EIA-860M and EIA-923 | 202406 | -99.7447 | 40.6839
-11407080.4328 | 5026008.1274 | 36807 | 2230 | Chappell | 3373 | City of Chappell - (NE) | Electric Utility | 757 Second St | Chappell | Deuel | Nebraska | 69129 | petroleum | Petroleum = 1 MW | Petroleum Liquids | 1.1 | 1 | [8 empty] | 1 |  |  |  | EIA-860, EIA-860M and EIA-923 | 202406 | -102.4715 | 41.0926
-10793548.9593 | 4957229.6128 | 36808 | 2231 | Crete | 4527 | City of Crete | Electric Utility | 243 East 13th Street | Crete | Saline | Nebraska | 68333 | natural gas | Natural Gas = 6 MW | Natural Gas Internal Combustion Engine | 6 | 6 | [6 empty] | 6 | [5 empty] | EIA-860, EIA-860M and EIA-923 | 202406 | -96.9601 | 40.6253
-11189296.5395 | 4958132.1094 | 36809 | 2232 | Curtis | 4661 | City of Curtis - (NE) | Electric Utility | 310 Center Avenue | Curtis | Frontier | Nebraska | 69025 | natural gas | Natural Gas = 3 MW | Natural Gas Internal Combustion Engine | 3.4 | 3 | [6 empty] | 3 | [5 empty] | EIA-860, EIA-860M and EIA-923 | 202406 | -100.5152 | 40.6315
-10811260.1129 | 5049975.6472 | 36810 | 2233 | David City | 4836 | City of David City | Electric Utility | 402 5th St | David City | Butler | Nebraska | 68632 | petroleum | Natural Gas = 4 MW, Petroleum = 4.7 MW | Natural Gas Internal Combustion Engine; Petroleum Liquids; | 10.6 | 8.7 | [6 empty] | 4 |  | 4.7 |  |  |  | EIA-860, EIA-860M and EIA-923 | 202406 | -97.1192 | 41.2547
-10878574.7863 | 4886424.0967 | 36811 | 2234 | Deshler | 5097 | City of Deshler - (NE) | Electric Utility | 305 E Bryson | Deshler | Thayer | Nebraska | 68340 | petroleum | Petroleum = 1.7 MW | Petroleum Liquids | 1.7 | 1.7 | [8 empty] | 1.7 |  |  |  | EIA-860, EIA-860M and EIA-923 | 202406 | -97.7239 | 40.1408
-10767845.2888 | 5202412.9868 | 36812 | 2235 | Emerson | 5850 | City of Emerson - (NE) | Electric Utility | 300 West Front Street | Emerson | Dixon | Nebraska | 68733 | natural gas | Natural Gas = 1.5 MW, Petroleum = 0.1 MW | Natural Gas Internal Combustion Engine; Petroleum Liquids; | 1.6 | 1.6 | [6 empty] | 1.5 |  | 0.1 |  |  |  | EIA-860, EIA-860M and EIA-923 | 202406 | -96.7292 | 42.276
-10643067.2716 | 4873937.9514 | 36813 | 2237 | Falls City | 6175 | City of Falls City - (NE) | Electric Utility | South Crook Street | Falls City | Richardson | Nebraska | 68355 | natural gas | Natural Gas = 27.7 MW, Petroleum = 1.5 MW | Natural Gas Internal Combustion Engine; Petroleum Liquids; | 31.3 | 29.2 | [6 empty] | 27.7 |  | 1.5 |  |  |  | EIA-860, EIA-860M and EIA-923 | 202406 | -95.6083 | 40.055
-11015152.6696 | 4878913.0596 | 36814 | 2238 | Franklin (NE) | 6723 | City of Franklin - (NE) | Electric Utility | 619 15th Ave | Franklin | Franklin | Nebraska | 68939 | natural gas | Natural Gas = 3.9 MW | Natural Gas Internal Combustion Engine | 3.9 | 3.9 | [6 empty] | 3.9 | [5 empty] | EIA-860, EIA-860M and EIA-923 | 202406 | -98.9508 | 40.0892
-10738134.1167 | 5075692.8661 | 36815 | 2240 | Lon Wright | 6779 | City of Fremont - (NE) | Electric Utility | 2701 East 1st Street | Fremont | Dodge | Nebraska | 68025 | coal | Coal = 118.5 MW, Natural Gas = 38 MW, Solar = 2.3 MW | Conventional Steam Coal; Natural Gas Fired Combustion Turbine; Solar Photovoltaic | 172.3 | 158.8 |  |  | 118.5 |  |  |  | 38 |  |  | 2.3 |  |  | EIA-860, EIA-860M and EIA-923 | 202406 | -96.4623 | 41.4281
-10945700.4393 | 5000961.3415 | 36816 | 2241 | C W Burdick | 40606 | City of Grand Island - (NE) | Electric Utility | 805 E Bischeld | Grand Island | Hall | Nebraska | 68801 | natural gas | Natural Gas = 81.6 MW | Natural Gas Fired Combustion Turbine | 142.8 | 81.6 | [6 empty] | 81.6 | [5 empty] | EIA-860, EIA-860M and EIA-923 | 202406 | -98.3269 | 40.9228
-10956070.4064 | 4951050.192 | 36817 | 2243 | Don Henry | 8245 | City of Hastings - (NE) | Electric Utility | 100 N. Marian Rd. | Hastings | Adams | Nebraska | 68902 | natural gas | Natural Gas = 18 MW | Natural Gas Fired Combustion Turbine | 22 | 18 | [6 empty] | 18 | [5 empty] | EIA-860, EIA-860M and EIA-923 | 202406 | -98.4201 | 40.5832
-10952572.1914 | 4953349.3699 | 36818 | 2244 | North Denver | 8245 | City of Hastings - (NE) | Electric Utility | 1228 N. Denver | Hastings | Adams | Nebraska | 68902 | natural gas | Natural Gas = 39 MW | Natural Gas Steam Turbine | 39 | 39 | [6 empty] | 39 | [5 empty] | EIA-860, EIA-860M and EIA-923 | 202406 | -98.3886 | 40.5988
-11540124.2562 | 5047539.8516 | 36819 | 2248 | Kimball | 10260 | City of Kimball - (NE) | Electric Utility | 223 South Chestnut Street | Kimball | Kimball | Nebraska | 69145 | petroleum | Petroleum = 5.6 MW | Petroleum Liquids | 6.5 | 5.6 | [8 empty] | 5.6 |  |  |  | EIA-860, EIA-860M and EIA-923 | 202406 | -103.6667 | 41.2382
-10808099.9752 | 5225691.8758 | 36820 | 2249 | Laurel | 10760 | City of Laurel - (NE) | Electric Utility | 101 W. 2nd St. | Laurel | Cedar | Nebraska | 68745 | natural gas | Natural Gas = 2.9 MW | Natural Gas Internal Combustion Engine | 3.5 | 2.9 | [6 empty] | 2.9 | [5 empty] | EIA-860, EIA-860M and EIA-923 | 202406 | -97.0908 | 42.4305
-10765782.2047 | 4984045.1744 | 36821 | 2250 | J Street | 11018 | Lincoln Electric System | Electric Utility | 725 J Street | Lincoln | Lancaster | Nebraska | 68508 | natural gas | Natural Gas = 29.3 MW | Natural Gas Fired Combustion Turbine | 27 | 29.3 | [6 empty] | 29.3 | [5 empty] | EIA-860, EIA-860M and EIA-923 | 202406 | -96.7107 | 40.8079
-10738635.0545 | 5151606.8752 | 36822 | 2253 | Lyons | 11372 | City of Lyons - (NE) | Electric Utility | 355 Main St | Lyons | Burt | Nebraska | 68038 | petroleum | Petroleum = 1.1 MW | Petroleum Liquids | 2.5 | 1.1 | [8 empty] | 1.1 |  |  |  | EIA-860, EIA-860M and EIA-923 | 202406 | -96.4668 | 41.9374
-10669694.8938 | 4965343.7757 | 36823 | 2255 | Nebraska City # 1 | 13334 | City of Nebraska City | Electric Utility | 404 N 1st St | Nebraska | Otoe | Nebraska | 68410 | natural gas | Natural Gas = 21.6 MW, Petroleum = 1 MW | Natural Gas Internal Combustion Engine; Petroleum Liquids; | 26.1 | 22.6 | [6 empty] | 21.6 |  | 1 |  |  |  | EIA-860, EIA-860M and EIA-923 | 202406 | -95.8475 | 40.6806
-10706461.2726 | 4964609.8496 | 36824 | 2256 | Syracuse # 2 | 13334 | City of Nebraska City | Electric Utility | Hwy 2 & Hwy 50 | Syracuse | Otoe | Nebraska | 68446 | natural gas | Natural Gas = 3.2 MW | Natural Gas Internal Combustion Engine | 4 | 3.2 | [6 empty] | 3.2 | [5 empty] | EIA-860, EIA-860M and EIA-923 | 202406 | -96.1778 | 40.6756
-10834536.7958 | 5081009.4947 | 36825 | 2260 | Columbus | 11251 | Loup River Public Power Dist | Electric Utility | 4757 3rd Ave | Columbus | Platte | Nebraska | 68601 | hydroelectric | Hydroelectric = 45 MW | Conventional Hydroelectric | 45.6 | 45 |  |  |  |  | 45 | [7 empty] | EIA-860, EIA-860M and EIA-923 | 202406 | -97.3283 | 41.4639
-10774187.9395 | 4947459.2817 | 36826 | 2265 | Hallam | 13337 | Nebraska Public Power District | Electric Utility | 4500 West Pella Rd | Hallam | Lancaster | Nebraska | 68368 | petroleum | Petroleum = 42.9 MW | Petroleum Liquids | 56.7 | 42.9 | [8 empty] | 42.9 |  |  |  | EIA-860, EIA-860M and EIA-923 | 202406 | -96.7862 | 40.5587
-10862317.3539 | 4893289.1629 | 36827 | 2266 | Hebron | 13337 | Nebraska Public Power District | Electric Utility | Highway 81 | Hebron | Thayer | Nebraska | 68370 | petroleum | Petroleum = 42 MW | Petroleum Liquids | 56.7 | 42 | [8 empty] | 42 |  |  |  | EIA-860, EIA-860M and EIA-923 | 202406 | -97.5779 | 40.1879
-11031845.3612 | 4968707.4761 | 36828 | 2268 | Kearney | 13337 | Nebraska Public Power District | Electric Utility | 1502 E 27th St | Kearney | Buffalo | Nebraska | 68847 | hydroelectric | Hydroelectric = 1 MW | Conventional Hydroelectric | 1.5 | 1 |  |  |  |  | 1 | [7 empty] | EIA-860, EIA-860M and EIA-923 | 202406 | -99.1008 | 40.7035
-11204395.8039 | 4898167.877 | 36829 | 2271 | McCook | 13337 | Nebraska Public Power District | Electric Utility | 1901 North Hwy 83 | McCook | Red Willow | Nebraska | 69001 | petroleum | Petroleum = 40.9 MW | Petroleum Liquids | 56.7 | 40.9 | [8 empty] | 40.9 |  |  |  | EIA-860, EIA-860M and EIA-923 | 202406 | -100.6508 | 40.2214
-10865650.5935 | 5084471.3356 | 36830 | 2273 | Monroe (NE) | 11251 | Loup River Public Power Dist | Electric Utility | 37718 253rd St | Monroe | Platte | Nebraska | 68647 | hydroelectric | Hydroelectric = 3 MW | Conventional Hydroelectric | 8.4 | 3 |  |  |  |  | 3 | [7 empty] | EIA-860, EIA-860M and EIA-923 | 202406 | -97.6078 | 41.4872
-11216485.1006 | 5025094.009 | 36831 | 2274 | North Platte | 13337 | Nebraska Public Power District | Electric Utility | 402 E State Farm Rd | North Platte | Lincoln | Nebraska | 69101 | hydroelectric | Hydroelectric = 24 MW | Conventional Hydroelectric | 26.2 | 24 |  |  |  |  | 24 | [7 empty] | EIA-860, EIA-860M and EIA-923 | 202406 | -100.7594 | 41.0864
-10774023.5206 | 4947495.6195 | 36832 | 2277 | Sheldon | 13337 | Nebraska Public Power District | Electric Utility | 4500 West Pella Rd | Hallam | Lancaster | Nebraska | 68368 | coal | Coal = 216 MW | Conventional Steam Coal | 228.7 | 216 |  |  | 216 | [9 empty] | EIA-860, EIA-860M and EIA-923 | 202406 | -96.7847 | 40.5589
-10678064.1158 | 5049507.1545 | 36833 | 2290 | Jones Street | 14127 | Omaha Public Power District | Electric Utility | 505 Marcy Street | Omaha | Douglas | Nebraska | 68108 | petroleum | Petroleum = 123.4 MW | Petroleum Liquids | 130 | 123.4 | [8 empty] | 123.4 |  |  |  | EIA-860, EIA-860M and EIA-923 | 202406 | -95.9227 | 41.2515
-10680510.6955 | 5061004.2172 | 36834 | 2291 | North Omaha | 14127 | Omaha Public Power District | Electric Utility | 7475 Pershing Drive | Omaha | Douglas | Nebraska | 68112 | coal | Coal = 323.9 MW, Natural Gas = 238.9 MW | Conventional Steam Coal; Natural Gas Steam Turbine; | 644.7 | 562.8 |  |  | 323.9 |  |  |  | 238.9 | [5 empty] | EIA-860, EIA-860M and EIA-923 | 202406 | -95.9447 | 41.3291
-10683398.6571 | 5037536.8969 | 36835 | 2292 | Sarpy County | 14127 | Omaha Public Power District | Electric Utility | 8906 S. 35th Street | Bellevue | Sarpy | Nebraska | 68147 | natural gas | Natural Gas = 316.4 MW, Petroleum = 3.4 MW | Natural Gas Fired Combustion Turbine; Petroleum Liquids; | 338.4 | 319.8 | [6 empty] | 316.4 |  | 3.4 |  |  |  | EIA-860, EIA-860M and EIA-923 | 202406 | -95.9706 | 41.1706
-11012407.9762 | 5101868.3238 | 36836 | 2294 | Ord | 14172 | City of Ord - (NE) | Electric Utility | 201 S. 17th St | Ord | Valley | Nebraska | 68862 | petroleum | Petroleum = 10.8 MW | Petroleum Liquids | 12 | 10.8 | [8 empty] | 10.8 |  |  |  | EIA-860, EIA-860M and EIA-923 | 202406 | -98.9261 | 41.6042
-11088623.5335 | 4903519.8597 | 36837 | 2295 | Oxford (NE) | 14277 | Village of Oxford - (NE) | Electric Utility | 315 Odell | Oxford | Furnas | Nebraska | 68967 | natural gas | Natural Gas = 3 MW | Natural Gas Internal Combustion Engine | 3.4 | 3 | [6 empty] | 3 | [5 empty] | EIA-860, EIA-860M and EIA-923 | 202406 | -99.6108 | 40.2581
-10765199.3359 | 5178182.7656 | 36838 | 2296 | Pender | 14656 | City of Pender - (NE) | Electric Utility | 416 Main Street | Pender | Thurston | Nebraska | 68047 | petroleum | Petroleum = 4.5 MW | Petroleum Liquids | 4.9 | 4.5 | [8 empty] | 4.5 |  |  |  | EIA-860, EIA-860M and EIA-923 | 202406 | -96.7054 | 42.1147
-10967088.4757 | 4880186.9145 | 36839 | 2299 | Red Cloud | 15773 | City of Red Cloud - (NE) | Electric Utility | 540 N Webster | Red Cloud | Webster | Nebraska | 68970 | petroleum | Petroleum = 5.2 MW | Petroleum Liquids | 5.7 | 5.2 | [8 empty] | 5.2 |  |  |  | EIA-860, EIA-860M and EIA-923 | 202406 | -98.519 | 40.098
-11061795.5362 | 5107441.3502 | 36840 | 2300 | Sargent | 16667 | City of Sargent - (NE) | Electric Utility | 107 N 2nd St | Sargent | Custer | Nebraska | 68874 | petroleum | Petroleum = 2.4 MW | Petroleum Liquids | 2.4 | 2.4 | [8 empty] | 2.4 |  |  |  | EIA-860, EIA-860M and EIA-923 | 202406 | -99.3698 | 41.6416
-11463440.2665 | 5033846.4354 | 36841 | 2302 | Sidney (NE) | 17149 | City of Sidney - (NE) | Electric Utility | 801 11th Avenue | Sidney | Cheyenne | Nebraska | 69162 | natural gas | Natural Gas = 3.5 MW, Petroleum = 0.6 MW | Natural Gas Internal Combustion Engine; Petroleum Liquids; | 5.1 | 4.1 | [6 empty] | 3.5 |  | 0.6 |  |  |  | EIA-860, EIA-860M and EIA-923 | 202406 | -102.9778 | 41.1456
-10950226.6898 | 5113370.5606 | 36842 | 2303 | Spalding | 17727 | Village of Spalding - (NE) | Electric Utility | 3/4m. s. of Village of Spaldin | Spalding | Greeley | Nebraska | 68665 | petroleum | Hydroelectric = 0.2 MW, Petroleum = 1.9 MW | Conventional Hydroelectric; Petroleum Liquids; | 2.1 | 2.1 |  |  |  |  | 0.2 |  |  |  | 1.9 |  |  |  | EIA-860, EIA-860M and EIA-923 | 202406 | -98.3676 | 41.6814
-11036626.9786 | 5251190.3896 | 36843 | 2305 | Stuart (NE) | 18230 | City of Stuart - (NE) | Electric Utility | 111 W 2nd Street | Stuart | Holt | Nebraska | 68780 | petroleum | Natural Gas = 0.7 MW, Petroleum = 0.8 MW | Natural Gas Internal Combustion Engine; Petroleum Liquids; | 1.5 | 1.5 | [6 empty] | 0.7 |  | 0.8 |  |  |  | EIA-860, EIA-860M and EIA-923 | 202406 | -99.1437 | 42.5994
-10707821.8194 | 4919330.2603 | 36844 | 2308 | Tecumseh | 18525 | City of Tecumseh | Electric Utility | 609 Clay Street | Tecumseh | Johnson | Nebraska | 68450 | petroleum | Natural Gas = 2.4 MW, Petroleum = 4.2 MW | Natural Gas Internal Combustion Engine; Petroleum Liquids; | 7 | 6.6 | [6 empty] | 2.4 |  | 4.2 |  |  |  | EIA-860, EIA-860M and EIA-923 | 202406 | -96.19 | 40.3664
-10754748.5507 | 5043632.193 | 36845 | 2310 | Wahoo | 19968 | City of Wahoo - (NE) | Electric Utility | 700 East 7th St. | Wahoo | Saunders | Nebraska | 68066 | natural gas | Natural Gas = 13.2 MW, Petroleum = 0.4 MW | Natural Gas Internal Combustion Engine; Petroleum Liquids; | 14.2 | 13.6 | [6 empty] | 13.2 |  | 0.4 |  |  |  | EIA-860, EIA-860M and EIA-923 | 202406 | -96.6115 | 41.2118
-10782639.6492 | 5201374.9425 | 36846 | 2311 | Wakefield | 19980 | City of Wakefield - (NE) | Electric Utility | 303 Oak Street | Wakefield | Dixon | Nebraska | 68784 | petroleum | Petroleum = 3.2 MW | Petroleum Liquids | 4.1 | 3.2 | [8 empty] | 3.2 |  |  |  | EIA-860, EIA-860M and EIA-923 | 202406 | -96.8621 | 42.2691
-10800027.7536 | 5195164.0945 | 36847 | 2312 | Wayne IC | 20219 | City of Wayne | Electric Utility | 306 Pearl St. | Wayne | Wayne | Nebraska | 68787 | petroleum | Petroleum = 20.2 MW | Petroleum Liquids | 21.8 | 20.2 | [8 empty] | 20.2 |  |  |  | EIA-860, EIA-860M and EIA-923 | 202406 | -97.0183 | 42.2278
-10766092.0069 | 5137779.8359 | 36848 | 2313 | West Point Municipal | 20397 | City of West Point - (NE) | Electric Utility | 605N Mill Street | West Point | Cuming | Nebraska | 68788 | natural gas | Natural Gas = 4.4 MW | Natural Gas Internal Combustion Engine | 4.4 | 4.4 | [6 empty] | 4.4 | [5 empty] | EIA-860, EIA-860M and EIA-923 | 202406 | -96.7134 | 41.8449
-10793582.3551 | 4935897.8105 | 36849 | 2315 | Wilber | 20632 | City of Wilber | Electric Utility | 412 S. Main | Wilber | Saline | Nebraska | 68465 | petroleum | Petroleum = 3.1 MW | Petroleum Liquids | 3.6 | 3.1 | [8 empty] | 3.1 |  |  |  | EIA-860, EIA-860M and EIA-923 | 202406 | -96.9604 | 40.4797
-10788639.1018 | 5159192.4056 | 36850 | 2316 | Wisner | 20880 | City of Wisner | Electric Utility | 1115 Ave. E. | Wisner | Cuming | Nebraska | 68791 | petroleum | Petroleum = 3.8 MW | Petroleum Liquids | 3.8 | 3.8 | [8 empty] | 3.8 |  |  |  | EIA-860, EIA-860M and EIA-923 | 202406 | -96.916 | 41.9881
-12807385.3394 | 4312667.9261 | 36851 | 2322 | Clark (NVE) | 13407 | Nevada Power Co | Electric Utility | 5640 Stephanie Street | Las Vegas | Clark | Nevada | 89122 | natural gas | Natural Gas = 1141 MW | Natural Gas Fired Combined Cycle; Natural Gas Fired Combustion Turbine; | 1375.6 | 1141 | [6 empty] | 1141 | [5 empty] | EIA-860, EIA-860M and EIA-923 | 202406 | -115.0507 | 36.0875
-12760916.4651 | 4391452.3927 | 36852 | 2324 | Reid Gardner | 13407 | Nevada Power Co | Electric Utility | I-15, Exit 88 Hidden Valley Rd | Moapa | Clark | Nevada | 89025 | batteries | Battery = 220 MW | Batteries | 220 | 220 | 220 | [11 empty] | EIA-860, EIA-860M and EIA-923 | 202406 | -114.6333 | 36.6573
-13261735.8411 | 4740037.4444 | 36853 | 2330 | Fort Churchill | 17166 | Sierra Pacific Power Co | Electric Utility | 1000 Sierra Way | Yerington | Lyon | Nevada | 89447 | natural gas | Natural Gas = 226 MW | Natural Gas Steam Turbine | 230 | 226 | [6 empty] | 226 | [5 empty] | EIA-860, EIA-860M and EIA-923 | 202406 | -119.1322 | 39.1281
-13305462.1371 | 4802568.1665 | 36854 | 2336 | Tracy | 17166 | Sierra Pacific Power Co | Electric Utility | 191 Wunotoo road | Sparks | Storey | Nevada | 89434 | natural gas | Natural Gas = 953.6 MW | Natural Gas Fired Combined Cycle; Natural Gas Fired Combustion Turbine; Natural Gas Steam Turbine | 1032.9 | 953.6 | [6 empty] | 953.6 | [5 empty] | EIA-860, EIA-860M and EIA-923 | 202406 | -119.525 | 39.5625
-8015111.8736 | 5515883.4547 | 36855 | 2349 | Comerford | 61122 | Great River Hydro, LLC | IPP Non-CHP | 450 Dam Road | Monroe | Grafton | New Hampshire | 3771 | hydroelectric | Hydroelectric = 165.9 MW | Conventional Hydroelectric | 167.8 | 165.9 |  |  |  |  | 165.9 | [7 empty] | EIA-860, EIA-860M and EIA-923 | 202406 | -72.001 | 44.3251
-8000999.3452 | 5517524.7925 | 36856 | 2351 | S C Moore | 61122 | Great River Hydro, LLC | IPP Non-CHP | 3106 St Johnsbury Road | Littleton | Grafton | New Hampshire | 3561 | hydroelectric | Hydroelectric = 193.4 MW | Conventional Hydroelectric | 195.4 | 193.4 |  |  |  |  | 193.4 | [7 empty] | EIA-860, EIA-860M and EIA-923 | 202406 | -71.8742 | 44.3356
-8072288.3471 | 5277278.9849 | 36857 | 2352 | Vernon Dam | 61122 | Great River Hydro, LLC | IPP Non-CHP | 76 Governor Hunt Road | Vernon | Windham | Vermont | 5354 | hydroelectric | Hydroelectric = 33.8 MW | Conventional Hydroelectric | 35.9 | 33.8 |  |  |  |  | 33.8 | [7 empty] | EIA-860, EIA-860M and EIA-923 | 202406 | -72.5146 | 42.7717
-8048804.6099 | 5414196.1116 | 36858 | 2353 | Wilder | 61122 | Great River Hydro, LLC | IPP Non-CHP | 351 Wilder Dam Road | Hartford | Windsor | Vermont | 5047 | hydroelectric | Hydroelectric = 39 MW | Conventional Hydroelectric | 35.6 | 39 |  |  |  |  | 39 | [7 empty] | EIA-860, EIA-860M and EIA-923 | 202406 | -72.3036 | 43.6679
-7956235.5515 | 5312311.2818 | 36859 | 2354 | Amoskeag | 62775 | Central Rivers Power NH, LLC | IPP Non-CHP | Fletcher St. | Manchester | Hillsborough | New Hampshire | 3102 | hydroelectric | Hydroelectric = 16.8 MW | Conventional Hydroelectric | 16 | 16.8 |  |  |  |  | 16.8 | [7 empty] | EIA-860, EIA-860M and EIA-923 | 202406 | -71.4721 | 43.0022
-7983575.9524 | 5403417.8463 | 36860 | 2355 | Ayers Island | 62775 | Central Rivers Power NH, LLC | IPP Non-CHP | 59 Ayers Island Rd. | Bristol | Grafton | New Hampshire | 3222 | hydroelectric | Hydroelectric = 8.4 MW | Conventional Hydroelectric | 8.4 | 8.4 |  |  |  |  | 8.4 | [7 empty] | EIA-860, EIA-860M and EIA-923 | 202406 | -71.7177 | 43.5978
-7976920.9393 | 5380292.7803 | 36861 | 2356 | Eastman Falls | 62775 | Central Rivers Power NH, LLC | IPP Non-CHP | N. Main St. | Franklin | Merrimack | New Hampshire | 3235 | hydroelectric | Hydroelectric = 5.6 MW | Conventional Hydroelectric | 6.4 | 5.6 |  |  |  |  | 5.6 | [7 empty] | EIA-860, EIA-860M and EIA-923 | 202406 | -71.6579 | 43.4472
-7960394.559 | 5337200.3204 | 36862 | 2357 | Garvins Falls | 62775 | Central Rivers Power NH, LLC | IPP Non-CHP | Rte. 3A | Bow | Merrimack | New Hampshire | 3301 | hydroelectric | Hydroelectric = 12.3 MW | Conventional Hydroelectric | 12.4 | 12.3 |  |  |  |  | 12.3 | [7 empty] | EIA-860, EIA-860M and EIA-923 | 202406 | -71.5094 | 43.1655
-7925430.5541 | 5528843.0729 | 36863 | 2358 | Gorham | 62775 | Central Rivers Power NH, LLC | IPP Non-CHP | Off Route 2 | Gorham | Coos | New Hampshire | 3581 | hydroelectric | Hydroelectric = 2 MW | Conventional Hydroelectric | 2.2 | 2 |  |  |  |  | 2 | [7 empty] | EIA-860, EIA-860M and EIA-923 | 202406 | -71.1954 | 44.4083
-7955521.103 | 5327464.305 | 36864 | 2359 | Hooksett | 62775 | Central Rivers Power NH, LLC | IPP Non-CHP | 17 Merrimack St. | Hooksett | Merrimack | New Hampshire | 3106 | hydroelectric | Hydroelectric = 1.6 MW | Conventional Hydroelectric | 1.6 | 1.6 |  |  |  |  | 1.6 | [7 empty] | EIA-860, EIA-860M and EIA-923 | 202406 | -71.4657 | 43.1017
-8009313.7979 | 5328813.8507 | 36865 | 2360 | Jackman | 62775 | Central Rivers Power NH, LLC | IPP Non-CHP | Sawmill Rd. Rte. 9 | Hillsborough | Hillsborough | New Hampshire | 3244 | hydroelectric | Hydroelectric = 3.6 MW | Conventional Hydroelectric | 3.2 | 3.6 |  |  |  |  | 3.6 | [7 empty] | EIA-860, EIA-860M and EIA-923 | 202406 | -71.9489 | 43.1106
-7958719.9799 | 5558004.5757 | 36866 | 2362 | Lost Nation | 62032 | Granite Shore Power | IPP Non-CHP | Lost Nation Rd. | Groveton | Coos | New Hampshire | 3852 | petroleum | Petroleum = 14 MW | Petroleum Liquids | 18 | 14 | [8 empty] | 14 |  |  |  | EIA-860, EIA-860M and EIA-923 | 202406 | -71.4944 | 44.5951
-7955914.9514 | 5333473.4257 | 36867 | 2364 | Merrimack | 62032 | Granite Shore Power | IPP Non-CHP | 97 River Rd. | Bow | Merrimack | New Hampshire | 3301 | coal | Coal = 438.5 MW, Petroleum = 33.6 MW | Conventional Steam Coal; Petroleum Liquids; | 496.4 | 472.1 |  |  | 438.5 | [5 empty] | 33.6 |  |  |  | EIA-860, EIA-860M and EIA-923 | 202406 | -71.4692 | 43.1411
-7879661.1002 | 5326869.8715 | 36868 | 2367 | Schiller | 62032 | Granite Shore Power | IPP Non-CHP | 400 Gosling Rd. | Portsmouth | Rockingham | New Hampshire | 3801 | coal | Biomass = 43.1 MW,Coal = 95.4 MW, Petroleum = 17 MW | Wood/Wood Waste Biomass; Conventional Steam Coal; Petroleum Liquids | 171.2 | 155.5 |  | 43.1 | 95.4 | [5 empty] | 17 |  |  |  | EIA-860, EIA-860M and EIA-923 | 202406 | -70.7842 | 43.0978
-7923505.6175 | 5538382.435 | 36869 | 2368 | Smith (NH) | 62775 | Central Rivers Power NH, LLC | IPP Non-CHP | Glen Ave. | Berlin | Coos | New Hampshire | 3570 | hydroelectric | Hydroelectric = 11.7 MW | Conventional Hydroelectric | 15 | 11.7 |  |  |  |  | 11.7 | [7 empty] | EIA-860, EIA-860M and EIA-923 | 202406 | -71.1781 | 44.4695
-7926715.849 | 5441919.0136 | 36870 | 2369 | White Lake | 62032 | Granite Shore Power | IPP Non-CHP | Maple Dr. | Tamworth | Carroll | New Hampshire | 3886 | petroleum | Petroleum = 17.5 MW | Petroleum Liquids | 18.6 | 17.5 | [8 empty] | 17.5 |  |  |  | EIA-860, EIA-860M and EIA-923 | 202406 | -71.2069 | 43.8478
-8276864.1828 | 4935433.1586 | 36871 | 2390 | Sayreville | 63034 | Sayreville Power, LLC | IPP Non-CHP | River Road | Sayreville | Middlesex | New Jersey | 8872 | petroleum | Petroleum = 216.9 MW | Petroleum Liquids | 212 | 216.9 | [8 empty] | 216.9 |  |  |  | EIA-860, EIA-860M and EIA-923 | 202406 | -74.3523 | 40.4765
-8367205.8495 | 4948511.5198 | 36872 | 2393 | Gilbert | 63033 | Gilbert Power, LLC | IPP Non-CHP | 315 Riegelsville Rd., Rte. 627 | Milford | Hunterdon | New Jersey | 8848 | natural gas | Natural Gas = 455.2 MW | Natural Gas Fired Combined Cycle; Natural Gas Fired Combustion Turbine; | 512 | 455.2 | [6 empty] | 455.2 | [5 empty] | EIA-860, EIA-860M and EIA-923 | 202406 | -75.1639 | 40.5658
-8240358.5143 | 4988402.4171 | 36873 | 2398 | Bergen Generating Station | 65385 | Bergen Generating Station | IPP Non-CHP | Victoria Terrace | Ridgefield | Bergen | New Jersey | 7657 | natural gas | Natural Gas = 1245 MW | Natural Gas Fired Combined Cycle | 1400.8 | 1245 | [6 empty] | 1245 | [5 empty] | EIA-860, EIA-860M and EIA-923 | 202406 | -74.0244 | 40.8375
-8335511.2981 | 4877081.4346 | 36874 | 2399 | PSEG Burlington Generating Station | 65386 | Burlington Generating Station | IPP Non-CHP | West Broad & Devlin Avenues | Burlington | Burlington | New Jersey | 8016 | natural gas | Natural Gas = 168 MW | Natural Gas Fired Combustion Turbine | 242 | 168 | [6 empty] | 168 | [5 empty] | EIA-860, EIA-860M and EIA-923 | 202406 | -74.8792 | 40.0766
-8248380.6421 | 4973667.8552 | 36875 | 2404 | PSEG Kearny Generating Station | 65388 | Kearny Generating Station | IPP Non-CHP | Hackensack Avenue | Kearny | Hudson | New Jersey | 7032 | natural gas | Natural Gas = 456.4 MW | Natural Gas Fired Combustion Turbine | 605 | 456.4 | [6 empty] | 456.4 | [5 empty] | EIA-860, EIA-860M and EIA-923 | 202406 | -74.0965 | 40.7373
-8260707.7172 | 4956701.6182 | 36876 | 2406 | PSEG Linden Generating Station | 65389 | Linden Combined Cycle | IPP Non-CHP | Wood Avenue South | Linden | Union | New Jersey | 7036 | natural gas | Natural Gas = 1636.2 MW | Natural Gas Fired Combined Cycle; Natural Gas Fired Combustion Turbine; | 1740 | 1636.2 | [6 empty] | 1636.2 | [5 empty] | EIA-860, EIA-860M and EIA-923 | 202406 | -74.2072 | 40.6217
-8408606.7927 | 4788138.9281 | 36877 | 2410 | PSEG Salem Generating Station | 15478 | PSEG Nuclear LLC | IPP Non-CHP | P O Box 236 End of Buttonwood | Hancocks Bridge | Salem | New Jersey | 8038 | nuclear | Nuclear = 2284.7 MW, Petroleum = 38.4 MW | Nuclear; Petroleum Liquids; | 2381.8 | 2323.1 | [7 empty] | 2284.7 | 38.4 |  |  |  | EIA-860, EIA-860M and EIA-923 | 202406 | -75.5358 | 39.4625
-8265127.101 | 4947041.407 | 36878 | 2411 | PSEG Sewaren Generating Station | 65391 | Sewaren Generating Station | IPP Non-CHP | 751 Cliff Road | Sewaren | Middlesex | New Jersey | 7077 | natural gas | Natural Gas = 538 MW | Natural Gas Fired Combined Cycle | 609.5 | 538 | [6 empty] | 538 | [5 empty] | EIA-860, EIA-860M and EIA-923 | 202406 | -74.2469 | 40.5558
-8352824.5958 | 4791946.2301 | 36879 | 2434 | Howard Down | 19856 | City of Vineland - (NJ) | Electric Utility | 211 N West Ave. | Vineland | Cumberland | New Jersey | 8360 | natural gas | Natural Gas = 55 MW | Natural Gas Fired Combustion Turbine | 68.2 | 55 | [6 empty] | 55 | [5 empty] | EIA-860, EIA-860M and EIA-923 | 202406 | -75.0347 | 39.4889
-12076094.2085 | 4395984.4228 | 36880 | 2442 | Four Corners | 803 | Arizona Public Service Co | Electric Utility | End of County Rd 6675 | Fruitland | San Juan | New Mexico | 87416 | coal | Coal = 1540 MW | Conventional Steam Coal | 1636.2 | 1540 |  |  | 1540 | [9 empty] | EIA-860, EIA-860M and EIA-923 | 202406 | -108.4814 | 36.69
-11860780.0494 | 3737701.6809 | 36881 | 2444 | Rio Grande | 5701 | El Paso Electric Co | Electric Utility | 3501 Donaphan Street | SunLand Park | Dona Ana | New Mexico | 88063 | natural gas | Natural Gas = 313 MW | Natural Gas Fired Combustion Turbine; Natural Gas Steam Turbine; | 398.3 | 313 | [6 empty] | 313 | [5 empty] | EIA-860, EIA-860M and EIA-923 | 202406 | -106.5472 | 31.8047
-11499466.9273 | 3857433.1223 | 36882 | 2446 | Maddox | 17718 | Southwestern Public Service Co | Electric Utility | 9m W. of Hobbs on Hwy 62-180 | Hobbs | Lea | New Mexico | 88240 | natural gas | Natural Gas = 183 MW | Natural Gas Fired Combustion Turbine; Natural Gas Steam Turbine; | 212 | 183 | [6 empty] | 183 | [5 empty] | EIA-860, EIA-860M and EIA-923 | 202406 | -103.3015 | 32.7142
-11866869.2256 | 4187143.7109 | 36883 | 2450 | Reeves | 15473 | Public Service Co of NM | Electric Utility | 4400 Paseo del Norte NE | Albuquerque | Bernalillo | New Mexico | 87113 | natural gas | Natural Gas = 146 MW | Natural Gas Steam Turbine | 154 | 146 | [6 empty] | 146 | [5 empty] | EIA-860, EIA-860M and EIA-923 | 202406 | -106.6019 | 35.171
-11505236.7278 | 3857284.4109 | 36884 | 2454 | Cunningham | 17718 | Southwestern Public Service Co | Electric Utility | 13m W. of Hobbs on hwy 62-180 | Hobbs | Lea | New Mexico | 88240 | natural gas | Natural Gas = 463 MW | Natural Gas Fired Combustion Turbine; Natural Gas Steam Turbine; | 519.2 | 463 | [6 empty] | 463 | [5 empty] | EIA-860, EIA-860M and EIA-923 | 202406 | -103.3533 | 32.7131
-11851536.8582 | 4216249.0571 | 36885 | 2475 | Algodones | 15473 | Public Service Co of NM | Electric Utility | Algodones | Algodones | Sandoval | New Mexico | 87001 | natural gas | Natural Gas = 45 MW | Natural Gas Steam Turbine | 45 | 45 | [6 empty] | 45 | [5 empty] | EIA-860, EIA-860M and EIA-923 | 202406 | -106.4642 | 35.3844
-8233698.2691 | 5097283.694 | 36886 | 2480 | Danskammer Generating Station | 58971 | Danskammer Energy | IPP Non-CHP | 994 River Road | Newburgh | Orange | New York | 12550 | natural gas | Natural Gas = 497.3 MW, Petroleum = 5 MW | Natural Gas Steam Turbine; Petroleum Liquids; | 537.4 | 502.3 | [6 empty] | 497.3 |  | 5 |  |  |  | EIA-860, EIA-860M and EIA-923 | 202406 | -73.9646 | 41.5734
-8243174.8974 | 5134308.2745 | 36887 | 2481 | Dashville | 3249 | Central Hudson Gas & Elec Corp | Electric Utility | Route 213 | Dashville | Ulster | New York | 12471 | hydroelectric | Hydroelectric = 4.8 MW | Conventional Hydroelectric | 4.8 | 4.8 |  |  |  |  | 4.8 | [7 empty] | EIA-860, EIA-860M and EIA-923 | 202406 | -74.0497 | 41.8217
-8308419.2509 | 5133964.7128 | 36888 | 2483 | Neversink | 15296 | New York Power Authority | Electric Utility | 7858 Route 42 | Grahmsville | Sullivan | New York | 12740 | hydroelectric | Hydroelectric = 22 MW | Conventional Hydroelectric | 25 | 22 |  |  |  |  | 22 | [7 empty] | EIA-860, EIA-860M and EIA-923 | 202406 | -74.6358 | 41.8194
-8242838.4899 | 5138266.248 | 36889 | 2486 | Sturgeon | 3249 | Central Hudson Gas & Elec Corp | Electric Utility | Coutant Road | Tillson | Ulster | New York | 12486 | hydroelectric | Hydroelectric = 14.4 MW | Conventional Hydroelectric | 14.4 | 14.4 |  |  |  |  | 14.4 | [7 empty] | EIA-860, EIA-860M and EIA-923 | 202406 | -74.0467 | 41.8482
-8217137.0459 | 5213686.6982 | 36890 | 2487 | West Coxsackie | 3249 | Central Hudson Gas & Elec Corp | Electric Utility | Baily Street | Coxsackie | Greene | New York | 12051 | natural gas | Natural Gas = 20.2 MW | Natural Gas Fired Combustion Turbine | 21.3 | 20.2 | [6 empty] | 20.2 | [5 empty] | EIA-860, EIA-860M and EIA-923 | 202406 | -73.8158 | 42.3509
-8259910.113 | 4952282.8326 | 36891 | 2490 | Arthur Kill Generating Station | 13192 | NRG Arthur Kill Operations Inc | IPP Non-CHP | 4401 Victory Blvd | Staten Island | Richmond | New York | 10314 | natural gas | Natural Gas = 897.2 MW | Natural Gas Fired Combustion Turbine; Natural Gas Steam Turbine; | 895.5 | 897.2 | [6 empty] | 897.2 | [5 empty] | EIA-860, EIA-860M and EIA-923 | 202406 | -74.2 | 40.5916
-8234770.2758 | 4972318.8212 | 36892 | 2493 | East River | 4226 | Consolidated Edison Co-NY Inc | Electric Utility | 801 East 14th Street | New York | New York | New York | 10009 | natural gas | Natural Gas = 630.3 MW | Natural Gas Fired Combustion Turbine; Natural Gas Steam Turbine; | 716.2 | 630.3 | [6 empty] | 630.3 | [5 empty] | EIA-860, EIA-860M and EIA-923 | 202406 | -73.9742 | 40.7281
-8238210.0481 | 4962833.9762 | 36893 | 2494 | Gowanus Gas Turbines Generating | 54863 | U S Power Generating Company LLC | IPP Non-CHP | 420 2nd Avenue | Brooklyn | Kings | New York | 11232 | natural gas | Natural Gas = 299.6 MW, Petroleum = 280.6 MW | Natural Gas Fired Combustion Turbine; Petroleum Liquids; | 640 | 580.2 | [6 empty] | 299.6 |  | 280.6 |  |  |  | EIA-860, EIA-860M and EIA-923 | 202406 | -74.0051 | 40.6635
-8239961.4377 | 4960649.2134 | 36894 | 2499 | Narrows Gas Turbines Generating | 54863 | U S Power Generating Company LLC | IPP Non-CHP | 4 Whale Square | Brooklyn | Kings | New York | 11232 | natural gas | Natural Gas = 309.1 MW | Natural Gas Fired Combustion Turbine | 352 | 309.1 | [6 empty] | 309.1 | [5 empty] | EIA-860, EIA-860M and EIA-923 | 202406 | -74.0208 | 40.6486
-8231643.4227 | 4976883.4879 | 36895 | 2500 | Ravenswood | 61130 | Ravenswood Operations LLC | IPP Non-CHP | 38-54 Vernon Blvd | Long Island | Queens | New York | 11101 | natural gas | Natural Gas = 1953.5 MW | Natural Gas Fired Combined Cycle; Natural Gas Steam Turbine; | 2095.5 | 1953.5 | [6 empty] | 1953.5 | [5 empty] | EIA-860, EIA-860M and EIA-923 | 202406 | -73.9461 | 40.7592
-8236657.1412 | 4978664.561 | 36896 | 2503 | 59th Street | 4226 | Consolidated Edison Co-NY Inc | Electric Utility | 850 12th Avenue | New York | New York | New York | 10019 | natural gas | Natural Gas = 13.9 MW | Natural Gas Fired Combustion Turbine | 17.1 | 13.9 | [6 empty] | 13.9 | [5 empty] | EIA-860, EIA-860M and EIA-923 | 202406 | -73.9912 | 40.7713
-8232243.3234 | 4978181.7079 | 36897 | 2504 | 74th Street | 4226 | Consolidated Edison Co-NY Inc | Electric Utility | 506 E 75th Street | New York | New York | New York | 10021 | petroleum | Petroleum = 37.8 MW | Petroleum Liquids | 37 | 37.8 | [8 empty] | 37.8 |  |  |  | EIA-860, EIA-860M and EIA-923 | 202406 | -73.9515 | 40.768
-8198444.6109 | 4955966.7265 | 36898 | 2511 | E F Barrett | 56505 | National Grid Generation LLC | Electric Utility | McCarthy Road | Island Park | Nassau | New York | 11558 | natural gas | Natural Gas = 653.6 MW | Natural Gas Fired Combustion Turbine; Natural Gas Steam Turbine; | 669.2 | 653.6 | [6 empty] | 653.6 | [5 empty] | EIA-860, EIA-860M and EIA-923 | 202406 | -73.6479 | 40.6167
-8038411.2657 | 5006694.9474 | 36899 | 2512 | East Hampton | 56505 | National Grid Generation LLC | Electric Utility | Cove Hollow Road | East Hampton | Suffolk | New York | 11937 | petroleum | Petroleum = 25.2 MW | Petroleum Liquids | 27.3 | 25.2 | [8 empty] | 25.2 |  |  |  | EIA-860, EIA-860M and EIA-923 | 202406 | -72.2103 | 40.9617
-8198399.1926 | 4986879.5146 | 36900 | 2514 | Glenwood | 56505 | National Grid Generation LLC | Electric Utility | 200 Shore Road | Glenwood Landing | Nassau | New York | 11547 | petroleum | Petroleum = 104.1 MW | Petroleum Liquids | 110 | 104.1 | [8 empty] | 104.1 |  |  |  | EIA-860, EIA-860M and EIA-923 | 202406 | -73.6475 | 40.8271
-8164430.05 | 5001074.0475 | 36901 | 2516 | Northport | 56505 | National Grid Generation LLC | Electric Utility | Eaton's Neck Road | Northport | Suffolk | New York | 11768 | natural gas | Natural Gas = 1592.2 MW, Petroleum = 11.8 MW | Natural Gas Steam Turbine; Petroleum Liquids; | 1564 | 1604 | [6 empty] | 1592.2 |  | 11.8 |  |  |  | EIA-860, EIA-860M and EIA-923 | 202406 | -73.3423 | 40.9236
-8135062.1872 | 5004924.6644 | 36902 | 2517 | Port Jefferson | 56505 | National Grid Generation LLC | Electric Utility | Beach Street | Port Jefferson | Suffolk | New York | 11776 | natural gas | Natural Gas = 467.7 MW, Petroleum = 12.9 MW | Natural Gas Fired Combustion Turbine; Natural Gas Steam Turbine; Petroleum Liquids | 498 | 480.6 | [6 empty] | 467.7 |  | 12.9 |  |  |  | EIA-860, EIA-860M and EIA-923 | 202406 | -73.0785 | 40.9497
-8111292.025 | 5006677.8473 | 36903 | 2518 | Shoreham | 56505 | National Grid Generation LLC | Electric Utility | 1 LILCO Road | Wading River | Suffolk | New York | 11972 | petroleum | Petroleum = 65.7 MW | Petroleum Liquids | 71.5 | 65.7 | [8 empty] | 65.7 |  |  |  | EIA-860, EIA-860M and EIA-923 | 202406 | -72.865 | 40.9616
-8057524.8223 | 4997602.4153 | 36904 | 2519 | South Hampton | 56505 | National Grid Generation LLC | Electric Utility | David Whites Lane | Southampton | Suffolk | New York | 11968 | petroleum | Petroleum = 8.5 MW | Petroleum Liquids | 11.5 | 8.5 | [8 empty] | 8.5 |  |  |  | EIA-860, EIA-860M and EIA-923 | 202406 | -72.382 | 40.9
-8056870.5976 | 5027974.4606 | 36905 | 2520 | Southold | 56505 | National Grid Generation LLC | Electric Utility | Main Road | Greenport | Suffolk | New York | 11944 | petroleum | Petroleum = 10 MW | Petroleum Liquids | 14 | 10 | [8 empty] | 10 |  |  |  | EIA-860, EIA-860M and EIA-923 | 202406 | -72.3761 | 41.1059
-8165125.7968 | 4967528.9996 | 36906 | 2521 | West Babylon | 56505 | National Grid Generation LLC | Electric Utility | 11 Bahama Street | West Babylon | Suffolk | New York | 11704 | petroleum | Petroleum = 49.7 MW | Petroleum Liquids | 52.4 | 49.7 | [8 empty] | 49.7 |  |  |  | EIA-860, EIA-860M and EIA-923 | 202406 | -73.3486 | 40.6955
-8195552.4192 | 5573632.6021 | 36907 | 2522 | Cadyville | 13511 | New York State Elec & Gas Corp | Electric Utility | 59 Goddeau Rd | Town ofSchuyler Falls | Clinton | New York | 12962 | hydroelectric | Hydroelectric = 5.5 MW | Conventional Hydroelectric | 5.5 | 5.5 |  |  |  |  | 5.5 | [7 empty] | EIA-860, EIA-860M and EIA-923 | 202406 | -73.6219 | 44.695
-8565845.5734 | 5263224.1662 | 36908 | 2527 | Greenidge Generation LLC | 25 | Greenidge Generation Holdings LLC | IPP Non-CHP | 590 Plant Road | Dresden | Yates | New York | 14441 | natural gas | Natural Gas = 104.5 MW | Natural Gas Steam Turbine | 112 | 104.5 | [6 empty] | 104.5 | [5 empty] | EIA-860, EIA-860M and EIA-923 | 202406 | -76.9483 | 42.6789
-8258358.8759 | 5461094.6729 | 36909 | 2528 | Harris Lake | 13511 | New York State Elec & Gas Corp | Electric Utility | 5930 Rt 28 N | Town of Newcomb | Essex | New York | 12847 | petroleum | Petroleum = 4 MW | Petroleum Liquids | 4.2 | 4 | [8 empty] | 4 |  |  |  | EIA-860, EIA-860M and EIA-923 | 202406 | -74.1861 | 43.9719
-8209723.3904 | 5564851.6974 | 36910 | 2530 | High Falls - Saranac NY | 13511 | New York State Elec & Gas Corp | Electric Utility | 202 Soper Rd | Town of Saranac | Clinton | New York | 12981 | hydroelectric | Hydroelectric = 15 MW | Conventional Hydroelectric | 15 | 15 |  |  |  |  | 15 | [7 empty] | EIA-860, EIA-860M and EIA-923 | 202406 | -73.7492 | 44.6389
-8192747.1681 | 5575245.7065 | 36911 | 2532 | Kent Falls | 13511 | New York State Elec & Gas Corp | Electric Utility | 376 Kent Falls Rd | Town of SchuylerFalls | Clinton | New York | 12962 | hydroelectric | Hydroelectric = 13.6 MW | Conventional Hydroelectric | 12.4 | 13.6 |  |  |  |  | 13.6 | [7 empty] | EIA-860, EIA-860M and EIA-923 | 202406 | -73.5967 | 44.7053
-8211343.3116 | 5250406.9107 | 36912 | 2539 | Bethlehem Energy Center | 65417 | Generation Bridge II New York LLC | IPP Non-CHP | Route 144 River Road | Glenmont | Albany | New York | 12077 | natural gas | Natural Gas = 815.5 MW | Natural Gas Fired Combined Cycle | 893.1 | 815.5 | [6 empty] | 815.5 | [5 empty] | EIA-860, EIA-860M and EIA-923 | 202406 | -73.7638 | 42.5942
-8333406.5804 | 5568206.2208 | 36913 | 2540 | Allens Falls | 5914 | Erie Boulevard Hydropower LP | IPP Non-CHP | 121 Covey Road | Parishville | St Lawrence | New York | 13672 | hydroelectric | Hydroelectric = 3.5 MW | Conventional Hydroelectric | 4 | 3.5 |  |  |  |  | 3.5 | [7 empty] | EIA-860, EIA-860M and EIA-923 | 202406 | -74.8603 | 44.6603
-8320168.9119 | 5314881.4931 | 36914 | 2543 | Beardslee | 5914 | Erie Boulevard Hydropower LP | IPP Non-CHP | 00 Saltsman Road | Little Falls | Herkimer | New York | 13365 | hydroelectric | Hydroelectric = 16.6 MW | Conventional Hydroelectric | 20 | 16.6 |  |  |  |  | 16.6 | [7 empty] | EIA-860, EIA-860M and EIA-923 | 202406 | -74.7413 | 43.0191
-8386042.3319 | 5454229.4876 | 36915 | 2544 | Belfort | 5914 | Erie Boulevard Hydropower LP | IPP Non-CHP | 9533 Belfort Road | Croghan | Lewis | New York | 13327 | hydroelectric | Hydroelectric = 1.8 MW | Conventional Hydroelectric | 2 | 1.8 |  |  |  |  | 1.8 | [7 empty] | EIA-860, EIA-860M and EIA-923 | 202406 | -75.3331 | 43.9275
-8455060.4162 | 5393255.3873 | 36916 | 2545 | Bennetts Bridge | 5914 | Erie Boulevard Hydropower LP | IPP Non-CHP | 2628 County Road 22 | Altmar | Oswego | New York | 13302 | hydroelectric | Hydroelectric = 30.3 MW | Conventional Hydroelectric | 36 | 30.3 |  |  |  |  | 30.3 | [7 empty] | EIA-860, EIA-860M and EIA-923 | 202406 | -75.9531 | 43.5317
-8439481.3648 | 5465461.0631 | 36917 | 2546 | Black River | 5914 | Erie Boulevard Hydropower LP | IPP Non-CHP | 27852 NYS 3 | Black River | Jefferson | New York | 13612 | hydroelectric | Hydroelectric = 4.5 MW | Conventional Hydroelectric | 6 | 4.5 |  |  |  |  | 4.5 | [7 empty] | EIA-860, EIA-860M and EIA-923 | 202406 | -75.8132 | 44.0001
-8321515.0985 | 5544157.6798 | 36918 | 2547 | Blake | 5914 | Erie Boulevard Hydropower LP | IPP Non-CHP | 362 Blake Falls Dam Road | Parishville | St Lawrence | New York | 13672 | hydroelectric | Hydroelectric = 14.2 MW | Conventional Hydroelectric | 15 | 14.2 |  |  |  |  | 14.2 | [7 empty] | EIA-860, EIA-860M and EIA-923 | 202406 | -74.7534 | 44.5065
-8355578.7513 | 5498216.4023 | 36919 | 2548 | Browns Falls | 5914 | Erie Boulevard Hydropower LP | IPP Non-CHP | 263 Browns Falls Road | Oswegatchie | St Lawrence | New York | 13639 | hydroelectric | Hydroelectric = 15.8 MW | Conventional Hydroelectric | 16 | 15.8 |  |  |  |  | 15.8 | [7 empty] | EIA-860, EIA-860M and EIA-923 | 202406 | -75.0594 | 44.2114
-8261787.5163 | 5582766.8743 | 36920 | 2550 | Chasm | 5914 | Erie Boulevard Hydropower LP | IPP Non-CHP | 163 County Route 25 | Malone | Franklin | New York | 12953 | hydroelectric | Hydroelectric = 1.6 MW | Conventional Hydroelectric | 3 | 1.6 |  |  |  |  | 1.6 | [7 empty] | EIA-860, EIA-860M and EIA-923 | 202406 | -74.2169 | 44.7533
-8344319.7867 | 5556251.2054 | 36921 | 2551 | Colton | 5914 | Erie Boulevard Hydropower LP | IPP Non-CHP | 6734 County Route 24 | Pierrepont | St Lawrence | New York | 13625 | hydroelectric | Hydroelectric = 29.7 MW | Conventional Hydroelectric | 30 | 29.7 |  |  |  |  | 29.7 | [7 empty] | EIA-860, EIA-860M and EIA-923 | 202406 | -74.9583 | 44.5839
-8424725.8549 | 5471340.1404 | 36922 | 2552 | Deferiet | 5914 | Erie Boulevard Hydropower LP | IPP Non-CHP | Anderson Avenue | Deferiet | Jefferson | New York | 13628 | hydroelectric | Hydroelectric = 10.8 MW | Conventional Hydroelectric | 12 | 10.8 |  |  |  |  | 10.8 | [7 empty] | EIA-860, EIA-860M and EIA-923 | 202406 | -75.6806 | 44.0381
-8371318.2142 | 5451480.8311 | 36923 | 2555 | Eagle | 5914 | Erie Boulevard Hydropower LP | IPP Non-CHP | 9296 Adsit Trail | Croghan | Lewis | New York | 13327 | hydroelectric | Hydroelectric = 5.8 MW | Conventional Hydroelectric | 6 | 5.8 |  |  |  |  | 5.8 | [7 empty] | EIA-860, EIA-860M and EIA-923 | 202406 | -75.2008 | 43.9097
-8403566.2461 | 5564767.9988 | 36924 | 2556 | Eel Weir | 5914 | Erie Boulevard Hydropower LP | IPP Non-CHP | 87 Lee Drive | Oswegatchie | St Lawrence | New York | 13670 | hydroelectric | Hydroelectric = 2 MW | Conventional Hydroelectric | 2.5 | 2 |  |  |  |  | 2 | [7 empty] | EIA-860, EIA-860M and EIA-923 | 202406 | -75.4905 | 44.6384
-8379900.0563 | 5453507.8587 | 36925 | 2557 | Effley | 5914 | Erie Boulevard Hydropower LP | IPP Non-CHP | 8410 Effley Falls Road | Croghan | Lewis | New York | 13327 | hydroelectric | Hydroelectric = 2.9 MW | Conventional Hydroelectric | 3 | 2.9 |  |  |  |  | 2.9 | [7 empty] | EIA-860, EIA-860M and EIA-923 | 202406 | -75.2779 | 43.9228
-8381057.6677 | 5454235.0519 | 36926 | 2559 | Elmer | 5914 | Erie Boulevard Hydropower LP | IPP Non-CHP | 8516 Effley Falls Road | Croghan | Lewis | New York | 13327 | hydroelectric | Hydroelectric = 2 MW | Conventional Hydroelectric | 2 | 2 |  |  |  |  | 2 | [7 empty] | EIA-860, EIA-860M and EIA-923 | 202406 | -75.2883 | 43.9275
-8297443.1492 | 5313372.2856 | 36927 | 2560 | Ephratah | 5914 | Erie Boulevard Hydropower LP | IPP Non-CHP | 4260 State Hwy. 10 | Saint Johnsville | Fulton | New York | 13339 | hydroelectric | Hydroelectric = 3.7 MW | Conventional Hydroelectric | 4 | 3.7 |  |  |  |  | 3.7 | [7 empty] | EIA-860, EIA-860M and EIA-923 | 202406 | -74.5372 | 43.0092
-8347358.8088 | 5589917.772 | 36928 | 2561 | East Norfolk | 5914 | Erie Boulevard Hydropower LP | IPP Non-CHP | 5 Island Street | Norfolk | St Lawrence | New York | 13667 | hydroelectric | Hydroelectric = 4.1 MW | Conventional Hydroelectric | 4 | 4.1 |  |  |  |  | 4.1 | [7 empty] | EIA-860, EIA-860M and EIA-923 | 202406 | -74.9856 | 44.7989
-8332172.2699 | 5547438.8323 | 36929 | 2562 | Five Falls | 5914 | Erie Boulevard Hydropower LP | IPP Non-CHP | 1686 Raquette River Road | Colton | St Lawrence | New York | 13625 | hydroelectric | Hydroelectric = 22.4 MW | Conventional Hydroelectric | 24 | 22.4 |  |  |  |  | 22.4 | [7 empty] | EIA-860, EIA-860M and EIA-923 | 202406 | -74.8492 | 44.5275
-8357221.7157 | 5499815.1143 | 36930 | 2563 | Flat Rock | 5914 | Erie Boulevard Hydropower LP | IPP Non-CHP | 3147 State Highway 3 | Fine | St Lawrence | New York | 13639 | hydroelectric | Hydroelectric = 5.2 MW | Conventional Hydroelectric | 5 | 5.2 |  |  |  |  | 5.2 | [7 empty] | EIA-860, EIA-860M and EIA-923 | 202406 | -75.0742 | 44.2217
-8234581.0327 | 5533351.0612 | 36931 | 2564 | Franklin (NY) | 5914 | Erie Boulevard Hydropower LP | IPP Non-CHP | 1563 County Route 48 | Franklin | Franklin | New York | 12913 | hydroelectric | Hydroelectric = 2 MW | Conventional Hydroelectric | 2 | 2 |  |  |  |  | 2 | [7 empty] | EIA-860, EIA-860M and EIA-923 | 202406 | -73.9725 | 44.4372
-8506922.3858 | 5361435.5344 | 36932 | 2566 | Fulton Hydro | 5914 | Erie Boulevard Hydropower LP | IPP Non-CHP | 28 South 1st Street | Fulton | Oswego | New York | 13069 | hydroelectric | Hydroelectric = 0.2 MW | Conventional Hydroelectric | 1.3 | 0.2 |  |  |  |  | 0.2 | [7 empty] | EIA-860, EIA-860M and EIA-923 | 202406 | -76.419 | 43.3241
-8726401.675 | 5347932.1606 | 36933 | 2568 | Glenwood Hydro | 5914 | Erie Boulevard Hydropower LP | IPP Non-CHP | 400 Erin Road | Medina | Orleans | New York | 14103 | hydroelectric | Hydroelectric = 1.5 MW | Conventional Hydroelectric | 1.5 | 1.5 |  |  |  |  | 1.5 | [7 empty] | EIA-860, EIA-860M and EIA-923 | 202406 | -78.3906 | 43.2358
-8507129.1061 | 5361333.1647 | 36934 | 2569 | Granby | 5914 | Erie Boulevard Hydropower LP | IPP Non-CHP | 16 Foster Street | Fulton | Oswego | New York | 13069 | hydroelectric | Hydroelectric = 10.2 MW | Conventional Hydroelectric | 10 | 10.2 |  |  |  |  | 10.2 | [7 empty] | EIA-860, EIA-860M and EIA-923 | 202406 | -76.4208 | 43.3234
-8345989.5791 | 5561770.2212 | 36935 | 2571 | Hannawa | 5914 | Erie Boulevard Hydropower LP | IPP Non-CHP | 5849 State Route 56 | Pierrepont | St Lawrence | New York | 13647 | hydroelectric | Hydroelectric = 7.2 MW | Conventional Hydroelectric | 7.2 | 7.2 |  |  |  |  | 7.2 | [7 empty] | EIA-860, EIA-860M and EIA-923 | 202406 | -74.9733 | 44.6192
-8421441.93 | 5468800.9226 | 36936 | 2572 | Herrings | 5914 | Erie Boulevard Hydropower LP | IPP Non-CHP | 36152 NYS 3 | Carthage | Jefferson | New York | 13619 | hydroelectric | Hydroelectric = 4.5 MW | Conventional Hydroelectric | 5.4 | 4.5 |  |  |  |  | 4.5 | [7 empty] | EIA-860, EIA-860M and EIA-923 | 202406 | -75.6511 | 44.0217
-8393957.1477 | 5561457.4395 | 36937 | 2573 | Heuvelton | 5914 | Erie Boulevard Hydropower LP | IPP Non-CHP | 85 Union Street | Village of Heuvelton | St Lawrence | New York | 13654 | hydroelectric | Hydroelectric = 0.8 MW | Conventional Hydroelectric | 1 | 0.8 |  |  |  |  | 0.8 | [7 empty] | EIA-860, EIA-860M and EIA-923 | 202406 | -75.4042 | 44.6172
-8515506.8997 | 5379737.8923 | 36938 | 2574 | High Dam | 14240 | Oswego City of | Electric Utility | 571 West First St. | Oswego | Oswego | New York | 13126 | hydroelectric | Hydroelectric = 8.8 MW | Conventional Hydroelectric | 11.9 | 8.8 |  |  |  |  | 8.8 | [7 empty] | EIA-860, EIA-860M and EIA-923 | 202406 | -76.4961 | 43.4436
-8390495.1115 | 5453796.7198 | 36939 | 2575 | High Falls - Croghan NY | 5914 | Erie Boulevard Hydropower LP | IPP Non-CHP | 10116 High Falls Road | Croghan | Lewis | New York | 13327 | hydroelectric | Hydroelectric = 5.4 MW | Conventional Hydroelectric | 6 | 5.4 |  |  |  |  | 5.4 | [7 empty] | EIA-860, EIA-860M and EIA-923 | 202406 | -75.3731 | 43.9247
-8341514.5356 | 5547924.3067 | 36940 | 2576 | Higley | 5914 | Erie Boulevard Hydropower LP | IPP Non-CHP | 100 Pine Road | Colton | St Lawrence | New York | 13625 | hydroelectric | Hydroelectric = 6.3 MW | Conventional Hydroelectric | 6 | 6.3 |  |  |  |  | 6.3 | [7 empty] | EIA-860, EIA-860M and EIA-923 | 202406 | -74.9331 | 44.5306
-8759903.3871 | 5338028.1789 | 36941 | 2578 | Hydraulic Race | 5914 | Erie Boulevard Hydropower LP | IPP Non-CHP | 24 Market Street | Lockport | Niagara | New York | 14094 | hydroelectric | Hydroelectric = 2.8 MW | Conventional Hydroelectric | 3 | 2.8 |  |  |  |  | 2.8 | [7 empty] | EIA-860, EIA-860M and EIA-923 | 202406 | -78.6916 | 43.1709
-8322729.0375 | 5321263.8729 | 36942 | 2579 | Inghams | 5914 | Erie Boulevard Hydropower LP | IPP Non-CHP | 118 Power House Road | Little Falls | Fulton | New York | 13329 | hydroelectric | Hydroelectric = 6.2 MW | Conventional Hydroelectric | 6 | 6.2 |  |  |  |  | 6.2 | [7 empty] | EIA-860, EIA-860M and EIA-923 | 202406 | -74.7643 | 43.061
-8182971.7583 | 5299859.8005 | 36943 | 2580 | Johnsonville Dam | 5914 | Erie Boulevard Hydropower LP | IPP Non-CHP | River Road | Johnsonville | Rensselaer | New York | 12094 | hydroelectric | Hydroelectric = 2.5 MW | Conventional Hydroelectric | 4 | 2.5 |  |  |  |  | 2.5 | [7 empty] | EIA-860, EIA-860M and EIA-923 | 202406 | -73.5089 | 42.9204
-8437650.0478 | 5467252.9638 | 36944 | 2581 | Kamargo | 5914 | Erie Boulevard Hydropower LP | IPP Non-CHP | 100 Washington Street | Black River | Jefferson | New York | 13612 | hydroelectric | Hydroelectric = 3.9 MW | Conventional Hydroelectric | 6 | 3.9 |  |  |  |  | 3.9 | [7 empty] | EIA-860, EIA-860M and EIA-923 | 202406 | -75.7967 | 44.0117
-8456977.1152 | 5392088.9755 | 36945 | 2582 | Lighthouse Hill | 5914 | Erie Boulevard Hydropower LP | IPP Non-CHP | 2365 County Route 22 | Altmar | Oswego | New York | 13302 | hydroelectric | Hydroelectric = 7.6 MW | Conventional Hydroelectric | 8 | 7.6 |  |  |  |  | 7.6 | [7 empty] | EIA-860, EIA-860M and EIA-923 | 202406 | -75.9703 | 43.5241
-8271738.1429 | 5602229.6061 | 36946 | 2583 | Macomb | 5914 | Erie Boulevard Hydropower LP | IPP Non-CHP | 371 Cady Road | Malone | Franklin | New York | 12953 | hydroelectric | Hydroelectric = 0.8 MW | Conventional Hydroelectric | 1 | 0.8 |  |  |  |  | 0.8 | [7 empty] | EIA-860, EIA-860M and EIA-923 | 202406 | -74.3063 | 44.8773
-8513035.607 | 5373101.4354 | 36947 | 2586 | Minetto | 5914 | Erie Boulevard Hydropower LP | IPP Non-CHP | 2796 State Route 48 | Minetto | Oswego | New York | 13126 | hydroelectric | Hydroelectric = 7 MW | Conventional Hydroelectric | 10 | 7 |  |  |  |  | 7 | [7 empty] | EIA-860, EIA-860M and EIA-923 | 202406 | -76.4739 | 43.4003
-8364145.788 | 5445639.7664 | 36948 | 2588 | Moshier | 5914 | Erie Boulevard Hydropower LP | IPP Non-CHP | 8691 Moshier Road | Lowville | Herkimer | New York | 13327 | hydroelectric | Hydroelectric = 8 MW | Conventional Hydroelectric | 8 | 8 |  |  |  |  | 8 | [7 empty] | EIA-860, EIA-860M and EIA-923 | 202406 | -75.1364 | 43.8719
-8505922.2915 | 5391627.9478 | 36949 | 2589 | Nine Mile Point Nuclear Station | 55951 | Constellation Nuclear | IPP Non-CHP | PO Box 63 | Lycoming | Oswego | New York | 13093 | nuclear | Nuclear = 1893 MW | Nuclear | 1901.1 | 1893 | [7 empty] | 1893 |  |  |  |  | EIA-860, EIA-860M and EIA-923 | 202406 | -76.41 | 43.5211
-8348683.5108 | 5590921.8589 | 36950 | 2590 | Norfolk | 5914 | Erie Boulevard Hydropower LP | IPP Non-CHP | 100D Remington Avenue | Norfolk | St Lawrence | New York | 13667 | hydroelectric | Hydroelectric = 5.1 MW | Conventional Hydroelectric | 5 | 5.1 |  |  |  |  | 5.1 | [7 empty] | EIA-860, EIA-860M and EIA-923 | 202406 | -74.9975 | 44.8053
-8349429.3514 | 5581293.4873 | 36951 | 2591 | Norwood | 5914 | Erie Boulevard Hydropower LP | IPP Non-CHP | 12 Maple Street | Norwood | St Lawrence | New York | 13668 | hydroelectric | Hydroelectric = 2.2 MW | Conventional Hydroelectric | 2 | 2.2 |  |  |  |  | 2.2 | [7 empty] | EIA-860, EIA-860M and EIA-923 | 202406 | -75.0042 | 44.7439
-8519492.1374 | 5382038.0035 | 36952 | 2594 | Oswego Harbor Power | 64701 | Oswego Harbor Power | IPP Non-CHP | 261 Washington Blvd. | Oswego | Oswego | New York | 13126 | petroleum | Petroleum = 1615.2 MW | Petroleum Liquids | 1803.6 | 1615.2 | [8 empty] | 1615.2 |  |  |  | EIA-860, EIA-860M and EIA-923 | 202406 | -76.5319 | 43.4586
-8506512.2848 | 5360209.9264 | 36953 | 2595 | Oswego Falls East | 5914 | Erie Boulevard Hydropower LP | IPP Non-CHP | 322 South 1st Street | Fulton | Oswego | New York | 13069 | hydroelectric | Hydroelectric = 4.2 MW | Conventional Hydroelectric | 6 | 4.2 |  |  |  |  | 4.2 | [7 empty] | EIA-860, EIA-860M and EIA-923 | 202406 | -76.4153 | 43.3161
-8506723.7918 | 5360133.4269 | 36954 | 2596 | Oswego Falls West | 5914 | Erie Boulevard Hydropower LP | IPP Non-CHP | 249 Riverside Avenue | Fulton | Oswego | New York | 13069 | hydroelectric | Hydroelectric = 2.6 MW | Conventional Hydroelectric | 3 | 2.6 |  |  |  |  | 2.6 | [7 empty] | EIA-860, EIA-860M and EIA-923 | 202406 | -76.4172 | 43.3156
-8329569.9542 | 5563459.4289 | 36955 | 2597 | Parishville | 5914 | Erie Boulevard Hydropower LP | IPP Non-CHP | 56 River House Drive | Parishville | St Lawrence | New York | 13672 | hydroelectric | Hydroelectric = 2.3 MW | Conventional Hydroelectric | 3 | 2.3 |  |  |  |  | 2.3 | [7 empty] | EIA-860, EIA-860M and EIA-923 | 202406 | -74.8258 | 44.63
-8300673.3068 | 5501635.6534 | 36956 | 2598 | Piercefield | 5914 | Erie Boulevard Hydropower LP | IPP Non-CHP | 15375 State Route 3 | Piercefield | St Lawrence | New York | 12973 | hydroelectric | Hydroelectric = 2.8 MW | Conventional Hydroelectric | 2.7 | 2.8 |  |  |  |  | 2.8 | [7 empty] | EIA-860, EIA-860M and EIA-923 | 202406 | -74.5662 | 44.2334
-8365407.4831 | 5356502.1071 | 36957 | 2599 | Prospect | 5914 | Erie Boulevard Hydropower LP | IPP Non-CHP | 6283 Miitary Road | Prospect | Oneida | New York | 13435 | hydroelectric | Hydroelectric = 18.3 MW | Conventional Hydroelectric | 19 | 18.3 |  |  |  |  | 18.3 | [7 empty] | EIA-860, EIA-860M and EIA-923 | 202406 | -75.1477 | 43.2919
-8329235.9957 | 5545925.7363 | 36958 | 2600 | Rainbow Falls Hydro | 5914 | Erie Boulevard Hydropower LP | IPP Non-CHP | 1362 Raquette River Road | Parishville | St Lawrence | New York | 13672 | hydroelectric | Hydroelectric = 24 MW | Conventional Hydroelectric | 25 | 24 |  |  |  |  | 24 | [7 empty] | EIA-860, EIA-860M and EIA-923 | 202406 | -74.8228 | 44.5178
-8346768.8155 | 5595582.9083 | 36959 | 2601 | Raymondville | 5914 | Erie Boulevard Hydropower LP | IPP Non-CHP | 8707 State Highway 56 | Norfolk | St Lawrence | New York | 13667 | hydroelectric | Hydroelectric = 2.3 MW | Conventional Hydroelectric | 2 | 2.3 |  |  |  |  | 2.3 | [7 empty] | EIA-860, EIA-860M and EIA-923 | 202406 | -74.9803 | 44.835
-8370791.5616 | 5506978.8125 | 36960 | 2604 | South Edwards | 5914 | Erie Boulevard Hydropower LP | IPP Non-CHP | 127 Giles Road | Fine | St Lawrence | New York | 13639 | hydroelectric | Hydroelectric = 3.4 MW | Conventional Hydroelectric | 4 | 3.4 |  |  |  |  | 3.4 | [7 empty] | EIA-860, EIA-860M and EIA-923 | 202406 | -75.1961 | 44.2678
-8205135.135 | 5279300.6677 | 36961 | 2605 | School Street | 5914 | Erie Boulevard Hydropower LP | IPP Non-CHP | 6 School Street | Cohoes | Albany | New York | 12047 | hydroelectric | Hydroelectric = 36.9 MW | Conventional Hydroelectric | 38.8 | 36.9 |  |  |  |  | 36.9 | [7 empty] | EIA-860, EIA-860M and EIA-923 | 202406 | -73.708 | 42.785
-8192992.0709 | 5296641.6229 | 36962 | 2606 | Schaghticoke | 5914 | Erie Boulevard Hydropower LP | IPP Non-CHP | Chesnut Street | Schaghticoke | Rensselaer | New York | 12154 | hydroelectric | Hydroelectric = 15.9 MW | Conventional Hydroelectric | 16 | 15.9 |  |  |  |  | 15.9 | [7 empty] | EIA-860, EIA-860M and EIA-923 | 202406 | -73.5989 | 42.8992
-8191122.6827 | 5326720.926 | 36963 | 2607 | Schuylerville | 5914 | Erie Boulevard Hydropower LP | IPP Non-CHP | 10-1/2 Broad Street | Schuylerville | Saratoga | New York | 12871 | hydroelectric | Hydroelectric = 1.5 MW | Conventional Hydroelectric | 2 | 1.5 |  |  |  |  | 1.5 | [7 empty] | EIA-860, EIA-860M and EIA-923 | 202406 | -73.5821 | 43.0968
-8448503.6982 | 5461960.9165 | 36964 | 2608 | Sewalls | 5914 | Erie Boulevard Hydropower LP | IPP Non-CHP | 462 Pearl Street | Watertown | Jefferson | New York | 13601 | hydroelectric | Hydroelectric = 2.2 MW | Conventional Hydroelectric | 2 | 2.2 |  |  |  |  | 2.2 | [7 empty] | EIA-860, EIA-860M and EIA-923 | 202406 | -75.8942 | 43.9775
-8205292.8747 | 5354642.4059 | 36965 | 2609 | Sherman Island | 5914 | Erie Boulevard Hydropower LP | IPP Non-CHP | 803 Corinth Road | Queensbury | Saratoga | New York | 12804 | hydroelectric | Hydroelectric = 36.9 MW | Conventional Hydroelectric | 36.3 | 36.9 |  |  |  |  | 36.9 | [7 empty] | EIA-860, EIA-860M and EIA-923 | 202406 | -73.7094 | 43.2797
-8376045.8416 | 5453163.0609 | 36966 | 2610 | Soft Maple | 5914 | Erie Boulevard Hydropower LP | IPP Non-CHP | 9646 Adsit Trail | Croghan | Lewis | New York | 13327 | hydroelectric | Hydroelectric = 14.4 MW | Conventional Hydroelectric | 16 | 14.4 |  |  |  |  | 14.4 | [7 empty] | EIA-860, EIA-860M and EIA-923 | 202406 | -75.2433 | 43.9206
-8335948.561 | 5545223.2182 | 36967 | 2611 | South Colton | 5914 | Erie Boulevard Hydropower LP | IPP Non-CHP | 2092 Raquette River Road | Colton | St Lawrence | New York | 13625 | hydroelectric | Hydroelectric = 19.8 MW | Conventional Hydroelectric | 21 | 19.8 |  |  |  |  | 19.8 | [7 empty] | EIA-860, EIA-860M and EIA-923 | 202406 | -74.8831 | 44.5133
-8210435.8352 | 5347641.8491 | 36968 | 2612 | Spier Falls | 5914 | Erie Boulevard Hydropower LP | IPP Non-CHP | 400 Spier Falls Road | Gansevoort | Saratoga | New York | 12801 | hydroelectric | Hydroelectric = 54.5 MW | Conventional Hydroelectric | 56 | 54.5 |  |  |  |  | 54.5 | [7 empty] | EIA-860, EIA-860M and EIA-923 | 202406 | -73.7556 | 43.2339
-8322400.979 | 5536173.3908 | 36969 | 2613 | Stark | 5914 | Erie Boulevard Hydropower LP | IPP Non-CHP | 477 Stark Road | Colton | St Lawrence | New York | 13625 | hydroelectric | Hydroelectric = 23.3 MW | Conventional Hydroelectric | 26 | 23.3 |  |  |  |  | 23.3 | [7 empty] | EIA-860, EIA-860M and EIA-923 | 202406 | -74.7614 | 44.4553
-8224873.9731 | 5357410.4542 | 36970 | 2614 | Stewarts Bridge | 5914 | Erie Boulevard Hydropower LP | IPP Non-CHP | 633 Antone Mountain Road | Corinth | Saratoga | New York | 12846 | hydroelectric | Hydroelectric = 40 MW | Conventional Hydroelectric | 38.5 | 40 |  |  |  |  | 40 | [7 empty] | EIA-860, EIA-860M and EIA-923 | 202406 | -73.8853 | 43.2978
-8346342.7958 | 5565365.0134 | 36971 | 2616 | Sugar Island | 5914 | Erie Boulevard Hydropower LP | IPP Non-CHP | 480 County Road | Potsdam | St Lawrence | New York | 13676 | hydroelectric | Hydroelectric = 4.1 MW | Conventional Hydroelectric | 4 | 4.1 |  |  |  |  | 4.1 | [7 empty] | EIA-860, EIA-860M and EIA-923 | 202406 | -74.9765 | 44.6422
-8384792.9932 | 5454152.5153 | 36972 | 2617 | Taylorville | 5914 | Erie Boulevard Hydropower LP | IPP Non-CHP | 10260 Taylorville Road | Croghan | Lewis | New York | 13327 | hydroelectric | Hydroelectric = 4.4 MW | Conventional Hydroelectric | 4 | 4.4 |  |  |  |  | 4.4 | [7 empty] | EIA-860, EIA-860M and EIA-923 | 202406 | -75.3219 | 43.927
-8366405.5737 | 5354046.0835 | 36973 | 2619 | Trenton Falls | 5914 | Erie Boulevard Hydropower LP | IPP Non-CHP | 8526 Trenton Falls Road | Barneveld | Oneida | New York | 13304 | hydroelectric | Hydroelectric = 25.9 MW | Conventional Hydroelectric | 21.9 | 25.9 |  |  |  |  | 25.9 | [7 empty] | EIA-860, EIA-860M and EIA-923 | 202406 | -75.1567 | 43.2758
-8516564.4348 | 5380504.5327 | 36974 | 2621 | Varick | 5914 | Erie Boulevard Hydropower LP | IPP Non-CHP | 411 West 1st Street | Oswego | Oswego | New York | 13126 | hydroelectric | Hydroelectric = 5.6 MW | Conventional Hydroelectric | 8 | 5.6 |  |  |  |  | 5.6 | [7 empty] | EIA-860, EIA-860M and EIA-923 | 202406 | -76.5056 | 43.4486
-8709570.168 | 5361908.3777 | 36975 | 2623 | Waterport | 5914 | Erie Boulevard Hydropower LP | IPP Non-CHP | 1810 Park Avenue | Waterport | Orleans | New York | 14571 | hydroelectric | Hydroelectric = 3.8 MW | Conventional Hydroelectric | 4 | 3.8 |  |  |  |  | 3.8 | [7 empty] | EIA-860, EIA-860M and EIA-923 | 202406 | -78.2394 | 43.3272
-8348928.4136 | 5584773.5738 | 36976 | 2624 | Yaleville | 5914 | Erie Boulevard Hydropower LP | IPP Non-CHP | 121 Yaleville Road | Norfolk | St Lawrence | New York | 13667 | hydroelectric | Hydroelectric = 0.6 MW | Conventional Hydroelectric | 2 | 0.6 |  |  |  |  | 0.6 | [7 empty] | EIA-860, EIA-860M and EIA-923 | 202406 | -74.9997 | 44.7661
-8234180.2825 | 5042537.5263 | 36977 | 2625 | Bowline Point | 64082 | Bowline, LLC | IPP Non-CHP | 140 Samsondale Ave. | West Haverstraw | Rockland | New York | 10993 | natural gas | Natural Gas = 1159.6 MW | Natural Gas Steam Turbine | 1242 | 1159.6 | [6 empty] | 1159.6 | [5 empty] | EIA-860, EIA-860M and EIA-923 | 202406 | -73.9689 | 41.2044
-8294482.0507 | 5139911.5653 | 36978 | 2627 | Grahamsville | 15296 | New York Power Authority | Electric Utility | 1229 State Rte. 55A | Grahamsville | Sullivan | New York | 12740 | hydroelectric | Hydroelectric = 16.3 MW | Conventional Hydroelectric | 18 | 16.3 |  |  |  |  | 16.3 | [7 empty] | EIA-860, EIA-860M and EIA-923 | 202406 | -74.5106 | 41.8592
-8256043.4305 | 5031077.4421 | 36979 | 2628 | Hillburn | 56142 | Alliance NYGT, LLC | IPP Non-CHP | Six 4th Street | Hillburn | Rockland | New York | 10931 | natural gas | Natural Gas = 33.1 MW | Natural Gas Fired Combustion Turbine | 46.5 | 33.1 | [6 empty] | 33.1 | [5 empty] | EIA-860, EIA-860M and EIA-923 | 202406 | -74.1653 | 41.1269
-8323512.2815 | 5091982.015 | 36980 | 2630 | Mongaup Falls | 57280 | Eagle Creek Renewable Energy, LLC | IPP Non-CHP | 613 Plank Road | Forestburgh | Sullivan | New York | 12777 | hydroelectric | Hydroelectric = 7.6 MW | Conventional Hydroelectric | 7.3 | 7.6 |  |  |  |  | 7.6 | [7 empty] | EIA-860, EIA-860M and EIA-923 | 202406 | -74.7714 | 41.5377
-8322000.2288 | 5080801.5268 | 36981 | 2631 | Rio | 57280 | Eagle Creek Renewable Energy, LLC | IPP Non-CHP | 72 Power House Road | Glen Spey | Sullivan | New York | 12780 | hydroelectric | Hydroelectric = 10.9 MW | Conventional Hydroelectric | 10.8 | 10.9 |  |  |  |  | 10.9 | [7 empty] | EIA-860, EIA-860M and EIA-923 | 202406 | -74.7578 | 41.4625
-8284240.6575 | 5075648.3257 | 36982 | 2632 | Shoemaker | 56142 | Alliance NYGT, LLC | IPP Non-CHP | 71 Dolson Ave. | Middletown | Orange | New York | 10940 | natural gas | Natural Gas = 33 MW | Natural Gas Fired Combustion Turbine | 41.9 | 33 | [6 empty] | 33 | [5 empty] | EIA-860, EIA-860M and EIA-923 | 202406 | -74.4186 | 41.4278
-8324783.2161 | 5097036.5377 | 36983 | 2634 | Swinging Bridge 2 | 57280 | Eagle Creek Renewable Energy, LLC | IPP Non-CHP | 458 County Rte. 43 | Forestburgh | Sullivan | New York | 12777 | hydroelectric | Hydroelectric = 8.6 MW | Conventional Hydroelectric | 8 | 8.6 |  |  |  |  | 8.6 | [7 empty] | EIA-860, EIA-860M and EIA-923 | 202406 | -74.7828 | 41.5717
-8639483.4166 | 5335167.0067 | 36984 | 2638 | Rochester 26 | 16183 | Rochester Gas & Electric Corp | Electric Utility | Court St. | Rochester | Monroe | New York | 14604 | hydroelectric | Hydroelectric = 3 MW | Conventional Hydroelectric | 3 | 3 |  |  |  |  | 3 | [7 empty] | EIA-860, EIA-860M and EIA-923 | 202406 | -77.6098 | 43.1522
-8640062.2779 | 5336525.1452 | 36985 | 2639 | Rochester 2 | 16183 | Rochester Gas & Electric Corp | Electric Utility | Falls St. | Rochester | Monroe | New York | 14614 | hydroelectric | Hydroelectric = 8.5 MW | Conventional Hydroelectric | 8.5 | 8.5 |  |  |  |  | 8.5 | [7 empty] | EIA-860, EIA-860M and EIA-923 | 202406 | -77.615 | 43.1611
-8641487.1674 | 5339455.7358 | 36986 | 2641 | Rochester 5 | 16183 | Rochester Gas & Electric Corp | Electric Utility | Seth Green Dr. | Rochester | Monroe | New York | 14621 | hydroelectric | Hydroelectric = 43.8 MW | Conventional Hydroelectric | 43.6 | 43.8 |  |  |  |  | 43.8 | [7 empty] | EIA-860, EIA-860M and EIA-923 | 202406 | -77.6278 | 43.1803
-8692137.5357 | 5236807.9517 | 36987 | 2646 | Wiscoy 170 | 16183 | Rochester Gas & Electric Corp | Electric Utility | Rt. 19A | Filmore | Allegany | New York | 14735 | hydroelectric | Hydroelectric = 1 MW | Conventional Hydroelectric | 1 | 1 |  |  |  |  | 1 | [7 empty] | EIA-860, EIA-860M and EIA-923 | 202406 | -78.0828 | 42.5042
-8192246.2304 | 4961748.0636 | 36988 | 2678 | Plant No 1 Freeport | 6775 | Village of Freeport - (NY) | Electric Utility | 220 West Sunrise Highway | Freeport | Nassau | New York | 11520 | petroleum | Petroleum = 4.2 MW | Petroleum Liquids | 6 | 4.2 | [8 empty] | 4.2 |  |  |  | EIA-860, EIA-860M and EIA-923 | 202406 | -73.5922 | 40.6561
-8189585.6945 | 4960075.407 | 36989 | 2679 | Plant No 2 Freeport | 6775 | Village of Freeport - (NY) | Electric Utility | 289 Buffalo Ave | Freeport | Nassau | New York | 11520 | natural gas | Natural Gas = 49 MW, Petroleum = 16.8 MW | Natural Gas Fired Combustion Turbine; Petroleum Liquids; | 78.6 | 65.8 | [6 empty] | 49 |  | 16.8 |  |  |  | EIA-860, EIA-860M and EIA-923 | 202406 | -73.5683 | 40.6447
-8056837.2018 | 5027915.3658 | 36990 | 2681 | Greenport | 7630 | Village of Greenport - (NY) | Electric Utility | 400 Moores Lane | Greenport | Suffolk | New York | 11944 | petroleum | Petroleum = 8.5 MW | Petroleum Liquids | 10.1 | 8.5 | [8 empty] | 8.5 |  |  |  | EIA-860, EIA-860M and EIA-923 | 202406 | -72.3758 | 41.1055
-8821824.7425 | 5174965.5936 | 36991 | 2682 | S A Carlson | 9645 | Jamestown Board of Public Util | Electric Utility | 136 Steele Street | Jamestown | Chautauqua | New York | 14702 | natural gas | Natural Gas = 87 MW | Natural Gas Fired Combustion Turbine; Natural Gas Steam Turbine; | 96.3 | 87 | [6 empty] | 87 | [5 empty] | EIA-860, EIA-860M and EIA-923 | 202406 | -79.2478 | 42.0933
-8206766.7447 | 5282428.8397 | 36992 | 2685 | Crescent | 15296 | New York Power Authority | Electric Utility | School Street | Crescent | Albany | New York | 12047 | hydroelectric | Hydroelectric = 11.6 MW | Conventional Hydroelectric | 11.6 | 11.6 |  |  |  |  | 11.6 | [7 empty] | EIA-860, EIA-860M and EIA-923 | 202406 | -73.7226 | 42.8056
-8220130.6496 | 5282711.0637 | 36993 | 2686 | Vischer Ferry | 15296 | New York Power Authority | Electric Utility | 496 River Rd | Rexford | Saratoga | New York | 12148 | hydroelectric | Hydroelectric = 11.6 MW | Conventional Hydroelectric | 11.6 | 11.6 |  |  |  |  | 11.6 | [7 empty] | EIA-860, EIA-860M and EIA-923 | 202406 | -73.8427 | 42.8075
-8287502.3186 | 5227465.8343 | 36994 | 2691 | Blenheim Gilboa | 15296 | New York Power Authority | Electric Utility | 397 Power Plant Access Rd | Gilboa | Schoharie | New York | 12076 | pumped storage | Pumped Storage = 1165.1 MW | Hydroelectric Pumped Storage | 1000 | 1165.1 | [5 empty] | 1165.1 | [6 empty] | EIA-860, EIA-860M and EIA-923 | 202406 | -74.4479 | 42.4423
-8796684.126 | 5333759.1769 | 36995 | 2692 | Lewiston Niagara | 15296 | New York Power Authority | Electric Utility | 5777 Lewiston Road | Lewiston | Niagara | New York | 14092 | pumped storage | Pumped Storage = 240 MW | Hydroelectric Pumped Storage | 240 | 240 | [5 empty] | 240 | [6 empty] | EIA-860, EIA-860M and EIA-923 | 202406 | -79.022 | 43.143
-8798625.7606 | 5333717.5266 | 36996 | 2693 | Robert Moses Niagara | 15296 | New York Power Authority | Electric Utility | 5777 Lewiston Rd | Lewiston | Niagara | New York | 14092 | hydroelectric | Hydroelectric = 2434.9 MW | Conventional Hydroelectric | 2429.1 | 2434.9 |  |  |  |  | 2434.9 | [7 empty] | EIA-860, EIA-860M and EIA-923 | 202406 | -79.0394 | 43.1427
-8326631.1196 | 5622119.7383 | 36997 | 2694 | Robert Moses Power Dam | 15296 | New York Power Authority | Electric Utility | 830 Barnhart Island | Massena | St Lawrence | New York | 13662 | hydroelectric | Hydroelectric = 856 MW | Conventional Hydroelectric | 912 | 856 |  |  |  |  | 856 | [7 empty] | EIA-860, EIA-860M and EIA-923 | 202406 | -74.7994 | 45.0038
-8197629.1957 | 4962075.7324 | 36998 | 2695 | Charles P Keller | 16217 | Village of Rockville Centre - (NY) | Electric Utility | 110 Maple Avenue | Rockville Centre | Nassau | New York | 11571 | natural gas | Natural Gas = 28.8 MW | Natural Gas Internal Combustion Engine | 29.4 | 28.8 | [6 empty] | 28.8 | [5 empty] | EIA-860, EIA-860M and EIA-923 | 202406 | -73.6406 | 40.6583
-8446329.5172 | 5461698.0957 | 36999 | 2700 | Watertown | 20188 | City of Watertown - (NY) | Electric Utility | Marble Street | Watertown | Jefferson | New York | 13601 | hydroelectric | Hydroelectric = 6.3 MW | Conventional Hydroelectric | 8.1 | 6.3 |  |  |  |  | 6.3 | [7 empty] | EIA-860, EIA-860M and EIA-923 | 202406 | -75.8747 | 43.9758
-9188500.0132 | 4228360.8601 | 37000 | 2706 | Asheville | 3046 | Duke Energy Progress - (NC) | Electric Utility | 200 CP&L Drive | Arden | Buncombe | North Carolina | 28704 | natural gas | Natural Gas = 814 MW | Natural Gas Fired Combined Cycle; Natural Gas Fired Combustion Turbine; | 1011.5 | 814 | [6 empty] | 814 | [5 empty] | EIA-860, EIA-860M and EIA-923 | 202406 | -82.5417 | 35.4731
-8891922.6258 | 4161611.9123 | 37001 | 2707 | Blewett | 3046 | Duke Energy Progress - (NC) | Electric Utility | 2593 Power Plant Road | Lilesville | Anson | North Carolina | 28091 | petroleum | Hydroelectric = 27 MW, Petroleum = 52 MW | Conventional Hydroelectric; Petroleum Liquids; | 94.6 | 79 |  |  |  |  | 27 |  |  |  | 52 |  |  |  | EIA-860, EIA-860M and EIA-923 | 202406 | -79.8775 | 34.9833
-9207298.6469 | 4259766.3693 | 37002 | 2710 | Marshall Dam | 3046 | Duke Energy Progress - (NC) | Electric Utility | 7602 Bear Creek Road | Marshall | Madison | North Carolina | 28753 | hydroelectric | Hydroelectric = 4 MW | Conventional Hydroelectric | 5 | 4 |  |  |  |  | 4 | [7 empty] | EIA-860, EIA-860M and EIA-923 | 202406 | -82.7106 | 35.7025
-8802377.2274 | 4367328.115 | 37003 | 2712 | Roxboro | 3046 | Duke Energy Progress - (NC) | Electric Utility | 1700 Dunnaway Road | Semora | Person | North Carolina | 27573 | coal | Coal = 2439 MW | Conventional Steam Coal | 2558.2 | 2439 |  |  | 2439 | [9 empty] | EIA-860, EIA-860M and EIA-923 | 202406 | -79.0731 | 36.4833
-8912776.1061 | 4192012.0335 | 37004 | 2714 | Tillery | 3046 | Duke Energy Progress - (NC) | Electric Utility | 179 Tillery Dam Road | Mount Gilead | Montgomery | North Carolina | 27559 | hydroelectric | Hydroelectric = 85 MW | Conventional Hydroelectric | 84 | 85 |  |  |  |  | 85 | [7 empty] | EIA-860, EIA-860M and EIA-923 | 202406 | -80.0648 | 35.2067
-9245117.1062 | 4258679.7647 | 37005 | 2715 | Walters | 3046 | Duke Energy Progress - (NC) | Electric Utility | 1251 Waterville Road | Waterville | Haywood | North Carolina | 37821 | hydroelectric | Hydroelectric = 112 MW | Conventional Hydroelectric | 108 | 112 |  |  |  |  | 112 | [7 empty] | EIA-860, EIA-860M and EIA-923 | 202406 | -83.0503 | 35.6946
-8791514.6715 | 4107969.5214 | 37006 | 2716 | W H Weatherspoon | 3046 | Duke Energy Progress - (NC) | Electric Utility | 491 Power Plant Road | Lumberton | Robeson | North Carolina | 28358 | petroleum | Petroleum = 124 MW | Petroleum Liquids | 163 | 124 | [8 empty] | 124 |  |  |  | EIA-860, EIA-860M and EIA-923 | 202406 | -78.9755 | 34.5875
-9018236.852 | 4189690.5922 | 37007 | 2718 | G G Allen | 5416 | Duke Energy Carolinas, LLC | Electric Utility | 253 Plant Allen Rd | Belmont | Gaston | North Carolina | 28012 | coal | Coal = 379 MW | Conventional Steam Coal | 435.2 | 379 |  |  | 379 | [9 empty] | EIA-860, EIA-860M and EIA-923 | 202406 | -81.0122 | 35.1897
-9110075.4319 | 4265288.5168 | 37008 | 2719 | Bridgewater | 5416 | Duke Energy Carolinas, LLC | Electric Utility | 5790 Power House Rd | Morganton | Burke | North Carolina | 28655 | hydroelectric | Hydroelectric = 31.5 MW | Conventional Hydroelectric | 27.7 | 31.5 |  |  |  |  | 31.5 | [7 empty] | EIA-860, EIA-860M and EIA-923 | 202406 | -81.8372 | 35.7428
-8947493.3156 | 4261243.2666 | 37009 | 2720 | Buck | 5416 | Duke Energy Carolinas, LLC | Electric Utility | 1555 Dukeville Rd | Salisbury | Rowan | North Carolina | 28145 | natural gas | Natural Gas = 668 MW | Natural Gas Fired Combined Cycle | 697.9 | 668 | [6 empty] | 668 | [5 empty] | EIA-860, EIA-860M and EIA-923 | 202406 | -80.3767 | 35.7133
-9101414.7756 | 4193818.602 | 37010 | 2721 | James E. Rogers Energy Complex | 5416 | Duke Energy Carolinas, LLC | Electric Utility | Duke Power Rd #1002 | Cliffside | Cleveland | North Carolina | 28024 | natural gas | Natural Gas = 1388 MW | Natural Gas Steam Turbine | 1530.5 | 1388 | [6 empty] | 1388 | [5 empty] | EIA-860, EIA-860M and EIA-923 | 202406 | -81.7594 | 35.22
-9012292.3912 | 4223099.517 | 37011 | 2722 | Cowans Ford | 5416 | Duke Energy Carolinas, LLC | Electric Utility | 257 Duke Lane | Stanley | Lincoln | North Carolina | 28164 | hydroelectric | Hydroelectric = 324 MW | Conventional Hydroelectric | 350 | 324 |  |  |  |  | 324 | [7 empty] | EIA-860, EIA-860M and EIA-923 | 202406 | -80.9588 | 35.4346
-8874478.8616 | 4367729.633 | 37012 | 2723 | Dan River | 5416 | Duke Energy Carolinas, LLC | Electric Utility | 900 S Edgewood Rd | Eden | Rockingham | North Carolina | 27288 | natural gas | Natural Gas = 662 MW | Natural Gas Fired Combined Cycle | 697.9 | 662 | [6 empty] | 662 | [5 empty] | EIA-860, EIA-860M and EIA-923 | 202406 | -79.7208 | 36.4862
-9026830.7167 | 4267304.8452 | 37013 | 2726 | Lookout Shoals | 5416 | Duke Energy Carolinas, LLC | Electric Utility | 678 Lookout Dam Rd | Statesville | Iredell | North Carolina | 28625 | hydroelectric | Hydroelectric = 27 MW | Conventional Hydroelectric | 25.8 | 27 |  |  |  |  | 27 | [7 empty] | EIA-860, EIA-860M and EIA-923 | 202406 | -81.0894 | 35.7575
-9013071.6277 | 4245378.3973 | 37014 | 2727 | Marshall (NC) | 5416 | Duke Energy Carolinas, LLC | Electric Utility | 8320 East Hwy 150 | Terrell | Catawba | North Carolina | 28682 | natural gas | Coal = 1030 MW, Natural Gas = 1028 MW | Conventional Steam Coal; Natural Gas Steam Turbine; | 2119 | 2058 |  |  | 1030 |  |  |  | 1028 | [5 empty] | EIA-860, EIA-860M and EIA-923 | 202406 | -80.9658 | 35.5975
-9015398.205 | 4209349.9104 | 37015 | 2728 | Mountain Island | 5416 | Duke Energy Carolinas, LLC | Electric Utility | 439 Mountain Island Rd | Mount Holly | Gaston | North Carolina | 28120 | hydroelectric | Hydroelectric = 68 MW | Conventional Hydroelectric | 60 | 68 |  |  |  |  | 68 | [7 empty] | EIA-860, EIA-860M and EIA-923 | 202406 | -80.9867 | 35.3339
-9038274.3604 | 4276074.034 | 37016 | 2729 | Oxford Dam | 5416 | Duke Energy Carolinas, LLC | Electric Utility | 6874 Hwy 16 North | Conover | Catawba | North Carolina | 28613 | hydroelectric | Hydroelectric = 40 MW | Conventional Hydroelectric | 36 | 40 |  |  |  |  | 40 | [7 empty] | EIA-860, EIA-860M and EIA-923 | 202406 | -81.1922 | 35.8214
-9065611.4217 | 4269600.6209 | 37017 | 2730 | Rhodhiss | 5416 | Duke Energy Carolinas, LLC | Electric Utility | 109 Powerhouse Rd | Rhodhiss | Caldwell | North Carolina | 28667 | hydroelectric | Hydroelectric = 33.4 MW | Conventional Hydroelectric | 25.5 | 33.4 |  |  |  |  | 33.4 | [7 empty] | EIA-860, EIA-860M and EIA-923 | 202406 | -81.4378 | 35.7742
-9148944.7472 | 4209468.2176 | 37018 | 2735 | Turner Shoals | 13763 | Northbrook Carolina Hydro LLC | IPP Non-CHP | North Hwy. 9 | Mill Springs | Polk | North Carolina | 28756 | hydroelectric | Hydroelectric = 5.4 MW | Conventional Hydroelectric | 5.4 | 5.4 |  |  |  |  | 5.4 | [7 empty] | EIA-860, EIA-860M and EIA-923 | 202406 | -82.1864 | 35.3348
-9171542.8265 | 4197226.5288 | 37019 | 2736 | Tuxedo | 63011 | Northbrook Tuxedo, LLC | IPP Non-CHP | 804 Pot Shoals Road | Flat Rock | Henderson | North Carolina | 28731 | hydroelectric | Hydroelectric = 6.4 MW | Conventional Hydroelectric | 5 | 6.4 |  |  |  |  | 6.4 | [7 empty] | EIA-860, EIA-860M and EIA-923 | 202406 | -82.3894 | 35.245
-9247533.5184 | 4196909.0782 | 37020 | 2741 | Bear Creek Dam | 5416 | Duke Energy Carolinas, LLC | Electric Utility | 4016 Canada Road | Tuckasegee | Jackson | North Carolina | 28783 | hydroelectric | Hydroelectric = 9.5 MW | Conventional Hydroelectric | 9 | 9.5 |  |  |  |  | 9.5 | [7 empty] | EIA-860, EIA-860M and EIA-923 | 202406 | -83.072 | 35.2427
-9250460.4418 | 4198329.8396 | 37021 | 2743 | Cedar Cliff | 5416 | Duke Energy Carolinas, LLC | Electric Utility | 1478 Canada Road | Tuckasegee | Jackson | North Carolina | 28783 | hydroelectric | Hydroelectric = 6.4 MW | Conventional Hydroelectric | 6.4 | 6.4 |  |  |  |  | 6.4 | [7 empty] | EIA-860, EIA-860M and EIA-923 | 202406 | -83.0983 | 35.2531
-9280795.003 | 4193736.8442 | 37022 | 2745 | Franklin (NC) | 63010 | Northbrook Carolina Hydro II, LLC | IPP Non-CHP | 564 Clyde Downs Road | Franklin | Macon | North Carolina | 28734 | hydroelectric | Hydroelectric = 1 MW | Conventional Hydroelectric | 1 | 1 |  |  |  |  | 1 | [7 empty] | EIA-860, EIA-860M and EIA-923 | 202406 | -83.3708 | 35.2194
-9342577.3204 | 4172677.0954 | 37023 | 2746 | Mission | 63010 | Northbrook Carolina Hydro II, LLC | IPP Non-CHP | 1765 Mission Dam Road | Murphy | Clay | North Carolina | 28906 | hydroelectric | Hydroelectric = 1.8 MW | Conventional Hydroelectric | 1.8 | 1.8 |  |  |  |  | 1.8 | [7 empty] | EIA-860, EIA-860M and EIA-923 | 202406 | -83.9258 | 35.0647
-9314791.9755 | 4200838.3937 | 37024 | 2747 | Nantahala | 5416 | Duke Energy Carolinas, LLC | Electric Utility | 27656 Wayah Road | Topton | Macon | North Carolina | 28781 | hydroelectric | Hydroelectric = 45 MW | Conventional Hydroelectric | 43.2 | 45 |  |  |  |  | 45 | [7 empty] | EIA-860, EIA-860M and EIA-923 | 202406 | -83.6762 | 35.2715
-9239829.4304 | 4192987.4266 | 37025 | 2749 | Tennessee Creek | 5416 | Duke Energy Carolinas, LLC | Electric Utility | 41 Mountain Farm Lane | Tuckasegee | Jackson | North Carolina | 28783 | hydroelectric | Hydroelectric = 11.5 MW | Conventional Hydroelectric | 10.8 | 11.5 |  |  |  |  | 11.5 | [7 empty] | EIA-860, EIA-860M and EIA-923 | 202406 | -83.0028 | 35.2139
-9253476.9773 | 4195724.8182 | 37026 | 2750 | Thorpe | 5416 | Duke Energy Carolinas, LLC | Electric Utility | Hwy 107 | Tuckasegee | Jackson | North Carolina | 28783 | hydroelectric | Hydroelectric = 19.7 MW | Conventional Hydroelectric | 21.6 | 19.7 |  |  |  |  | 19.7 | [7 empty] | EIA-860, EIA-860M and EIA-923 | 202406 | -83.1254 | 35.234
-9253778.9871 | 4197499.8245 | 37027 | 2751 | Tuckasegee | 5416 | Duke Energy Carolinas, LLC | Electric Utility | Hwy 107 | Tuckasegee | Jackson | North Carolina | 28783 | hydroelectric | Hydroelectric = 2.5 MW | Conventional Hydroelectric | 3 | 2.5 |  |  |  |  | 2.5 | [7 empty] | EIA-860, EIA-860M and EIA-923 | 202406 | -83.1281 | 35.247
-8661941.3446 | 4369522.3864 | 37028 | 2756 | Gaston | 19876 | Virginia Electric & Power Co | Electric Utility | 2369 Jack Brown Road | Roanoke Rapids | Halifax | North Carolina | 27870 | hydroelectric | Hydroelectric = 220 MW | Conventional Hydroelectric | 177.6 | 220 |  |  |  |  | 220 | [7 empty] | EIA-860, EIA-860M and EIA-923 | 202406 | -77.8115 | 36.4991
-8646429.7528 | 4366718.9441 | 37029 | 2758 | Roanoke Rapids | 19876 | Virginia Electric & Power Co | Electric Utility | 100 Oakwood Avenue | Roanoke Rapids | Halifax | North Carolina | 27870 | hydroelectric | Hydroelectric = 95 MW | Conventional Hydroelectric | 100 | 95 |  |  |  |  | 95 | [7 empty] | EIA-860, EIA-860M and EIA-923 | 202406 | -77.6722 | 36.4789
-9148681.588 | 4221912.3048 | 37030 | 2773 | Lake Lure | 10604 | Lake Lure Town of | IPP Non-CHP | hwy 6474a | Lake Lure | Rutherford | North Carolina | 28746 | hydroelectric | Hydroelectric = 3.6 MW | Conventional Hydroelectric | 3.6 | 3.6 |  |  |  |  | 3.6 | [7 empty] | EIA-860, EIA-860M and EIA-923 | 202406 | -82.184 | 35.4259
-9327620.211 | 4166481.2746 | 37031 | 2778 | Chatuge | 18642 | Tennessee Valley Authority | Electric Utility | 1056 Chatuge Dam Rd | Hayesville | Clay | North Carolina | 28904 | hydroelectric | Hydroelectric = 13.9 MW | Conventional Hydroelectric | 13.2 | 13.9 |  |  |  |  | 13.9 | [7 empty] | EIA-860, EIA-860M and EIA-923 | 202406 | -83.7914 | 35.0191
-9329129.9259 | 4225299.4088 | 37032 | 2779 | Fontana Dam | 18642 | Tennessee Valley Authority | Electric Utility | Hwy 28 | Fontana Dam | Swain | North Carolina | 28733 | hydroelectric | Hydroelectric = 304.2 MW | Conventional Hydroelectric | 254.7 | 304.2 |  |  |  |  | 304.2 | [7 empty] | EIA-860, EIA-860M and EIA-923 | 202406 | -83.805 | 35.4507
-9370600.1098 | 4184401.9056 | 37033 | 2780 | Hiwassee Dam | 18642 | Tennessee Valley Authority | Electric Utility | 600 Powerhouse Road | Murphy | Cherokee | North Carolina | 28906 | pumped storage | Pumped Storage = 86 MW,Hydroelectric = 87.7 MW | Hydroelectric Pumped Storage; Conventional Hydroelectric; | 165.6 | 173.7 |  |  |  |  | 87.7 | 86 | [6 empty] | EIA-860, EIA-860M and EIA-923 | 202406 | -84.1775 | 35.1509
-8408486.7903 | 4200255.1041 | 37034 | 2783 | Buxton | 13683 | North Carolina El Member Corp | Electric Utility | Lightplant Road | Buxton | Dare | North Carolina | 27920 | petroleum | Petroleum = 15 MW | Petroleum Liquids | 15 | 15 | [8 empty] | 15 |  |  |  | EIA-860, EIA-860M and EIA-923 | 202406 | -75.5347 | 35.2672
-11230310.9814 | 5920375.7609 | 37035 | 2790 | R M Heskett | 12199 | Montana-Dakota Utilities Co | Electric Utility | 2025 38th St | Mandan | Morton | North Dakota | 58554 | natural gas | Natural Gas = 88 MW | Natural Gas Fired Combustion Turbine | 88 | 88 | [6 empty] | 88 | [5 empty] | EIA-860, EIA-860M and EIA-923 | 202406 | -100.8836 | 46.8669
-10983023.9721 | 5926689.7698 | 37036 | 2801 | Jamestown | 14232 | Otter Tail Power Co | Electric Utility | 2620 3rd Street SE | Jamestown | Stutsman | North Dakota | 58401 | petroleum | Petroleum = 40.6 MW | Petroleum Liquids | 48.2 | 40.6 | [8 empty] | 40.6 |  |  |  | EIA-860, EIA-860M and EIA-923 | 202406 | -98.6622 | 46.9057
-10842888.8745 | 6178696.6875 | 37037 | 2811 | Grafton | 7444 | City of Grafton - (ND) | Electric Utility | 700 NP Avenue | Grafton | Walsh | North Dakota | 58237 | petroleum | Petroleum = 4 MW | Petroleum Liquids | 4 | 4 | [8 empty] | 4 |  |  |  | EIA-860, EIA-860M and EIA-923 | 202406 | -97.4033 | 48.43
-11289076.5406 | 6023165.9115 | 37038 | 2815 | Garrison | 19635 | USACE-Omaha | Electric Utility | 597 Garrison Dam Rd | Riverside | Mercer | North Dakota | 58565 | hydroelectric | Hydroelectric = 510 MW | Conventional Hydroelectric | 583.4 | 510 |  |  |  |  | 510 | [7 empty] | EIA-860, EIA-860M and EIA-923 | 202406 | -101.4115 | 47.4945
-11279025.8377 | 5988023.7418 | 37039 | 2817 | Leland Olds | 1307 | Basin Electric Power Coop | Electric Utility | Hwy 200 | Stanton | Mercer | North Dakota | 58571 | coal | Coal = 660 MW | Conventional Steam Coal | 656 | 660 |  |  | 660 | [9 empty] | EIA-860, EIA-860M and EIA-923 | 202406 | -101.3212 | 47.2808
-11266989.9744 | 5952829.7535 | 37040 | 2823 | Milton R Young | 12658 | Minnkota Power Coop, Inc | Electric Utility | 3401 24th Street S.W. | Center | Oliver | North Dakota | 58530 | coal | Coal = 684 MW | Conventional Steam Coal | 734 | 684 |  |  | 684 | [9 empty] | EIA-860, EIA-860M and EIA-923 | 202406 | -101.2131 | 47.0659
-8977761.0852 | 4902659.2634 | 37041 | 2828 | Cardinal | 61412 | Cardinal Operating Company | IPP Non-CHP | State Route 7 | Brillant | Jefferson | Ohio | 43913 | coal | Coal = 1790 MW | Conventional Steam Coal | 1880.4 | 1790 |  |  | 1790 | [9 empty] | EIA-860, EIA-860M and EIA-923 | 202406 | -80.6486 | 40.2522
-9384021.5668 | 4720482.7385 | 37042 | 2830 | Walter C Beckjord | 3542 | Duke Energy Ohio Inc | Electric Utility | 757 US Rt 52 | New Richmond | Clermont | Ohio | 45200 | batteries | Battery = 4 MW | Batteries | 4 | 4 | 4 | [11 empty] | EIA-860, EIA-860M and EIA-923 | 202406 | -84.2981 | 38.9917
-9392893.7303 | 4788499.4061 | 37043 | 2831 | Dicks Creek | 59917 | Luminant Dick's Creek | IPP Non-CHP | 632 Todhunter Rd | Monroe | Butler | Ohio | 45050 | natural gas | Natural Gas = 136.2 MW | Natural Gas Fired Combustion Turbine | 159.1 | 136.2 | [6 empty] | 136.2 | [5 empty] | EIA-860, EIA-860M and EIA-923 | 202406 | -84.3778 | 39.465
-9440293.5694 | 4737842.1085 | 37044 | 2832 | Miami Fort | 59919 | Luminant Miami Fort | IPP Non-CHP | 11021 Brower Rd. | North Bend | Hamilton | Ohio | 45052 | coal | Coal = 1020 MW, Petroleum = 56 MW | Conventional Steam Coal; Petroleum Liquids; | 1180.8 | 1076 |  |  | 1020 | [5 empty] | 56 |  |  |  | EIA-860, EIA-860M and EIA-923 | 202406 | -84.8036 | 39.1128
-9374334.99 | 4826385.6493 | 37045 | 2847 | Tait Electric Generating Station | 61919 | Kimura Power LLC | IPP Non-CHP | 2102 Arbor Blvd | Moraine | Montgomery | Ohio | 45439 | natural gas | Natural Gas = 597.1 MW, Petroleum = 10 MW | Natural Gas Fired Combustion Turbine; Petroleum Liquids; | 680.6 | 607.1 | [6 empty] | 597.1 |  | 10 |  |  |  | EIA-860, EIA-860M and EIA-923 | 202406 | -84.2111 | 39.7272
-9383353.6499 | 4809255.9493 | 37046 | 2848 | O H Hutchings | 61919 | Kimura Power LLC | IPP Non-CHP | 9200 Chautauqua Rd | Miamisburg | Montgomery | Ohio | 45342 | natural gas | Natural Gas = 25.2 MW | Natural Gas Fired Combustion Turbine | 32.6 | 25.2 | [6 empty] | 25.2 | [5 empty] | EIA-860, EIA-860M and EIA-923 | 202406 | -84.2921 | 39.6088
-9370195.6861 | 4832097.4516 | 37047 | 2851 | Monument | 61919 | Kimura Power LLC | IPP Non-CHP | 1131 East Monument | Dayton | Montgomery | Ohio | 45402 | petroleum | Petroleum = 12.5 MW | Petroleum Liquids | 13.5 | 12.5 | [8 empty] | 12.5 |  |  |  | EIA-860, EIA-860M and EIA-923 | 202406 | -84.1739 | 39.7667
-9372095.9098 | 4906593.8219 | 37048 | 2852 | Sidney (OH) | 61919 | Kimura Power LLC | IPP Non-CHP | 2385 Campbell Road | Sidney | Shelby | Ohio | 45365 | petroleum | Petroleum = 13.5 MW | Petroleum Liquids | 13.5 | 13.5 | [8 empty] | 13.5 |  |  |  | EIA-860, EIA-860M and EIA-923 | 202406 | -84.191 | 40.2792
-9373624.3264 | 4808417.926 | 37049 | 2854 | Yankee Street | 61919 | Kimura Power LLC | IPP Non-CHP | 9975 Yankee Street | Centerville | Montgomery | Ohio | 45458 | natural gas | Natural Gas = 126.7 MW, Solar = 1.1 MW | Natural Gas Fired Combustion Turbine; Solar Photovoltaic; | 126.6 | 127.8 | [6 empty] | 126.7 |  |  | 1.1 |  |  | EIA-860, EIA-860M and EIA-923 | 202406 | -84.2047 | 39.603
-8988791.7335 | 5036994.7723 | 37050 | 2861 | Niles Power Plant | 63030 | Niles Power, LLC | IPP Non-CHP | 1047 Belmont Avenue | Niles | Trumbull | Ohio | 44446 | petroleum | Petroleum = 26.1 MW | Petroleum Liquids | 27 | 26.1 | [8 empty] | 26.1 |  |  |  | EIA-860, EIA-860M and EIA-923 | 202406 | -80.7477 | 41.1669
-9157636.0165 | 5075892.4094 | 37051 | 2869 | West Lorain | 63239 | Vermillion Power LLC | IPP Non-CHP | 7101 West Erie Ave. | Lorain | Lorain | Ohio | 44053 | natural gas | Natural Gas = 399.6 MW, Petroleum = 100.9 MW | Natural Gas Fired Combustion Turbine; Petroleum Liquids; | 555.6 | 500.5 | [6 empty] | 399.6 |  | 100.9 |  |  |  | EIA-860, EIA-860M and EIA-923 | 202406 | -82.2644 | 41.4294
-9142547.3274 | 4709417.5136 | 37052 | 2876 | Kyger Creek | 14015 | Ohio Valley Electric Corp | Electric Utility | 5758 State Route 7 North | Cheshire | Gallia | Ohio | 45620 | coal | Coal = 962.8 MW | Conventional Steam Coal | 1086.5 | 962.8 |  |  | 962.8 | [9 empty] | EIA-860, EIA-860M and EIA-923 | 202406 | -82.1289 | 38.9144
-9288253.4089 | 5114908.8918 | 37053 | 2878 | FirstEnergy Bay Shore | 62031 | Walleye Power, LLC | IPP CHP | 4701 Bay Shore Road | Oregon | Lucas | Ohio | 43616 | petroleum | Petroleum = 153.7 MW | Petroleum Coke; Petroleum Liquids; | 187 | 153.7 | [8 empty] | 153.7 |  |  |  | EIA-860, EIA-860M and EIA-923 | 202406 | -83.4378 | 41.6917
-9388087.1773 | 5057463.8005 | 37054 | 2880 | Richland | 57359 | Richland-Stryker Generation LLC | IPP Non-CHP | 801 Carpenter Road | Defiance | Defiance | Ohio | 43512 | natural gas | Natural Gas = 358 MW, Petroleum = 11 MW | Natural Gas Fired Combustion Turbine; Petroleum Liquids; | 450 | 369 | [6 empty] | 358 |  | 11 |  |  |  | EIA-860, EIA-860M and EIA-923 | 202406 | -84.3346 | 41.3052
-9398515.3645 | 5086581.7377 | 37055 | 2881 | Stryker | 57359 | Richland-Stryker Generation LLC | IPP Non-CHP | W. Lynn St. | Stryker | Williams | Ohio | 43557 | petroleum | Petroleum = 17 MW | Petroleum Liquids | 19 | 17 | [8 empty] | 17 |  |  |  | EIA-860, EIA-860M and EIA-923 | 202406 | -84.4283 | 41.5014
-9411300.1854 | 5082186.381 | 37056 | 2903 | Bryan (OH) | 2439 | City of Bryan - (OH) | Electric Utility | 841 East Edgerton | Bryan | Williams | Ohio | 43506 | natural gas | Natural Gas = 29 MW, Petroleum = 2.5 MW | Natural Gas Fired Combustion Turbine; Petroleum Liquids; | 39.3 | 31.5 | [6 empty] | 29 |  | 2.5 |  |  |  | EIA-860, EIA-860M and EIA-923 | 202406 | -84.5431 | 41.4718
-9082330.1621 | 5094829.6733 | 37057 | 2906 | Collinwood | 3762 | City of Cleveland - (OH) | Electric Utility | 13611 Aspinwall Avenue | Cleveland | Cuyahoga | Ohio | 44110 | petroleum | Petroleum = 16 MW | Petroleum Liquids | 16 | 16 | [8 empty] | 16 |  |  |  | EIA-860, EIA-860M and EIA-923 | 202406 | -81.588 | 41.5569
-9096416.5304 | 5082509.9682 | 37058 | 2909 | West 41st Street | 3762 | City of Cleveland - (OH) | Electric Utility | 2490 West 41st Street | Cleveland | Cuyahoga | Ohio | 44113 | natural gas | Natural Gas = 32 MW | Natural Gas Fired Combustion Turbine | 32 | 32 | [6 empty] | 32 | [5 empty] | EIA-860, EIA-860M and EIA-923 | 202406 | -81.7145 | 41.474
-9068992.9739 | 4941807.1736 | 37059 | 2914 | Dover | 5336 | City of Dover - (OH) | Electric Utility | 303 East Broadway | Dover | Tuscarawas | Ohio | 44622 | coal | Coal = 23.2 MW, Natural Gas = 15.3 MW, Petroleum = 2.4 MW | Conventional Steam Coal; Natural Gas Fired Combustion Turbine; Petroleum Liquids | 49.6 | 40.9 |  |  | 23.2 |  |  |  | 15.3 |  | 2.4 |  |  |  | EIA-860, EIA-860M and EIA-923 | 202406 | -81.4681 | 40.5201
-9412541.6204 | 4780543.062 | 37060 | 2917 | Hamilton (OH) | 7977 | City of Hamilton - (OH) | Electric Utility | 960 N. 3rd Street | Hamilton | Butler | Ohio | 45011 | natural gas | Natural Gas = 12 MW | Natural Gas Fired Combustion Turbine | 16.3 | 12 | [6 empty] | 12 | [5 empty] | EIA-860, EIA-860M and EIA-923 | 202406 | -84.5543 | 39.4098
-9152621.7413 | 5054263.024 | 37061 | 2933 | Oberlin (OH) | 13949 | City of Oberlin - (OH) | Electric Utility | 289 South Professor Street | Oberlin | Lorain | Ohio | 44074 | natural gas | Natural Gas = 17.4 MW, Petroleum = 1 MW | Natural Gas Internal Combustion Engine; Petroleum Liquids; | 18.5 | 18.4 | [6 empty] | 17.4 |  | 1 |  |  |  | EIA-860, EIA-860M and EIA-923 | 202406 | -82.2194 | 41.2836
-9102123.2128 | 4990383.6791 | 37062 | 2935 | Orrville | 14194 | City of Orrville - (OH) | Electric Utility | 1100 Perry St. | Orrville | Wayne | Ohio | 44667 | coal | Coal = 55.5 MW, Natural Gas = 23 MW | Conventional Steam Coal; Natural Gas Steam Turbine; | 84.5 | 78.5 |  |  | 55.5 |  |  |  | 23 | [5 empty] | EIA-860, EIA-860M and EIA-923 | 202406 | -81.7658 | 40.851
-9045153.9049 | 5120098.1077 | 37063 | 2936 | Painesville | 14381 | City of Painesville | Electric Utility | 325 Richmond Street | Painesville | Lake | Ohio | 44077 | coal | Coal = 47 MW, Petroleum = 1.8 MW | Conventional Steam Coal; Petroleum Liquids; | 55.5 | 48.8 |  |  | 47 | [5 empty] | 1.8 |  |  |  | EIA-860, EIA-860M and EIA-923 | 202406 | -81.254 | 41.7265
-9377248.6664 | 4885411.8122 | 37064 | 2937 | Piqua Power Plant | 15095 | City of Piqua - (OH) | Electric Utility | 919 S. Main Street | Piqua | Miami | Ohio | 45356 | petroleum | Petroleum = 36.5 MW | Petroleum Liquids | 36.3 | 36.5 | [8 empty] | 36.5 |  |  |  | EIA-860, EIA-860M and EIA-923 | 202406 | -84.2373 | 40.1338
-9394129.3766 | 4945576.3489 | 37065 | 2942 | St Marys | 17891 | City of St Marys - (OH) | Electric Utility | 335 North Chestnut | St. Marys | Auglaize | Ohio | 45885 | petroleum | Natural Gas = 10.4 MW, Petroleum = 12 MW | Natural Gas Fired Combustion Turbine; Petroleum Liquids; | 25 | 22.4 | [6 empty] | 10.4 |  | 12 |  |  |  | EIA-860, EIA-860M and EIA-923 | 202406 | -84.3889 | 40.5458
-9029736.4894 | 4830690.1546 | 37066 | 2945 | Anadarko | 20977 | City of Woodsfield - (OH) | Electric Utility | 203 Roy St | Woodsfield | Monroe | Ohio | 43793 | petroleum | Petroleum = 7.8 MW | Petroleum Liquids | 7.8 | 7.8 | [8 empty] | 7.8 |  |  |  | EIA-860, EIA-860M and EIA-923 | 202406 | -81.1155 | 39.757
-10817993.6062 | 4233222.6663 | 37067 | 2951 | Horseshoe Lake | 14063 | Oklahoma Gas & Electric Co | Electric Utility | 19801 NE 36th Street | Harrah | Oklahoma | Oklahoma | 73045 | natural gas | Natural Gas = 844 MW | Natural Gas Fired Combustion Turbine; Natural Gas Steam Turbine; | 947 | 844 | [6 empty] | 844 | [5 empty] | EIA-860, EIA-860M and EIA-923 | 202406 | -97.1797 | 35.5087
-10607335.9415 | 4267832.9927 | 37068 | 2952 | Muskogee | 14063 | Oklahoma Gas & Electric Co | Electric Utility | 5501 Three Forks Road | Fort Gibson | Muskogee | Oklahoma | 74434 | natural gas | Coal = 521 MW, Natural Gas = 977 MW | Conventional Steam Coal; Natural Gas Steam Turbine; | 1716 | 1498 |  |  | 521 |  |  |  | 977 | [5 empty] | EIA-860, EIA-860M and EIA-923 | 202406 | -95.2873 | 35.7614
-10873129.0368 | 4227920.724 | 37069 | 2953 | Mustang | 14063 | Oklahoma Gas & Electric Co | Electric Utility | 701 N. Mustang Plant Rd. | Oklahoma City | Canadian | Oklahoma | 73127 | natural gas | Natural Gas = 400 MW, Solar = 2.5 MW | Natural Gas Fired Combustion Turbine; Solar Photovoltaic; | 464.5 | 402.5 | [6 empty] | 400 |  |  | 2.5 |  |  | EIA-860, EIA-860M and EIA-923 | 202406 | -97.675 | 35.4699
-10767466.8026 | 4159322.7672 | 37070 | 2956 | Seminole | 14063 | Oklahoma Gas & Electric Co | Electric Utility | Route 2, Box 18-A | Konowa | Seminole | Oklahoma | 74849 | natural gas | Natural Gas = 1521.5 MW | Natural Gas Steam Turbine | 1701 | 1521.5 | [6 empty] | 1521.5 | [5 empty] | EIA-860, EIA-860M and EIA-923 | 202406 | -96.7258 | 34.9665
-10653364.3245 | 4360186.3751 | 37071 | 2963 | Northeastern | 15474 | Public Service Co of Oklahoma | Electric Utility | Highway 169 & 88 | Oologah | Rogers | Oklahoma | 74053 | natural gas | Coal = 460 MW, Natural Gas = 878 MW, Petroleum = 4 MW | Conventional Steam Coal; Natural Gas Fired Combined Cycle; Natural Gas Steam Turbine; Petroleum Liquids; | 1477.5 | 1342 |  |  | 460 |  |  |  | 878 |  | 4 |  |  |  | EIA-860, EIA-860M and EIA-923 | 202406 | -95.7008 | 36.4317
-10948539.0863 | 4177601.5191 | 37072 | 2964 | Southwestern | 15474 | Public Service Co of Oklahoma | Electric Utility | 32034 County Street 2605 | Anadarko | Caddo | Oklahoma | 73005 | natural gas | Natural Gas = 581 MW, Petroleum = 2 MW | Natural Gas Fired Combustion Turbine; Natural Gas Steam Turbine; Petroleum Liquids | 658 | 583 | [6 empty] | 581 |  | 2 |  |  |  | EIA-860, EIA-860M and EIA-923 | 202406 | -98.3524 | 35.1009
-10685666.3464 | 4316662.3533 | 37073 | 2965 | Tulsa | 15474 | Public Service Co of Oklahoma | Electric Utility | 3600 S. Elwood | Tulsa | Tulsa | Oklahoma | 74102 | natural gas | Natural Gas = 322 MW, Petroleum = 8.3 MW | Natural Gas Steam Turbine; Petroleum Liquids; | 348.2 | 330.3 | [6 empty] | 322 |  | 8.3 |  |  |  | EIA-860, EIA-860M and EIA-923 | 202406 | -95.991 | 36.1165
-10701721.5113 | 4207903.5808 | 37074 | 2966 | Weleetka | 15474 | Public Service Co of Oklahoma | Electric Utility | South of City | Weleetka | Okfuskee | Oklahoma | 74880 | natural gas | Natural Gas = 108 MW, Petroleum = 4 MW | Natural Gas Fired Combustion Turbine; Petroleum Liquids; | 110 | 112 | [6 empty] | 108 |  | 4 |  |  |  | EIA-860, EIA-860M and EIA-923 | 202406 | -96.1352 | 35.3233
-10773019.7527 | 4298227.0102 | 37075 | 2975 | Cushing | 4667 | City of Cushing - (OK) | Electric Utility | 300 North Seay | Cushing | Payne | Oklahoma | 74023 | natural gas | Natural Gas = 21.2 MW | Natural Gas Internal Combustion Engine | 24.6 | 21.2 | [6 empty] | 21.2 | [5 empty] | EIA-860, EIA-860M and EIA-923 | 202406 | -96.7757 | 35.9826
-10595634.0366 | 4332549.9493 | 37076 | 2980 | Markham | 7490 | Grand River Dam Authority | Electric Utility | 4221 E 545 RD | Locust Grove | Mayes | Oklahoma | 74352 | hydroelectric | Hydroelectric = 124.9 MW | Conventional Hydroelectric | 128.4 | 124.9 |  |  |  |  | 124.9 | [7 empty] | EIA-860, EIA-860M and EIA-923 | 202406 | -95.1822 | 36.2317
-10579959.0278 | 4365140.7984 | 37077 | 2981 | Pensacola | 7490 | Grand River Dam Authority | Electric Utility | Junction 82 & 28 | Langley | Mayes | Oklahoma | 74350 | hydroelectric | Hydroelectric = 113.8 MW | Conventional Hydroelectric | 130.1 | 113.8 |  |  |  |  | 113.8 | [7 empty] | EIA-860, EIA-860M and EIA-923 | 202406 | -95.0414 | 36.4675
-10586879.6492 | 4337103.0067 | 37078 | 2982 | Salina | 7490 | Grand River Dam Authority | Electric Utility | 620 S. 4437 RD | Salina | Mayes | Oklahoma | 74365 | pumped storage | Pumped Storage = 258 MW | Hydroelectric Pumped Storage | 259.2 | 258 | [5 empty] | 258 | [6 empty] | EIA-860, EIA-860M and EIA-923 | 202406 | -95.1036 | 36.2647
-10714690.232 | 4321391.1081 | 37079 | 2984 | Keystone Dam | 27470 | USCE-Tulsa District | Electric Utility | 23115 West Wekiwa Rd | Sand Springs | Tulsa | Oklahoma | 74063 | hydroelectric | Hydroelectric = 80 MW | Conventional Hydroelectric | 70 | 80 |  |  |  |  | 80 | [7 empty] | EIA-860, EIA-860M and EIA-923 | 202406 | -96.2517 | 36.1508
-10550360.3997 | 4210792.3355 | 37080 | 2985 | Robert S Kerr | 27470 | USCE-Tulsa District | Electric Utility | 29759 Powerhouse Rd | Keota | Sequoyah | Oklahoma | 74955 | hydroelectric | Hydroelectric = 105.6 MW | Conventional Hydroelectric | 110 | 105.6 |  |  |  |  | 105.6 | [7 empty] | EIA-860, EIA-860M and EIA-923 | 202406 | -94.7755 | 35.3445
-10901261.6986 | 4281031.2658 | 37081 | 2986 | Kingfisher | 10320 | City of Kingfisher - (OK) | Electric Utility | 301 North Main | Kingfisher | Kingfisher | Oklahoma | 73750 | petroleum | Petroleum = 8.7 MW | Petroleum Liquids | 9.1 | 8.7 | [8 empty] | 8.7 |  |  |  | EIA-860, EIA-860M and EIA-923 | 202406 | -97.9277 | 35.8575
-10594364.9944 | 4239301.5845 | 37082 | 2987 | Webbers Falls | 27470 | USCE-Tulsa District | Electric Utility | 14300 S Powerhouse Rd. | Webbers Falls | Muskogee | Oklahoma | 74470 | hydroelectric | Hydroelectric = 75 MW | Conventional Hydroelectric | 75 | 75 |  |  |  |  | 75 | [7 empty] | EIA-860, EIA-860M and EIA-923 | 202406 | -95.1708 | 35.5531
-11076534.2368 | 4148074.0784 | 37083 | 2991 | Mangum | 11566 | City of Mangum - (OK) | Electric Utility | 100 North Lewis Tittle | Mangum | Greer | Oklahoma | 73554 | natural gas | Natural Gas = 5.4 MW | Natural Gas Internal Combustion Engine | 6.7 | 5.4 | [6 empty] | 5.4 | [5 empty] | EIA-860, EIA-860M and EIA-923 | 202406 | -99.5022 | 34.8836
-10725344.3978 | 4393128.5187 | 37084 | 2995 | Pawhuska | 14582 | City of Pawhuska - (OK) | Electric Utility | 701 West 10th | Pawhuska | Osage | Oklahoma | 74056 | petroleum | Petroleum = 6.8 MW | Petroleum Liquids | 9 | 6.8 | [8 empty] | 6.8 |  |  |  | EIA-860, EIA-860M and EIA-923 | 202406 | -96.3474 | 36.6694
-10600610.0178 | 4282652.1246 | 37085 | 3003 | Fort Gibson | 27470 | USCE-Tulsa District | Electric Utility | 21391 State Hwy 251 A | Fort Gibson | Cherokee | Oklahoma | 74434 | hydroelectric | Hydroelectric = 51.2 MW | Conventional Hydroelectric | 44.8 | 51.2 |  |  |  |  | 51.2 | [7 empty] | EIA-860, EIA-860M and EIA-923 | 202406 | -95.2269 | 35.8693
-10581040.0513 | 4245036.1449 | 37086 | 3004 | Tenkiller Ferry | 27470 | USCE-Tulsa District | Electric Utility | 447273 E 984 Road | Gore | Sequoyah | Oklahoma | 74435 | hydroelectric | Hydroelectric = 42 MW | Conventional Hydroelectric | 39 | 42 |  |  |  |  | 42 | [7 empty] | EIA-860, EIA-860M and EIA-923 | 202406 | -95.0511 | 35.595
-10934913.5806 | 4175397.5013 | 37087 | 3006 | Anadarko Plant | 20447 | Western Farmers Elec Coop, Inc | Electric Utility | 701 NE 7TH STREET | Anadarko | Caddo | Oklahoma | 73005 | natural gas | Natural Gas = 485 MW | Natural Gas Fired Combined Cycle; Natural Gas Fired Combustion Turbine; Natural Gas Steam Turbine | 534.9 | 485 | [6 empty] | 485 | [5 empty] | EIA-860, EIA-860M and EIA-923 | 202406 | -98.23 | 35.0847
-11045724.3413 | 4360954.2994 | 37088 | 3008 | Mooreland | 20447 | Western Farmers Elec Coop, Inc | Electric Utility | Junction Hwy. 50 & 412 | Mooreland | Woodward | Oklahoma | 73852 | natural gas | Natural Gas = 322 MW | Natural Gas Steam Turbine | 305 | 322 | [6 empty] | 322 | [5 empty] | EIA-860, EIA-860M and EIA-923 | 202406 | -99.2254 | 36.4372
-12991073.6312 | 5660000.6241 | 37089 | 3013 | Hells Canyon | 9191 | Idaho Power Co | Electric Utility | 22 Miles N of OR Highway 86 | Oxbow | Wallowa | Oregon | 97840 | hydroelectric | Hydroelectric = 441.3 MW | Conventional Hydroelectric | 411.1 | 441.3 |  |  |  |  | 441.3 | [7 empty] | EIA-860, EIA-860M and EIA-923 | 202406 | -116.7008 | 45.2439
-13006017.3823 | 5617058.3611 | 37090 | 3014 | Oxbow (OR) | 9191 | Idaho Power Co | Electric Utility | OR Highway 86 at the Snake R. | Oxbow | Baker | Oregon | 97840 | hydroelectric | Hydroelectric = 208.6 MW | Conventional Hydroelectric | 190 | 208.6 |  |  |  |  | 208.6 | [7 empty] | EIA-860, EIA-860M and EIA-923 | 202406 | -116.835 | 44.9716
-13618595.4044 | 5350292.2703 | 37091 | 3020 | Clearwater 1 | 14354 | PacifiCorp | Electric Utility | Nfd 300 Road | Idleyld Park | Douglas | Oregon | 97447 | hydroelectric | Hydroelectric = 17.9 MW | Conventional Hydroelectric | 15 | 17.9 |  |  |  |  | 17.9 | [7 empty] | EIA-860, EIA-860M and EIA-923 | 202406 | -122.3379 | 43.2512
-13626597.3833 | 5352684.4709 | 37092 | 3021 | Clearwater 2 | 14354 | PacifiCorp | Electric Utility | Nfd 075 Road | Idleyld Park | Douglas | Oregon | 97447 | hydroelectric | Hydroelectric = 31 MW | Conventional Hydroelectric | 26 | 31 |  |  |  |  | 31 | [7 empty] | EIA-860, EIA-860M and EIA-923 | 202406 | -122.4098 | 43.2669
-13665253.6331 | 5238374.6799 | 37093 | 3024 | Eagle Point | 14354 | PacifiCorp | Electric Utility | 2405 Borphy Road | Eagle Point | Jackson | Oregon | 97524 | hydroelectric | Hydroelectric = 2.8 MW | Conventional Hydroelectric | 2.8 | 2.8 |  |  |  |  | 2.8 | [7 empty] | EIA-860, EIA-860M and EIA-923 | 202406 | -122.7571 | 42.5146
-13558212.5956 | 5194720.167 | 37094 | 3025 | East Side | 14354 | PacifiCorp | Electric Utility | Conger Avenue | Klamath Falls | Klamath | Oregon | 97601 | hydroelectric | Hydroelectric = 3 MW | Conventional Hydroelectric | 3.2 | 3 |  |  |  |  | 3 | [7 empty] | EIA-860, EIA-860M and EIA-923 | 202406 | -121.7955 | 42.2248
-13630957.8791 | 5353804.6602 | 37095 | 3026 | Fish Creek | 14354 | PacifiCorp | Electric Utility | Highway 138 | Idleyld Park | Douglas | Oregon | 97447 | hydroelectric | Hydroelectric = 10.4 MW | Conventional Hydroelectric | 11 | 10.4 |  |  |  |  | 10.4 | [7 empty] | EIA-860, EIA-860M and EIA-923 | 202406 | -122.449 | 43.2742
-13608740.9578 | 5366285.9982 | 37096 | 3029 | Lemolo 1 | 14354 | PacifiCorp | Electric Utility | Lemolo Plant Road | Idleyld Park | Douglas | Oregon | 97447 | hydroelectric | Hydroelectric = 32 MW | Conventional Hydroelectric | 32 | 32 |  |  |  |  | 32 | [7 empty] | EIA-860, EIA-860M and EIA-923 | 202406 | -122.2494 | 43.3558
-13638320.9955 | 5271073.6352 | 37097 | 3032 | Prospect 1 | 14354 | PacifiCorp | Electric Utility | 111 Mill Creek Drive | Prospect | Jackson | Oregon | 97536 | hydroelectric | Hydroelectric = 4.6 MW | Conventional Hydroelectric | 3.8 | 4.6 |  |  |  |  | 4.6 | [7 empty] | EIA-860, EIA-860M and EIA-923 | 202406 | -122.5151 | 42.7307
-13638193.2007 | 5271152.4403 | 37098 | 3033 | Prospect 2 | 14354 | PacifiCorp | Electric Utility | 111 Mill Creek Drive | Prospect | Jackson | Oregon | 97536 | hydroelectric | Hydroelectric = 36 MW | Conventional Hydroelectric | 32 | 36 |  |  |  |  | 36 | [7 empty] | EIA-860, EIA-860M and EIA-923 | 202406 | -122.514 | 42.7312
-13627560.6309 | 5271056.8134 | 37099 | 3034 | Prospect 3 | 14354 | PacifiCorp | Electric Utility | Roque River National Forrest | Prospect | Jackson | Oregon | 97536 | hydroelectric | Hydroelectric = 7.7 MW | Conventional Hydroelectric | 7.2 | 7.7 |  |  |  |  | 7.7 | [7 empty] | EIA-860, EIA-860M and EIA-923 | 202406 | -122.4185 | 42.7306
-13638316.2088 | 5271430.6883 | 37100 | 3035 | Prospect 4 | 14354 | PacifiCorp | Electric Utility | 111 Mill Creek Drive | Prospect | Jackson | Oregon | 97536 | hydroelectric | Hydroelectric = 0.9 MW | Conventional Hydroelectric | 1 | 0.9 |  |  |  |  | 0.9 | [7 empty] | EIA-860, EIA-860M and EIA-923 | 202406 | -122.5151 | 42.7331
-13633609.732 | 5356813.9543 | 37101 | 3036 | Slide Creek | 14354 | PacifiCorp | Electric Utility | Nfd 010 Road | Idleyld Park | Douglas | Oregon | 97447 | hydroelectric | Hydroelectric = 18 MW | Conventional Hydroelectric | 18 | 18 |  |  |  |  | 18 | [7 empty] | EIA-860, EIA-860M and EIA-923 | 202406 | -122.4728 | 43.2939
-13636793.4695 | 5358680.0557 | 37102 | 3037 | Soda Springs | 14354 | PacifiCorp | Electric Utility | Nfd 011 | Idleyld Park | Douglas | Oregon | 97447 | hydroelectric | Hydroelectric = 11.6 MW | Conventional Hydroelectric | 11 | 11.6 |  |  |  |  | 11.6 | [7 empty] | EIA-860, EIA-860M and EIA-923 | 202406 | -122.5014 | 43.3061
-13630793.1263 | 5353576.5447 | 37103 | 3040 | Toketee Falls | 14354 | PacifiCorp | Electric Utility | Toketee Falls & Hwy 138 | Idleyld Park | Douglas | Oregon | 97447 | hydroelectric | Hydroelectric = 45 MW | Conventional Hydroelectric | 42.6 | 45 |  |  |  |  | 45 | [7 empty] | EIA-860, EIA-860M and EIA-923 | 202406 | -122.4475 | 43.2727
-13048061.6407 | 5663606.4351 | 37104 | 3041 | Wallowa Falls | 14354 | PacifiCorp | Electric Utility | Wallowa Lake Hwy | Joseph | Wallowa | Oregon | 97846 | hydroelectric | Hydroelectric = 1.1 MW | Conventional Hydroelectric | 1.1 | 1.1 |  |  |  |  | 1.1 | [7 empty] | EIA-860, EIA-860M and EIA-923 | 202406 | -117.2127 | 45.2667
-13616610.1326 | 5663818.8565 | 37105 | 3045 | Faraday | 15248 | Portland General Electric Co | Electric Utility | 33831 Faraday Rd | Estacada | Clackamas | Oregon | 97023 | hydroelectric | Hydroelectric = 41.9 MW | Conventional Hydroelectric | 37.2 | 41.9 |  |  |  |  | 41.9 | [7 empty] | EIA-860, EIA-860M and EIA-923 | 202406 | -122.3201 | 45.268
-13612141.7682 | 5659903.7069 | 37106 | 3047 | North Fork | 15248 | Portland General Electric Co | Electric Utility | 33831 Faraday Rd | Estacada | Clackamas | Oregon | 97023 | hydroelectric | Hydroelectric = 58 MW | Conventional Hydroelectric | 40.8 | 58 |  |  |  |  | 58 | [7 empty] | EIA-860, EIA-860M and EIA-923 | 202406 | -122.2799 | 45.2433
-13495415.3784 | 5573534.5722 | 37107 | 3048 | Pelton | 15248 | Portland General Electric Co | Electric Utility | 4133 NW Pelton Dam Rd | Madras | Jefferson | Oregon | 97741 | hydroelectric | Hydroelectric = 110 MW | Conventional Hydroelectric | 109.8 | 110 |  |  |  |  | 110 | [7 empty] | EIA-860, EIA-860M and EIA-923 | 202406 | -121.2314 | 44.6944
-13619942.2589 | 5668873.2173 | 37108 | 3049 | River Mill | 15248 | Portland General Electric Co | Electric Utility | Kilowatt Rd | Estacada | Clackamas | Oregon | 97023 | hydroelectric | Hydroelectric = 24.7 MW | Conventional Hydroelectric | 18.8 | 24.7 |  |  |  |  | 24.7 | [7 empty] | EIA-860, EIA-860M and EIA-923 | 202406 | -122.35 | 45.3
-13500531.0656 | 5559680.5744 | 37109 | 3050 | Round Butte | 15248 | Portland General Electric Co | Electric Utility | 726 SW Lower Bend Rd | Madras | Jefferson | Oregon | 97741 | hydroelectric | Hydroelectric = 353 MW | Conventional Hydroelectric | 372.5 | 353 |  |  |  |  | 353 | [7 empty] | EIA-860, EIA-860M and EIA-923 | 202406 | -121.2773 | 44.6058
-13649879.5209 | 5677425.4076 | 37110 | 3053 | Sullivan | 15248 | Portland General Electric Co | Electric Utility | 4303 Willamette Falls Dr | West Linn | Clackamas | Oregon | 97068 | hydroelectric | Hydroelectric = 18.3 MW | Conventional Hydroelectric | 15.4 | 18.3 |  |  |  |  | 18.3 | [7 empty] | EIA-860, EIA-860M and EIA-923 | 202406 | -122.619 | 45.354
-13585581.1604 | 5509804.9672 | 37111 | 3067 | Carmen Smith | 6013 | Eugene Water & Electric Board | Electric Utility | 59727 McKenzie Highway | McKenzie Bridge | Linn | Oregon | 97413 | hydroelectric | Hydroelectric = 103.8 MW | Conventional Hydroelectric | 114.3 | 103.8 |  |  |  |  | 103.8 | [7 empty] | EIA-860, EIA-860M and EIA-923 | 202406 | -122.0414 | 44.286
-13673934.7723 | 5476224.8463 | 37112 | 3071 | Walterville | 6013 | Eugene Water & Electric Board | Electric Utility | 38655 Camp Creek Rd | Springfield | Lane | Oregon | 97477 | hydroelectric | Hydroelectric = 7.5 MW | Conventional Hydroelectric | 8 | 7.5 |  |  |  |  | 7.5 | [7 empty] | EIA-860, EIA-860M and EIA-923 | 202406 | -122.835 | 44.0696
-13612503.5566 | 5582469.0427 | 37113 | 3074 | Big Cliff | 19400 | USACE Northwestern Division | Electric Utility | Route 22 | Gates | Marion | Oregon | 97346 | hydroelectric | Hydroelectric = 21 MW | Conventional Hydroelectric | 18 | 21 |  |  |  |  | 21 | [7 empty] | EIA-860, EIA-860M and EIA-923 | 202406 | -122.2832 | 44.7514
-13574411.0287 | 5723498.2773 | 37114 | 3075 | Bonneville | 19400 | USACE Northwestern Division | Electric Utility | ATTN: Project Office | Cascade Locks | Multnomah | Oregon | 97014 | hydroelectric | Hydroelectric = 1153.9 MW | Conventional Hydroelectric | 1162 | 1153.9 |  |  |  |  | 1153.9 | [7 empty] | EIA-860, EIA-860M and EIA-923 | 202406 | -121.941 | 45.6441
-13608128.7006 | 5485690.6375 | 37115 | 3076 | Cougar | 19400 | USACE Northwestern Division | Electric Utility | P.O. BOX 429 | Lowell | Lane | Oregon | 97452 | hydroelectric | Hydroelectric = 26 MW | Conventional Hydroelectric | 26 | 26 |  |  |  |  | 26 | [7 empty] | EIA-860, EIA-860M and EIA-923 | 202406 | -122.2439 | 44.1307
-13608930.2009 | 5577924.4069 | 37116 | 3077 | Detroit | 19400 | USACE Northwestern Division | Electric Utility | 40990 Hwy 22 | Mill City | Marion | Oregon | 97360 | hydroelectric | Hydroelectric = 100 MW | Conventional Hydroelectric | 100 | 100 |  |  |  |  | 100 | [7 empty] | EIA-860, EIA-860M and EIA-923 | 202406 | -122.2511 | 44.7224
-13670645.7266 | 5453719.442 | 37117 | 3078 | Dexter | 19400 | USACE Northwestern Division | Electric Utility | 39149 Pengra Road | Lowell | Lane | Oregon | 97452 | hydroelectric | Hydroelectric = 15 MW | Conventional Hydroelectric | 15 | 15 |  |  |  |  | 15 | [7 empty] | EIA-860, EIA-860M and EIA-923 | 202406 | -122.8055 | 43.9242
-13642136.805 | 5535253.3088 | 37118 | 3080 | Green Peter | 19400 | USACE Northwestern Division | Electric Utility | Route 20 | Foster | Linn | Oregon | 97345 | hydroelectric | Hydroelectric = 80 MW | Conventional Hydroelectric | 80 | 80 |  |  |  |  | 80 | [7 empty] | EIA-860, EIA-860M and EIA-923 | 202406 | -122.5494 | 44.4494
-13628155.077 | 5420780.9481 | 37119 | 3081 | Hills Creek | 19400 | USACE Northwestern Division | Electric Utility | Rigdon Road | Oakridge | Lane | Oregon | 97463 | hydroelectric | Hydroelectric = 30 MW | Conventional Hydroelectric | 30 | 30 |  |  |  |  | 30 | [7 empty] | EIA-860, EIA-860M and EIA-923 | 202406 | -122.4238 | 43.7107
-13435603.5274 | 5735024.3903 | 37120 | 3082 | John Day | 19400 | USACE Northwestern Division | Electric Utility | HWY 84 exit | Rufus | Sherman | Oregon | 97050 | hydroelectric | Hydroelectric = 2052 MW | Conventional Hydroelectric | 2160 | 2052 |  |  |  |  | 2052 | [7 empty] | EIA-860, EIA-860M and EIA-923 | 202406 | -120.6941 | 45.7164
-13664812.5853 | 5452344.0056 | 37121 | 3083 | Lookout Point | 19400 | USACE Northwestern Division | Electric Utility | 40386 West Boundary Road | Lowell | Lane | Oregon | 97452 | hydroelectric | Hydroelectric = 120 MW | Conventional Hydroelectric | 120 | 120 |  |  |  |  | 120 | [7 empty] | EIA-860, EIA-860M and EIA-923 | 202406 | -122.7531 | 43.9153
-13280281.6682 | 5770771.4015 | 37122 | 3084 | McNary | 19400 | USACE Northwestern Division | Electric Utility | 82790 Devore Road | Umatilla | Umatilla | Oregon | 97782 | hydroelectric | Hydroelectric = 966.5 MW | Conventional Hydroelectric | 990.5 | 966.5 |  |  |  |  | 966.5 | [7 empty] | EIA-860, EIA-860M and EIA-923 | 202406 | -119.2988 | 45.9402
-8910430.7157 | 4933724.8917 | 37123 | 3096 | Brunot Island | 63032 | Brunot Island Power, LLC | IPP Non-CHP | 2849 West Carson Street | Pittsburg | Allegheny | Pennsylvania | 15204 | natural gas | Natural Gas = 243.5 MW, Petroleum = 18.1 MW | Natural Gas Fired Combined Cycle; Petroleum Liquids; | 365.4 | 261.6 | [6 empty] | 243.5 |  | 18.1 |  |  |  | EIA-860, EIA-860M and EIA-923 | 202406 | -80.0438 | 40.4649
-8570315.4962 | 4852688.3127 | 37124 | 3109 | Hamilton (PA) | 63035 | Hamilton Power, LLC | IPP Non-CHP | 100 Mummerts Church Road | Abbottstown | Adams | Pennsylvania | 17301 | petroleum | Petroleum = 20.4 MW | Petroleum Liquids | 19.6 | 20.4 | [8 empty] | 20.4 |  |  |  | EIA-860, EIA-860M and EIA-923 | 202406 | -76.9885 | 39.9087
-8589946.2432 | 4846517.8355 | 37125 | 3110 | Hunterstown | 63036 | Hunterstown Power, LLC | IPP Non-CHP | 1890 Granite Station Road | Gettysburg | Adams | Pennsylvania | 17325 | natural gas | Natural Gas = 64 MW | Natural Gas Fired Combustion Turbine | 60 | 64 | [6 empty] | 64 | [5 empty] | EIA-860, EIA-860M and EIA-923 | 202406 | -77.1648 | 39.8662
-8590703.2157 | 4883806.2317 | 37126 | 3111 | Mountain | 63037 | Mountain Power, LLC | IPP Non-CHP | 218A Zion Road | Mount Holly Springs | Cumberland | Pennsylvania | 17065 | petroleum | Petroleum = 40.1 MW | Petroleum Liquids | 54 | 40.1 | [8 empty] | 40.1 |  |  |  | EIA-860, EIA-860M and EIA-923 | 202406 | -77.1716 | 40.1228
-8610651.6685 | 4843327.6104 | 37127 | 3112 | Orrtanna | 63038 | Orrtanna Power, LLC | IPP Non-CHP | 1745 Knoxlyn-Ortanna Road | Orrtanna | Adams | Pennsylvania | 17353 | petroleum | Petroleum = 20.2 MW | Petroleum Liquids | 27 | 20.2 | [8 empty] | 20.2 |  |  |  | EIA-860, EIA-860M and EIA-923 | 202406 | -77.3508 | 39.8442
-8357800.3544 | 4999105.9303 | 37128 | 3113 | Portland (PA) | 63039 | Portland Power, LLC | IPP Non-CHP | 5027 River Road | Mt. Bethel | Northampton | Pennsylvania | 18351 | petroleum | Petroleum = 177.5 MW | Petroleum Liquids | 194 | 177.5 | [8 empty] | 177.5 |  |  |  | EIA-860, EIA-860M and EIA-923 | 202406 | -75.0794 | 40.9102
-8355445.2793 | 5021371.9592 | 37129 | 3114 | Shawnee (PA) | 63040 | Shawnee Power, LLC | IPP Non-CHP | Route 209 | East Stroudsburg | Monroe | Pennsylvania | 18324 | petroleum | Petroleum = 20.6 MW | Petroleum Liquids | 20 | 20.6 | [8 empty] | 20.6 |  |  |  | EIA-860, EIA-860M and EIA-923 | 202406 | -75.0582 | 41.0612
-8450051.0391 | 4910451.1247 | 37130 | 3115 | Titus | 63041 | Titus Power, LLC | IPP Non-CHP | 296 Poplar Neck Road | Birsboro | Berks | Pennsylvania | 19508 | petroleum | Petroleum = 31.1 MW | Petroleum Liquids | 36 | 31.1 | [8 empty] | 31.1 |  |  |  | EIA-860, EIA-860M and EIA-923 | 202406 | -75.9081 | 40.3056
-8531007.1369 | 4831218.99 | 37131 | 3116 | Tolna | 63042 | Tolna Power, LLC | IPP Non-CHP | 2802 Bridge View Road | New Freedom | York | Pennsylvania | 17349 | petroleum | Petroleum = 41.2 MW | Petroleum Liquids | 54 | 41.2 | [8 empty] | 41.2 |  |  |  | EIA-860, EIA-860M and EIA-923 | 202406 | -76.6353 | 39.7606
-8539535.2118 | 4882467.719 | 37132 | 3117 | York Haven | 57280 | Eagle Creek Renewable Energy, LLC | IPP Non-CHP | Locust St & 1 Hydro Park Drive | York Haven | York | Pennsylvania | 17370 | hydroelectric | Hydroelectric = 19 MW | Conventional Hydroelectric | 19.6 | 19 |  |  |  |  | 19 | [7 empty] | EIA-860, EIA-860M and EIA-923 | 202406 | -76.712 | 40.1136
-8801041.3936 | 4921931.2594 | 37133 | 3118 | Conemaugh | 63047 | KeyCon Operating LLC | IPP Non-CHP | 1442 Power Plant Road | New Florence | Indiana | Pennsylvania | 15944 | coal | Coal = 1700 MW, Petroleum = 11.2 MW | Conventional Steam Coal; Petroleum Liquids; | 1963 | 1711.2 |  |  | 1700 | [5 empty] | 11.2 |  |  |  | EIA-860, EIA-860M and EIA-923 | 202406 | -79.0611 | 40.3842
-8580711.1782 | 5117111.7287 | 37134 | 3120 | Blossburg | 63043 | Blossburg Power, LLC | IPP Non-CHP | North Route 15 | Blossburg | Tioga | Pennsylvania | 16912 | natural gas | Natural Gas = 20.9 MW | Natural Gas Fired Combustion Turbine | 24 | 20.9 | [6 empty] | 20.9 | [5 empty] | EIA-860, EIA-860M and EIA-923 | 202406 | -77.0818 | 41.7065
-8842496.8832 | 5040716.0196 | 37135 | 3124 | Piney | 54679 | BP Piney & Deep Creek LLC | IPP Non-CHP | 2000 River Road | Clarion | Clarion | Pennsylvania | 16214 | hydroelectric | Hydroelectric = 33.2 MW | Conventional Hydroelectric | 30 | 33.2 |  |  |  |  | 33.2 | [7 empty] | EIA-860, EIA-860M and EIA-923 | 202406 | -79.4335 | 41.1921
-8797986.7867 | 4925154.2367 | 37136 | 3130 | Seward (PA) | 61781 | Seward Generating LLC | IPP Non-CHP | 595 Plant Road | New Florence | Indiana | Pennsylvania | 15944 | coal | Coal = 521 MW | Conventional Steam Coal | 585 | 521 |  |  | 521 | [9 empty] | EIA-860, EIA-860M and EIA-923 | 202406 | -79.0337 | 40.4062
-8723688.5963 | 5022310.3849 | 37137 | 3131 | Shawville | 63044 | Shawville Power, LLC | IPP Non-CHP | 250 Power Plant Drive | Shawville | Clearfield | Pennsylvania | 16873 | natural gas | Natural Gas = 596 MW, Petroleum = 6 MW | Natural Gas Steam Turbine; Petroleum Liquids; | 632 | 602 | [6 empty] | 596 |  | 6 |  |  |  | EIA-860, EIA-860M and EIA-923 | 202406 | -78.3662 | 41.0675
-8815242.1984 | 5136436.69 | 37138 | 3132 | Warren | 63045 | Warren Generation, LLC | IPP Non-CHP | 20085 Route 6 | Warren | Warren | Pennsylvania | 16365 | natural gas | Natural Gas = 62 MW | Natural Gas Fired Combustion Turbine | 53.1 | 62 | [6 empty] | 62 | [5 empty] | EIA-860, EIA-860M and EIA-923 | 202406 | -79.1887 | 41.8359
-8832210.851 | 4962379.0522 | 37139 | 3136 | Keystone | 63047 | KeyCon Operating LLC | IPP Non-CHP | 313 Keystone Drive | Shelocta | Armstrong | Pennsylvania | 15774 | coal | Coal = 1700 MW, Petroleum = 11.2 MW | Conventional Steam Coal; Petroleum Liquids; | 1883.2 | 1711.2 |  |  | 1700 | [5 empty] | 11.2 |  |  |  | EIA-860, EIA-860M and EIA-923 | 202406 | -79.3411 | 40.6604
-8946636.9348 | 5003191.9856 | 37140 | 3138 | New Castle Plant | 63031 | New Castle Power, LLC | IPP Non-CHP | 2189 St. Rt. 168 South | West Pittsburg | Lawrence | Pennsylvania | 16160 | natural gas | Natural Gas = 326.3 MW, Petroleum = 5 MW | Natural Gas Steam Turbine; Petroleum Liquids; | 354.4 | 331.3 | [6 empty] | 326.3 |  | 5 |  |  |  | EIA-860, EIA-860M and EIA-923 | 202406 | -80.369 | 40.9379
-8537781.9298 | 4879918.7132 | 37141 | 3140 | Brunner Island | 15537 | Brunner Island LLC | IPP Non-CHP | 1400 Wago Road | York Haven | York | Pennsylvania | 17370 | natural gas | Natural Gas = 1411 MW | Natural Gas Steam Turbine | 1616.1 | 1411 | [6 empty] | 1411 | [5 empty] | EIA-860, EIA-860M and EIA-923 | 202406 | -76.6962 | 40.0961
-8497213.9904 | 4840862.8466 | 37142 | 3145 | Holtwood | 60416 | BIF III Holtwood LLC | IPP Non-CHP | 482 Old Holtwood Road | Holtwood | Lancaster | Pennsylvania | 17532 | hydroelectric | Hydroelectric = 249 MW | Conventional Hydroelectric | 247.3 | 249 |  |  |  |  | 249 | [7 empty] | EIA-860, EIA-860M and EIA-923 | 202406 | -76.3318 | 39.8272
-8360696.6649 | 4982557.2143 | 37143 | 3148 | TalenEnergy Martins Creek | 15276 | TalenEnergy Martins Creek LLC | IPP Non-CHP | 6605 Foul Rift Road | Bangor | Northampton | Pennsylvania | 18013 | natural gas | Natural Gas = 1700 MW | Natural Gas Steam Turbine | 1701 | 1700 | [6 empty] | 1700 | [5 empty] | EIA-860, EIA-860M and EIA-923 | 202406 | -75.1054 | 40.7978
-8534553.6645 | 5022878.8586 | 37144 | 3149 | TalenEnergy Montour | 15534 | TalenEnergy Montour LLC | IPP Non-CHP | 18 McMichael Road | Washingtonville | Montour | Pennsylvania | 17884 | natural gas | Coal = 752 MW, Natural Gas = 752 MW | Conventional Steam Coal; Natural Gas Steam Turbine; | 1757.9 | 1504 |  |  | 752 |  |  |  | 752 | [5 empty] | EIA-860, EIA-860M and EIA-923 | 202406 | -76.6672 | 41.0714
-8552119.8802 | 4988196.4266 | 37145 | 3152 | Sunbury Generation LP | 22001 | Sunbury Generation LP | IPP Non-CHP | N. Old Trail Road, PO Box 517 | Shamokin Dam | Snyder | Pennsylvania | 17876 | petroleum | Petroleum = 41 MW | Petroleum Liquids | 52.7 | 41 | [8 empty] | 41 |  |  |  | EIA-860, EIA-860M and EIA-923 | 202406 | -76.825 | 40.8361
-8363532.9742 | 5081597.4742 | 37146 | 3153 | Wallenpaupack | 60417 | Wallenpuapack Hydro | IPP Non-CHP | 1925 River Road | Drumore | Wayne | Pennsylvania | 17518 | hydroelectric | Hydroelectric = 44 MW | Conventional Hydroelectric | 40 | 44 |  |  |  |  | 44 | [7 empty] | EIA-860, EIA-860M and EIA-923 | 202406 | -75.1309 | 41.4679
-8391675.0981 | 4841283.5036 | 37147 | 3157 | Chester Generating Station | 6035 | Constellation Power, Inc | IPP Non-CHP | 2501 Seaport Drive | Chester | Chester | Pennsylvania | 19013 | petroleum | Petroleum = 39 MW | Petroleum Liquids | 55.8 | 39 | [8 empty] | 39 |  |  |  | EIA-860, EIA-860M and EIA-923 | 202406 | -75.3837 | 39.8301
-8362899.3437 | 4861296.266 | 37148 | 3160 | Delaware Generating Station | 6035 | Constellation Power, Inc | IPP Non-CHP | 1325 N. Beach St. | Philadelphia | Philadelphia | Pennsylvania | 19125 | petroleum | Petroleum = 56 MW | Petroleum Liquids | 77 | 56 | [8 empty] | 56 |  |  |  | EIA-860, EIA-860M and EIA-923 | 202406 | -75.1252 | 39.968
-8384918.005 | 4845328.632 | 37149 | 3161 | Eddystone Generating Station | 6035 | Constellation Power, Inc | IPP Non-CHP | #1 Industrial Hwy. | Eddystone | Delaware | Pennsylvania | 19022 | natural gas | Natural Gas = 760 MW, Petroleum = 60 MW | Natural Gas Steam Turbine; Petroleum Liquids; | 861.6 | 820 | [6 empty] | 760 |  | 60 |  |  |  | EIA-860, EIA-860M and EIA-923 | 202406 | -75.323 | 39.858
-8325582.0448 | 4891621.9855 | 37150 | 3162 | Falls | 6035 | Constellation Power, Inc | IPP Non-CHP | 1123 Old Bristol Pike | Morrisville | Bucks | Pennsylvania | 19067 | petroleum | Petroleum = 51 MW | Petroleum Liquids | 63.6 | 51 | [8 empty] | 51 |  |  |  | EIA-860, EIA-860M and EIA-923 | 202406 | -74.79 | 40.1765
-8417901.9701 | 4900179.9989 | 37151 | 3163 | Moser Generating Station | 6035 | Constellation Power, Inc | IPP Non-CHP | 1595 Industrial HWY | Pottstown | Montgomery | Pennsylvania | 19464 | petroleum | Petroleum = 51 MW | Petroleum Liquids | 63.6 | 51 | [8 empty] | 51 |  |  |  | EIA-860, EIA-860M and EIA-923 | 202406 | -75.6193 | 40.2352
-8493599.2239 | 4838022.4999 | 37152 | 3164 | Muddy Run | 6035 | Constellation Power, Inc | IPP Non-CHP | 1925 River Road | Drumore | Lancaster | Pennsylvania | 17518 | pumped storage | Pumped Storage = 1058 MW | Hydroelectric Pumped Storage | 1072 | 1058 | [5 empty] | 1058 | [6 empty] | EIA-860, EIA-860M and EIA-923 | 202406 | -76.2993 | 39.8076
-8490197.5229 | 4830973.1041 | 37153 | 3166 | Peach Bottom | 55951 | Constellation Nuclear | IPP Non-CHP | 1840 Lay Road | Delta | York | Pennsylvania | 17314 | nuclear | Nuclear = 2549.4 MW | Nuclear | 2876.4 | 2549.4 | [7 empty] | 2549.4 |  |  |  |  | EIA-860, EIA-860M and EIA-923 | 202406 | -76.2687 | 39.7589
-8357338.2672 | 4863685.6135 | 37154 | 3168 | Richmond Generating Station | 6035 | Constellation Power, Inc | IPP Non-CHP | 3901 N. Delaware Ave. | Phila. | Philadelphia | Pennsylvania | 19137 | petroleum | Petroleum = 98 MW | Petroleum Liquids | 131.6 | 98 | [8 empty] | 98 |  |  |  | EIA-860, EIA-860M and EIA-923 | 202406 | -75.0752 | 39.9845
-8369923.2696 | 4857502.9343 | 37155 | 3169 | Schuylkill Generating Station | 6035 | Constellation Power, Inc | IPP Non-CHP | 2800 Christian St. | Phila. | Philadelphia | Pennsylvania | 19146 | petroleum | Petroleum = 30 MW | Petroleum Liquids | 39.8 | 30 | [8 empty] | 30 |  |  |  | EIA-860, EIA-860M and EIA-923 | 202406 | -75.1883 | 39.9419
-8363989.9408 | 4853510.9066 | 37156 | 3170 | Southwark | 6035 | Constellation Power, Inc | IPP Non-CHP | 2501 South Deleware Ave | Philadelphia | Philadelphia | Pennsylvania | 19148 | petroleum | Petroleum = 52 MW | Petroleum Liquids | 74.4 | 52 | [8 empty] | 52 |  |  |  | EIA-860, EIA-860M and EIA-923 | 202406 | -75.135 | 39.9144
-8503695.9017 | 4854962.3675 | 37157 | 3175 | Safe Harbor | 59364 | Safe Harbor | IPP Non-CHP | 1 Power House Rd | Conestoga | Lancaster | Pennsylvania | 17516 | hydroelectric | Hydroelectric = 417.5 MW | Conventional Hydroelectric | 417.5 | 417.5 |  |  |  |  | 417.5 | [7 empty] | EIA-860, EIA-860M and EIA-923 | 202406 | -76.39 | 39.9244
-8468073.6646 | 5041968.7865 | 37158 | 3176 | Hunlock Power Station | 19391 | UGI Development Co | IPP Non-CHP | 390 Route 11 | Hunlok Creek | Luzerne | Pennsylvania | 18621 | natural gas | Natural Gas = 125.2 MW | Natural Gas Fired Combined Cycle | 145.9 | 125.2 | [6 empty] | 125.2 | [5 empty] | EIA-860, EIA-860M and EIA-923 | 202406 | -76.07 | 41.2006
-7948679.1845 | 5133561.417 | 37159 | 3236 | Manchester Street | 63350 | Manchester Street, LLC. | IPP Non-CHP | 40 Point Street | Providence | Providence | Rhode Island | 2903 | natural gas | Natural Gas = 471 MW | Natural Gas Fired Combined Cycle | 515 | 471 | [6 empty] | 471 | [5 empty] | EIA-860, EIA-860M and EIA-923 | 202406 | -71.4042 | 41.8167
-8924004.9031 | 4085135.738 | 37160 | 3250 | Darlington County | 3046 | Duke Energy Progress - (NC) | Electric Utility | 4030 West Bobo Newsom Highway | Hartsville | Darlington | South Carolina | 29550 | natural gas | Natural Gas = 230 MW | Natural Gas Fired Combustion Turbine | 316 | 230 | [6 empty] | 230 | [5 empty] | EIA-860, EIA-860M and EIA-923 | 202406 | -80.1657 | 34.4185
-8923247.9305 | 4082868.9065 | 37161 | 3251 | H B Robinson | 3046 | Duke Energy Progress - (NC) | Electric Utility | 3581 West Entrance Road | Hartsville | Darlington | South Carolina | 29550 | nuclear | Nuclear = 759 MW | Nuclear | 768.6 | 759 | [7 empty] | 759 |  |  |  |  | EIA-860, EIA-860M and EIA-923 | 202406 | -80.1589 | 34.4017
-9150388.561 | 4090131.6612 | 37162 | 3253 | Boyds Mill Hydro | 13763 | Northbrook Carolina Hydro LLC | IPP Non-CHP | Highway 252 | Ware Shoals | Greenville | South Carolina | 29692 | hydroelectric | Hydroelectric = 1.4 MW | Conventional Hydroelectric | 1.4 | 1.4 |  |  |  |  | 1.4 | [7 empty] | EIA-860, EIA-860M and EIA-923 | 202406 | -82.1993 | 34.4555
-9003030.6096 | 4101732.5674 | 37163 | 3255 | Cedar Creek | 5416 | Duke Energy Carolinas, LLC | Electric Utility | 1 Green Rd | Great Falls | Lancaster | South Carolina | 29055 | hydroelectric | Hydroelectric = 45 MW | Conventional Hydroelectric | 45 | 45 |  |  |  |  | 45 | [7 empty] | EIA-860, EIA-860M and EIA-923 | 202406 | -80.8756 | 34.5414
-9004789.4576 | 4104016.7149 | 37164 | 3256 | Dearborn | 5416 | Duke Energy Carolinas, LLC | Electric Utility | 49 Republic St | Great Falls | Chester | South Carolina | 29055 | hydroelectric | Hydroelectric = 42 MW | Conventional Hydroelectric | 45 | 42 |  |  |  |  | 42 | [7 empty] | EIA-860, EIA-860M and EIA-923 | 202406 | -80.8914 | 34.5583
-9004945.3048 | 4109654.7336 | 37165 | 3257 | Fishing Creek | 5416 | Duke Energy Carolinas, LLC | Electric Utility | Hwy 21, 552 Catawba River Rd | Great Falls | Chester | South Carolina | 29055 | hydroelectric | Hydroelectric = 51 MW | Conventional Hydroelectric | 42.3 | 51 |  |  |  |  | 51 | [7 empty] | EIA-860, EIA-860M and EIA-923 | 202406 | -80.8928 | 34.6
-9083392.15 | 4182664.2553 | 37166 | 3258 | Gaston Shoals | 63010 | Northbrook Carolina Hydro II, LLC | IPP Non-CHP | 437 Dravo Rd | Blacksburg | Cherokee | South Carolina | 29702 | hydroelectric | Hydroelectric = 7.5 MW | Conventional Hydroelectric | 6.7 | 7.5 |  |  |  |  | 7.5 | [7 empty] | EIA-860, EIA-860M and EIA-923 | 202406 | -81.5975 | 35.1381
-9004822.8534 | 4104138.3689 | 37167 | 3259 | Great Falls (SC) | 5416 | Duke Energy Carolinas, LLC | Electric Utility | 49 Republic St | Great Falls | Chester | South Carolina | 29055 | hydroelectric | Hydroelectric = 12 MW | Conventional Hydroelectric | 12 | 12 |  |  |  |  | 12 | [7 empty] | EIA-860, EIA-860M and EIA-923 | 202406 | -80.8917 | 34.5592
-9169939.0466 | 4099850.8594 | 37168 | 3261 | Hollidays Bridge Hydro | 13763 | Northbrook Carolina Hydro LLC | IPP Non-CHP | 1000 Holliday Dam Road | Honea Path | Anderson | South Carolina | 29654 | hydroelectric | Hydroelectric = 4.8 MW | Conventional Hydroelectric | 4 | 4.8 |  |  |  |  | 4.8 | [7 empty] | EIA-860, EIA-860M and EIA-923 | 202406 | -82.375 | 34.5275
-9230022.1833 | 4158365.1341 | 37169 | 3262 | Jocassee | 5416 | Duke Energy Carolinas, LLC | Electric Utility | Jocassee Lake Road | Salem | Pickens | South Carolina | 29676 | pumped storage | Pumped Storage = 780 MW | Hydroelectric Pumped Storage | 774 | 780 | [5 empty] | 780 | [6 empty] | EIA-860, EIA-860M and EIA-923 | 202406 | -82.9147 | 34.9594
-9176622.2235 | 4109952.2616 | 37170 | 3264 | W S Lee | 5416 | Duke Energy Carolinas, LLC | Electric Utility | Lee Steam Plant Rd | Williamston | Anderson | South Carolina | 29697 | natural gas | Natural Gas = 864 MW | Natural Gas Fired Combined Cycle; Natural Gas Fired Combustion Turbine; | 954.7 | 864 | [6 empty] | 864 | [5 empty] | EIA-860, EIA-860M and EIA-923 | 202406 | -82.435 | 34.6022
-9228229.9395 | 4135908.1305 | 37171 | 3265 | Oconee | 5416 | Duke Energy Carolinas, LLC | Electric Utility | 7800 Rochester Hwy | Seneca | Oconee | South Carolina | 29672 | nuclear | Nuclear = 2554 MW | Nuclear | 2666.7 | 2554 | [7 empty] | 2554 |  |  |  |  | EIA-860, EIA-860M and EIA-923 | 202406 | -82.8986 | 34.7939
-9182072.3145 | 4143817.0657 | 37172 | 3267 | Saluda Dam | 13763 | Northbrook Carolina Hydro LLC | IPP Non-CHP | 391 OBA Road | Greenville | Greenville | South Carolina | 29611 | hydroelectric | Hydroelectric = 2.4 MW | Conventional Hydroelectric | 2.4 | 2.4 |  |  |  |  | 2.4 | [7 empty] | EIA-860, EIA-860M and EIA-923 | 202406 | -82.484 | 34.8522
-8983716.6779 | 4073940.9373 | 37173 | 3270 | Wateree Hydro | 5416 | Duke Energy Carolinas, LLC | Electric Utility | 1790 Wateree Dam Rd | Ridgeway | Kershaw | South Carolina | 29130 | hydroelectric | Hydroelectric = 74 MW | Conventional Hydroelectric | 90.5 | 74 |  |  |  |  | 74 | [7 empty] | EIA-860, EIA-860M and EIA-923 | 202406 | -80.7021 | 34.3355
-9017747.0463 | 4166844.0718 | 37174 | 3271 | Wylie | 5416 | Duke Energy Carolinas, LLC | Electric Utility | 2701 Grey Rock Rd | Fort Mill | York | South Carolina | 29708 | hydroelectric | Hydroelectric = 60 MW | Conventional Hydroelectric | 60 | 60 |  |  |  |  | 60 | [7 empty] | EIA-860, EIA-860M and EIA-923 | 202406 | -81.0078 | 35.0218
-9071826.0549 | 4168149.0978 | 37175 | 3272 | 99 Islands | 5416 | Duke Energy Carolinas, LLC | Electric Utility | 1502 Ninety-Nine Islands | Blacksburg | Cherokee | South Carolina | 29702 | hydroelectric | Hydroelectric = 15.2 MW | Conventional Hydroelectric | 12 | 15.2 |  |  |  |  | 15.2 | [7 empty] | EIA-860, EIA-860M and EIA-923 | 202406 | -81.4936 | 35.0314
-9067651.574 | 4133915.6429 | 37176 | 3275 | Lockhart | 11118 | Lockhart Power Co | Electric Utility | 420 River Street | Lockhart | Union | South Carolina | 29364 | hydroelectric | Hydroelectric = 18 MW | Conventional Hydroelectric | 18 | 18 |  |  |  |  | 18 | [7 empty] | EIA-860, EIA-860M and EIA-923 | 202406 | -81.4561 | 34.7792
-9021406.1179 | 4026150.9288 | 37177 | 3281 | Coit GT | 17539 | Dominion Energy South Carolina, Inc | Electric Utility | 300 Heyward Street | Columbia | Richland | South Carolina | 29201 | petroleum | Petroleum = 26 MW | Petroleum Liquids | 39.2 | 26 | [8 empty] | 26 |  |  |  | EIA-860, EIA-860M and EIA-923 | 202406 | -81.0407 | 33.9803
-9022377.9371 | 4028426.0607 | 37178 | 3283 | Columbia Canal Hydro | 57221 | City of Columbia SC | Electric Utility | 301 Gervais Street | Columbia | Richland | South Carolina | 29202 | hydroelectric | Hydroelectric = 9.9 MW | Conventional Hydroelectric | 10.6 | 9.9 |  |  |  |  | 9.9 | [7 empty] | EIA-860, EIA-860M and EIA-923 | 202406 | -81.0494 | 33.9972
-8901484.9701 | 3872297.319 | 37179 | 3285 | Hagood | 17539 | Dominion Energy South Carolina, Inc | Electric Utility | 2200 Hagood Road | Charleston Heights | Charleston | South Carolina | 29405 | natural gas | Natural Gas = 126 MW | Natural Gas Fired Combustion Turbine | 177.3 | 126 | [6 empty] | 126 | [5 empty] | EIA-860, EIA-860M and EIA-923 | 202406 | -79.9634 | 32.8265
-9041057.3477 | 4036270.1933 | 37180 | 3287 | McMeekin | 17539 | Dominion Energy South Carolina, Inc | Electric Utility | 6055 Bush River Road | Columbia | Lexington | South Carolina | 29212 | natural gas | Natural Gas = 250 MW | Natural Gas Steam Turbine | 293.6 | 250 | [6 empty] | 250 | [5 empty] | EIA-860, EIA-860M and EIA-923 | 202406 | -81.2172 | 34.0556
-9066816.6778 | 4118340.3859 | 37181 | 3289 | Neal Shoals | 17539 | Dominion Energy South Carolina, Inc | Electric Utility | 3037 River Road | Union | Union | South Carolina | 29379 | hydroelectric | Hydroelectric = 4.4 MW | Conventional Hydroelectric | 4.4 | 4.4 |  |  |  |  | 4.4 | [7 empty] | EIA-860, EIA-860M and EIA-923 | 202406 | -81.4486 | 34.6642
-9053709.0304 | 4063945.1237 | 37182 | 3290 | Parr Hydro | 17539 | Dominion Energy South Carolina, Inc | Electric Utility | 1492 Parr Road | Jenkinsville | Fairfield | South Carolina | 29065 | hydroelectric | Hydroelectric = 15 MW | Conventional Hydroelectric | 15 | 15 |  |  |  |  | 15 | [7 empty] | EIA-860, EIA-860M and EIA-923 | 202406 | -81.3309 | 34.2613
-9041057.3477 | 4035961.1612 | 37183 | 3293 | Saluda Lexington | 17539 | Dominion Energy South Carolina, Inc | Electric Utility | 6065 Bush River Road | Columbia | Lexington | South Carolina | 29212 | hydroelectric | Hydroelectric = 198.5 MW | Conventional Hydroelectric | 207.3 | 198.5 |  |  |  |  | 198.5 | [7 empty] | EIA-860, EIA-860M and EIA-923 | 202406 | -81.2172 | 34.0533
-9118301.9423 | 3953186.3043 | 37184 | 3295 | Urquhart | 17539 | Dominion Energy South Carolina, Inc | Electric Utility | Urquhart to 100 Urquhart Road | Beech Island | Aiken | South Carolina | 29842 | natural gas | Natural Gas = 640 MW | Natural Gas Fired Combined Cycle; Natural Gas Fired Combustion Turbine; Natural Gas Steam Turbine | 758.9 | 640 | [6 empty] | 640 | [5 empty] | EIA-860, EIA-860M and EIA-923 | 202406 | -81.9111 | 33.435
-8974889.0423 | 4005515.539 | 37185 | 3297 | Wateree | 17539 | Dominion Energy South Carolina, Inc | Electric Utility | 142 Wateree Station Road | Eastover | Richland | South Carolina | 29044 | coal | Coal = 684 MW | Conventional Steam Coal | 771.8 | 684 |  |  | 684 | [9 empty] | EIA-860, EIA-860M and EIA-923 | 202406 | -80.6228 | 33.8264
-8897733.5033 | 3897401.337 | 37186 | 3298 | Williams | 17554 | South Carolina Genertg Co, Inc | Electric Utility | 2242 Bushy Park Road | Goose Creek | Berkeley | South Carolina | 29445 | coal | Coal = 605 MW | Conventional Steam Coal | 659.7 | 605 |  |  | 605 | [9 empty] | EIA-860, EIA-860M and EIA-923 | 202406 | -79.9297 | 33.0158
-9196069.7386 | 4063390.209 | 37187 | 3305 | Rocky River (SC) | 34 | City of Abbeville - (SC) | Electric Utility | 146 Power Dam Lane | Iva | Anderson | South Carolina | 29655 | hydroelectric | Hydroelectric = 2.6 MW, Petroleum = 1 MW | Conventional Hydroelectric; Petroleum Liquids; | 3.9 | 3.6 |  |  |  |  | 2.6 |  |  |  | 1 |  |  |  | EIA-860, EIA-860M and EIA-923 | 202406 | -82.6097 | 34.2572
-8983344.2029 | 3790759.528 | 37188 | 3318 | Hilton Head | 17543 | South Carolina Public Service Authority | Electric Utility | 41 Power Alley | Hilton Head Island | Beaufort | South Carolina | 29926 | petroleum | Petroleum = 84 MW | Petroleum Liquids | 117.9 | 84 | [8 empty] | 84 |  |  |  | EIA-860, EIA-860M and EIA-923 | 202406 | -80.6988 | 32.2089
-8904547.258 | 3927789.6211 | 37189 | 3319 | Jefferies | 17543 | South Carolina Public Service Authority | Electric Utility | 463 Powerhouse Road | Moncks Corner | Berkeley | South Carolina | 29461 | hydroelectric | Hydroelectric = 140 MW | Conventional Hydroelectric | 145.2 | 140 |  |  |  |  | 140 | [7 empty] | EIA-860, EIA-860M and EIA-923 | 202406 | -79.9909 | 33.2444
-8785795.744 | 3989698.498 | 37190 | 3320 | Myrtle Beach | 17543 | South Carolina Public Service Authority | Electric Utility | 121 Waterside Drive | Myrtle Beach | Horry | South Carolina | 29577 | petroleum | Petroleum = 73 MW | Petroleum Liquids | 111.5 | 73 | [8 empty] | 73 |  |  |  | EIA-860, EIA-860M and EIA-923 | 202406 | -78.9241 | 33.7083
-8923814.1015 | 3955688.928 | 37191 | 3321 | Spillway | 17543 | South Carolina Public Service Authority | Electric Utility | 526 Santee Loop Road | Pineville | Berkeley | South Carolina | 29468 | hydroelectric | Hydroelectric = 2 MW | Conventional Hydroelectric | 2 | 2 |  |  |  |  | 2 | [7 empty] | EIA-860, EIA-860M and EIA-923 | 202406 | -80.164 | 33.4538
-9150027.9972 | 3983265.939 | 37192 | 3323 | J Strom Thurmond | 19375 | USCE-Savannah District | Electric Utility | 384 Power Plant Road | Clarks Hill | McCormick | South Carolina | 29821 | hydroelectric | Hydroelectric = 336 MW | Conventional Hydroelectric | 361.9 | 336 |  |  |  |  | 336 | [7 empty] | EIA-860, EIA-860M and EIA-923 | 202406 | -82.1961 | 33.6602
-11494957.3747 | 5478951.9398 | 37193 | 3325 | Ben French | 19545 | Black Hills Power, Inc. | Electric Utility | 393 Deadwood Avenue | Rapid City | Pennington | South Dakota | 57702 | natural gas | Natural Gas = 68 MW, Petroleum = 10 MW | Natural Gas Fired Combustion Turbine; Petroleum Liquids; | 110 | 78 | [6 empty] | 68 |  | 10 |  |  |  | EIA-860, EIA-860M and EIA-923 | 202406 | -103.261 | 44.0872
-10964297.4734 | 5689453.7264 | 37194 | 3338 | Aberdeen CT | 13809 | NorthWestern Energy - (SD) | Electric Utility | Hwy 10 | Aberdeen | Brown | South Dakota | 57401 | natural gas | Natural Gas = 52 MW, Petroleum = 20.5 MW | Natural Gas Fired Combustion Turbine; Petroleum Liquids; | 111 | 72.5 | [6 empty] | 52 |  | 20.5 |  |  |  | EIA-860, EIA-860M and EIA-923 | 202406 | -98.494 | 45.4299
-10879487.8288 | 5602097.3343 | 37195 | 3341 | Clark (SD) | 13809 | NorthWestern Energy - (SD) | Electric Utility | South Kansas Street | Clark | Clark | South Dakota | 57225 | petroleum | Petroleum = 2.6 MW | Petroleum Liquids | 2.7 | 2.6 | [8 empty] | 2.6 |  |  |  | EIA-860, EIA-860M and EIA-923 | 202406 | -97.7321 | 44.8765
-11034008.6329 | 5627298.6387 | 37196 | 3342 | Faulkton | 13809 | NorthWestern Energy - (SD) | Electric Utility | Hwy 212 | Faulkton | Faulk | South Dakota | 57438 | petroleum | Petroleum = 2.5 MW | Petroleum Liquids | 2.7 | 2.5 | [8 empty] | 2.5 |  |  |  | EIA-860, EIA-860M and EIA-923 | 202406 | -99.1202 | 45.0367
-10840410.3461 | 5522081.5309 | 37197 | 3352 | Lake Preston | 14232 | Otter Tail Power Co | Electric Utility | 401 Preston Avenue | Lake Preston | Kingsbury | South Dakota | 57249 | petroleum | Petroleum = 18.9 MW | Petroleum Liquids | 24.1 | 18.9 | [8 empty] | 18.9 |  |  |  | EIA-860, EIA-860M and EIA-923 | 202406 | -97.3811 | 44.3649
-11174985.1945 | 5535409.2484 | 37198 | 3356 | Oahe | 19635 | USACE-Omaha | Electric Utility | 28563 Powerhouse Rd | Pierre | Hughes | South Dakota | 57501 | hydroelectric | Hydroelectric = 714 MW | Conventional Hydroelectric | 786.1 | 714 |  |  |  |  | 714 | [7 empty] | EIA-860, EIA-860M and EIA-923 | 202406 | -100.3866 | 44.4504
-10970969.9637 | 5321916.4604 | 37199 | 3373 | Fort Randall | 19635 | USACE-Omaha | Electric Utility | 399 Powerhouse Road | Pickstown | Charles Mix | South Dakota | 57367 | hydroelectric | Hydroelectric = 360 MW | Conventional Hydroelectric | 320 | 360 |  |  |  |  | 360 | [7 empty] | EIA-860, EIA-860M and EIA-923 | 202406 | -98.5539 | 43.0653
-11070311.4773 | 5471386.5961 | 37200 | 3375 | Big Bend Dam | 19635 | USACE-Omaha | Electric Utility | 33573 N. Shore Rd | Chamberlain | Buffalo | South Dakota | 57325 | hydroelectric | Hydroelectric = 520 MW | Conventional Hydroelectric | 538.3 | 520 |  |  |  |  | 520 | [7 empty] | EIA-860, EIA-860M and EIA-923 | 202406 | -99.4463 | 44.0384
-10035305.1533 | 4173953.8349 | 37201 | 3393 | Allen | 18642 | Tennessee Valley Authority | Electric Utility | 2574 Plant Rd. | Memphis | Shelby | Tennessee | 38109 | natural gas | Natural Gas = 1052.1 MW, Petroleum = 427.2 MW | Natural Gas Fired Combined Cycle; Petroleum Liquids; | 1791.7 | 1479.3 | [6 empty] | 1052.1 |  | 427.2 |  |  |  | EIA-860, EIA-860M and EIA-923 | 202406 | -90.1487 | 35.0741
-9383743.3794 | 4186695.9561 | 37202 | 3394 | Apalachia | 18642 | Tennessee Valley Authority | Electric Utility | 899 Powerhouse Rd | Reliance | Polk | Tennessee | 37369 | hydroelectric | Hydroelectric = 82.4 MW | Conventional Hydroelectric | 93.6 | 82.4 |  |  |  |  | 82.4 | [7 empty] | EIA-860, EIA-860M and EIA-923 | 202406 | -84.2956 | 35.1677
-9176967.314 | 4361376.3352 | 37203 | 3395 | Boone Dam | 18642 | Tennessee Valley Authority | Electric Utility | 301 Boone Dam Rd | Kingsport | Sullivan | Tennessee | 37663 | hydroelectric | Hydroelectric = 113.4 MW | Conventional Hydroelectric | 105.9 | 113.4 |  |  |  |  | 113.4 | [7 empty] | EIA-860, EIA-860M and EIA-923 | 202406 | -82.4381 | 36.4403
-9294919.22 | 4323786.8733 | 37204 | 3397 | Cherokee Dam | 18642 | Tennessee Valley Authority | Electric Utility | 450 POWER HOUSE RD | Rudledge | Jefferson | Tennessee | 37861 | hydroelectric | Hydroelectric = 141.6 MW | Conventional Hydroelectric | 135 | 141.6 |  |  |  |  | 141.6 | [7 empty] | EIA-860, EIA-860M and EIA-923 | 202406 | -83.4977 | 36.1682
-9487700.867 | 4177722.7528 | 37205 | 3398 | Chickamauga | 18642 | Tennessee Valley Authority | Electric Utility | 4601 Amnicola Hwy | Chattanooga | Hamilton | Tennessee | 37406 | hydroelectric | Hydroelectric = 141.6 MW | Conventional Hydroelectric | 159.6 | 141.6 |  |  |  |  | 141.6 | [7 empty] | EIA-860, EIA-860M and EIA-923 | 202406 | -85.2295 | 35.1018
-9757587.514 | 4354459.8064 | 37206 | 3399 | Cumberland (TN) | 18642 | Tennessee Valley Authority | Electric Utility | 815 Cumberland City Rd. | Cumberland City | Stewart | Tennessee | 37050 | coal | Coal = 2470 MW | Conventional Steam Coal | 2600 | 2470 |  |  | 2470 | [9 empty] | EIA-860, EIA-860M and EIA-923 | 202406 | -87.6539 | 36.3903
-9299552.3372 | 4295435.1494 | 37207 | 3400 | Douglas Dam | 18642 | Tennessee Valley Authority | Electric Utility | 850 Powerhouse Way | Dandridge | Sevier | Tennessee | 37725 | hydroelectric | Hydroelectric = 177.9 MW | Conventional Hydroelectric | 150.8 | 177.9 |  |  |  |  | 177.9 | [7 empty] | EIA-860, EIA-860M and EIA-923 | 202406 | -83.5393 | 35.9623
-9184815.3381 | 4369391.2464 | 37208 | 3401 | Fort Patrick Henry | 18642 | Tennessee Valley Authority | Electric Utility | 3653 Ft. Henry Dr | Kingsport | Sullivan | Tennessee | 37664 | hydroelectric | Hydroelectric = 40.7 MW | Conventional Hydroelectric | 59.4 | 40.7 |  |  |  |  | 40.7 | [7 empty] | EIA-860, EIA-860M and EIA-923 | 202406 | -82.5086 | 36.4982
-9377898.9948 | 4271997.3368 | 37209 | 3402 | Fort Loudoun | 18642 | Tennessee Valley Authority | Electric Utility | 1280 CITY PARK DR | Lenoir City | Loudon | Tennessee | 37771 | hydroelectric | Hydroelectric = 168.2 MW | Conventional Hydroelectric | 153.3 | 168.2 |  |  |  |  | 168.2 | [7 empty] | EIA-860, EIA-860M and EIA-923 | 202406 | -84.2431 | 35.7917
-9618070.7962 | 4344134.7938 | 37210 | 3403 | Gallatin (TN) | 18642 | Tennessee Valley Authority | Electric Utility | 1499 Steam Plant Rd. | Gallatin | Sumner | Tennessee | 37066 | coal | Coal = 976 MW, Natural Gas = 579.6 MW | Conventional Steam Coal; Natural Gas Fired Combustion Turbine; | 1918.4 | 1555.6 |  |  | 976 |  |  |  | 579.6 | [5 empty] | EIA-860, EIA-860M and EIA-923 | 202406 | -86.4006 | 36.3156
-9532740.2877 | 4274060.4767 | 37211 | 3404 | Great Falls (TN) | 18642 | Tennessee Valley Authority | Electric Utility | 1778 GREAT FALLS RD | Rock Island | Warren | Tennessee | 38581 | hydroelectric | Hydroelectric = 35.4 MW | Conventional Hydroelectric | 33.7 | 35.4 |  |  |  |  | 35.4 | [7 empty] | EIA-860, EIA-860M and EIA-923 | 202406 | -85.6341 | 35.8067
-9235499.1022 | 4352579.2803 | 37212 | 3405 | John Sevier | 18642 | Tennessee Valley Authority | Electric Utility | Hwy 70 S PO Box 2000 | Rogersville | Hawkins | Tennessee | 37857 | natural gas | Natural Gas = 878 MW | Natural Gas Fired Combined Cycle | 996.9 | 878 | [6 empty] | 878 | [5 empty] | EIA-860, EIA-860M and EIA-923 | 202406 | -82.9639 | 36.3767
-9794567.8489 | 4304447.2837 | 37213 | 3406 | Johnsonville | 18642 | Tennessee Valley Authority | Electric Utility | Hwy 70 PO Box 259 | New Johnsonville | Humphreys | Tennessee | 37134 | natural gas | Natural Gas = 1044.8 MW | Natural Gas Fired Combustion Turbine | 1426 | 1044.8 | [6 empty] | 1044.8 | [5 empty] | EIA-860, EIA-860M and EIA-923 | 202406 | -87.9861 | 36.0278
-9408656.5702 | 4286760.2971 | 37214 | 3407 | Kingston | 18642 | Tennessee Valley Authority | Electric Utility | Swan Pond Rd. PO Box 2000 | Kingston | Roane | Tennessee | 37763 | coal | Coal = 1398 MW | Conventional Steam Coal | 1700 | 1398 |  |  | 1398 | [9 empty] | EIA-860, EIA-860M and EIA-923 | 202406 | -84.5194 | 35.8992
-9384266.4697 | 4284850.2848 | 37215 | 3408 | Melton Hill | 18642 | Tennessee Valley Authority | Electric Utility | 2015 Grubb Rd. | Lenoir City | Loudon | Tennessee | 37771 | hydroelectric | Hydroelectric = 79.2 MW | Conventional Hydroelectric | 72 | 79.2 |  |  |  |  | 79.2 | [7 empty] | EIA-860, EIA-860M and EIA-923 | 202406 | -84.3003 | 35.8853
-9531375.1768 | 4164112.1697 | 37216 | 3409 | Nickajack | 18642 | Tennessee Valley Authority | Electric Utility | Highway 156 | New Hope | Marion | Tennessee | 37340 | hydroelectric | Hydroelectric = 105.6 MW | Conventional Hydroelectric | 103.9 | 105.6 |  |  |  |  | 105.6 | [7 empty] | EIA-860, EIA-860M and EIA-923 | 202406 | -85.6218 | 35.0017
-9361011.8281 | 4331514.961 | 37217 | 3411 | Norris Dam | 18642 | Tennessee Valley Authority | Electric Utility | 300 Powerhouse Way | Norris | Anderson | Tennessee | 37760 | hydroelectric | Hydroelectric = 127 MW | Conventional Hydroelectric | 131.4 | 127 |  |  |  |  | 127 | [7 empty] | EIA-860, EIA-860M and EIA-923 | 202406 | -84.0914 | 36.2242
-9422949.9928 | 4176757.9544 | 37218 | 3412 | Ocoee 1 | 18642 | Tennessee Valley Authority | Electric Utility | 1988 Hwy 64 E | Benton | Polk | Tennessee | 37307 | hydroelectric | Hydroelectric = 24 MW | Conventional Hydroelectric | 19 | 24 |  |  |  |  | 24 | [7 empty] | EIA-860, EIA-860M and EIA-923 | 202406 | -84.6478 | 35.0947
-9405511.7945 | 4175067.0725 | 37219 | 3413 | Ocoee 2 | 18642 | Tennessee Valley Authority | Electric Utility | 1988 Hwy 64 E | Benton | Polk | Tennessee | 37307 | hydroelectric | Hydroelectric = 23.4 MW | Conventional Hydroelectric | 23 | 23.4 |  |  |  |  | 23.4 | [7 empty] | EIA-860, EIA-860M and EIA-923 | 202406 | -84.4912 | 35.0823
-9404637.9365 | 4174078.0212 | 37220 | 3414 | Ocoee 3 | 18642 | Tennessee Valley Authority | Electric Utility | 1988 Hwy 64 E | Benton | Polk | Tennessee | 37307 | hydroelectric | Hydroelectric = 28.6 MW | Conventional Hydroelectric | 28.8 | 28.6 |  |  |  |  | 28.6 | [7 empty] | EIA-860, EIA-860M and EIA-923 | 202406 | -84.4833 | 35.075
-9823878.2708 | 4173166.7193 | 37221 | 3415 | Pickwick Landing Dam | 18642 | Tennessee Valley Authority | Electric Utility | HIGHWAY 128 S | Pickwick Dam | Hardin | Tennessee | 38365 | hydroelectric | Hydroelectric = 244.3 MW | Conventional Hydroelectric | 240 | 244.3 |  |  |  |  | 244.3 | [7 empty] | EIA-860, EIA-860M and EIA-923 | 202406 | -88.2494 | 35.0683
-9138240.7103 | 4372850.1667 | 37222 | 3416 | South Holston | 18642 | Tennessee Valley Authority | Electric Utility | 918 South View Dam Rd. | Bristol | Sullivan | Tennessee | 37602 | hydroelectric | Hydroelectric = 44.4 MW | Conventional Hydroelectric | 38.5 | 44.4 |  |  |  |  | 44.4 | [7 empty] | EIA-860, EIA-860M and EIA-923 | 202406 | -82.0902 | 36.5232
-9604456.4225 | 4190644.121 | 37223 | 3417 | Tims Ford | 18642 | Tennessee Valley Authority | Electric Utility | 461 Powerhouse Rd. | Winchester | Franklin | Tennessee | 37398 | hydroelectric | Hydroelectric = 40.2 MW | Conventional Hydroelectric | 45.7 | 40.2 |  |  |  |  | 40.2 | [7 empty] | EIA-860, EIA-860M and EIA-923 | 202406 | -86.2783 | 35.1967
-9142269.0287 | 4347685.9227 | 37224 | 3418 | Watauga | 18642 | Tennessee Valley Authority | Electric Utility | 774 Wilbur Dam Rd. | Elizabethton | Carter | Tennessee | 37643 | hydroelectric | Hydroelectric = 67 MW | Conventional Hydroelectric | 57.6 | 67 |  |  |  |  | 67 | [7 empty] | EIA-860, EIA-860M and EIA-923 | 202406 | -82.1264 | 36.3413
-9438281.6923 | 4248414.3704 | 37225 | 3420 | Watts Bar Hydro | 18642 | Tennessee Valley Authority | Electric Utility | 6868 Watts Bar Hwy | Spring City | Rhea | Tennessee | 37381 | hydroelectric | Hydroelectric = 196.4 MW | Conventional Hydroelectric | 174.6 | 196.4 |  |  |  |  | 196.4 | [7 empty] | EIA-860, EIA-860M and EIA-923 | 202406 | -84.7855 | 35.6197
-9142267.8042 | 4347736.6419 | 37226 | 3421 | Wilbur | 18642 | Tennessee Valley Authority | Electric Utility | 774 Wilbur Dam Rd. | Elizabethon | Carter | Tennessee | 37643 | hydroelectric | Hydroelectric = 11.1 MW | Conventional Hydroelectric | 10.6 | 11.1 |  |  |  |  | 11.1 | [7 empty] | EIA-860, EIA-860M and EIA-923 | 202406 | -82.1264 | 36.3417
-9567260.1279 | 4340534.9786 | 37227 | 3423 | Cordell Hull | 19462 | USCE-Nashville District | Electric Utility | 150 Corps Lane | Carthage | Smith | Tennessee | 37030 | hydroelectric | Hydroelectric = 106 MW | Conventional Hydroelectric | 99.9 | 106 |  |  |  |  | 106 | [7 empty] | EIA-860, EIA-860M and EIA-923 | 202406 | -85.9442 | 36.2895
-9512439.7314 | 4374876.3986 | 37228 | 3424 | Dale Hollow | 19462 | USCE-Nashville District | Electric Utility | 99 Powerhouse Road | Celina | Clay | Tennessee | 38551 | hydroelectric | Hydroelectric = 62.1 MW | Conventional Hydroelectric | 54 | 62.1 |  |  |  |  | 62.1 | [7 empty] | EIA-860, EIA-860M and EIA-923 | 202406 | -85.4517 | 36.5378
-9646457.2664 | 4341593.0705 | 37229 | 3426 | Old Hickory | 19462 | USCE-Nashville District | Electric Utility | 10 Powerplant Road | Hendersonville | Sumner | Tennessee | 37075 | hydroelectric | Hydroelectric = 115.7 MW | Conventional Hydroelectric | 103.7 | 115.7 |  |  |  |  | 115.7 | [7 empty] | EIA-860, EIA-860M and EIA-923 | 202406 | -86.6556 | 36.2972
-9642338.4452 | 4322163.166 | 37230 | 3428 | J P Priest | 19462 | USCE-Nashville District | Electric Utility | 3737 Bell Road | Nashville | Davidson | Tennessee | 37202 | hydroelectric | Hydroelectric = 30 MW | Conventional Hydroelectric | 28 | 30 |  |  |  |  | 30 | [7 empty] | EIA-860, EIA-860M and EIA-923 | 202406 | -86.6186 | 36.1564
-11193423.487 | 3353967.499 | 37231 | 3437 | Eagle Pass | 54683 | Maverick Cty Water Control & Improvement | IPP Non-CHP | 264 Power Plant Road FM 1904 | Eagle Pass | Maverick | Texas | 78852 | hydroelectric | Hydroelectric = 6 MW | Conventional Hydroelectric | 9.6 | 6 |  |  |  |  | 6 | [7 empty] | EIA-860, EIA-860M and EIA-923 | 202406 | -100.5522 | 28.8295
-11077280.0774 | 3194453.595 | 37232 | 3439 | Laredo | 49979 | Talen Texas, LLC | IPP Non-CHP | 7300 CPL Rd | Laredo | Webb | Texas | 78041 | natural gas | Natural Gas = 177.4 MW | Natural Gas Fired Combustion Turbine | 263.6 | 177.4 | [6 empty] | 177.4 | [5 empty] | EIA-860, EIA-860M and EIA-923 | 202406 | -99.5089 | 27.5667
-10844656.0714 | 3226224.7937 | 37233 | 3441 | Nueces Bay | 49979 | Talen Texas, LLC | IPP Non-CHP | 2002 Navigation | Corpus Christi | Nueces | Texas | 78403 | natural gas | Natural Gas = 633 MW | Natural Gas Fired Combined Cycle | 730.2 | 633 | [6 empty] | 633 | [5 empty] | EIA-860, EIA-860M and EIA-923 | 202406 | -97.4192 | 27.8194
-10799103.8019 | 3348728.8624 | 37234 | 3443 | Victoria | 60638 | Victoria WLE, LP | IPP Non-CHP | 1205 S Bottom St | Victoria | Victoria | Texas | 77901 | natural gas | Natural Gas = 288 MW | Natural Gas Fired Combined Cycle | 376.9 | 288 | [6 empty] | 288 | [5 empty] | EIA-860, EIA-860M and EIA-923 | 202406 | -97.01 | 28.7883
-10747429.2942 | 3873529.3859 | 37235 | 3452 | Lake Hubbard | 55983 | Luminant Generation Company LLC | IPP Non-CHP | 555 Barnes Rd | Sunnyvale | Dallas | Texas | 75182 | natural gas | Natural Gas = 915 MW | Natural Gas Steam Turbine | 927.5 | 915 | [6 empty] | 915 | [5 empty] | EIA-860, EIA-860M and EIA-923 | 202406 | -96.5458 | 32.8358
-10790843.8956 | 3858607.5321 | 37236 | 3453 | Mountain Creek | 62026 | Mountain Creek Power, LLC | IPP Non-CHP | 2233A Mt. Creek Pkwy. | Dallas | Dallas | Texas | 75211 | natural gas | Natural Gas = 808 MW | Natural Gas Steam Turbine | 852.2 | 808 | [6 empty] | 808 | [5 empty] | EIA-860, EIA-860M and EIA-923 | 202406 | -96.9358 | 32.7231
-11847931.2199 | 3761156.3586 | 37237 | 3456 | Newman | 5701 | El Paso Electric Co | Electric Utility | 4900 Stan Roberts St. | El Paso | El Paso | Texas | 79934 | natural gas | Natural Gas = 930.8 MW | Natural Gas Fired Combined Cycle; Natural Gas Fired Combustion Turbine; Natural Gas Steam Turbine | 1109.8 | 930.8 | [6 empty] | 930.8 | [5 empty] | EIA-860, EIA-860M and EIA-923 | 202406 | -106.4318 | 31.9836
-10633393.6079 | 3559665.9513 | 37238 | 3457 | Lewis Creek | 55937 | Entergy Texas Inc. | Electric Utility | 11191 Longstreet Road | Willis | Montgomery | Texas | 77318 | natural gas | Natural Gas = 499.7 MW | Natural Gas Steam Turbine | 542.8 | 499.7 | [6 empty] | 499.7 | [5 empty] | EIA-860, EIA-860M and EIA-923 | 202406 | -95.5214 | 30.4356
-10450451.1567 | 3506660.9073 | 37239 | 3459 | Sabine | 55937 | Entergy Texas Inc. | Electric Utility | 1000 Powerhouse Road | Orange | Orange | Texas | 77630 | natural gas | Natural Gas = 1508.1 MW | Natural Gas Steam Turbine | 1811.8 | 1508.1 | [6 empty] | 1508.1 | [5 empty] | EIA-860, EIA-860M and EIA-923 | 202406 | -93.878 | 30.0242
-10567069.4552 | 3471454.9819 | 37240 | 3460 | Cedar Bayou | 54888 | NRG Texas Power LLC | IPP Non-CHP | 7705 West Bay Road | Baytown | Chambers | Texas | 77523 | natural gas | Natural Gas = 1494 MW | Natural Gas Steam Turbine | 1530 | 1494 | [6 empty] | 1494 | [5 empty] | EIA-860, EIA-860M and EIA-923 | 202406 | -94.9256 | 29.75
-10599778.3499 | 3480715.8521 | 37241 | 3464 | Greens Bayou | 54888 | NRG Texas Power LLC | IPP Non-CHP | 12070 Old Beaumont Highway | Houston | Harris | Texas | 77049 | natural gas | Natural Gas = 327 MW | Natural Gas Fired Combustion Turbine | 432 | 327 | [6 empty] | 327 | [5 empty] | EIA-860, EIA-860M and EIA-923 | 202406 | -95.2194 | 29.8222
-10634417.7472 | 3496058.1212 | 37242 | 3469 | T H Wharton | 54888 | NRG Texas Power LLC | IPP Non-CHP | 16301 Highway 249 | Houston | Harris | Texas | 77064 | natural gas | Natural Gas = 1002 MW | Natural Gas Fired Combined Cycle; Natural Gas Fired Combustion Turbine; | 1189.9 | 1002 | [6 empty] | 1002 | [5 empty] | EIA-860, EIA-860M and EIA-923 | 202406 | -95.5306 | 29.9417
-10645605.356 | 3437240.3478 | 37243 | 3470 | W A Parish | 54888 | NRG Texas Power LLC | IPP Non-CHP | 2500 Y. U. Jones Road | Thompsons | Fort Bend | Texas | 77481 | coal | Coal = 2514 MW, Natural Gas = 1143 MW | Conventional Steam Coal; Natural Gas Fired Combustion Turbine; Natural Gas Steam Turbine | 4008.4 | 3657 |  |  | 2514 |  |  |  | 1143 | [5 empty] | EIA-860, EIA-860M and EIA-923 | 202406 | -95.6311 | 29.4828
-10535443.5879 | 3812847.3851 | 37244 | 3476 | Knox Lee | 17698 | Southwestern Electric Power Co | Electric Utility | 306 Knox Lee | Longview | Gregg | Texas | 75603 | natural gas | Natural Gas = 342 MW | Natural Gas Steam Turbine | 351 | 342 | [6 empty] | 342 | [5 empty] | EIA-860, EIA-860M and EIA-923 | 202406 | -94.6415 | 32.3766
-10525033.657 | 3875167.4398 | 37245 | 3478 | Wilkes | 17698 | Southwestern Electric Power Co | Electric Utility | Highway 49 | Avinger | Marion | Texas | 75630 | natural gas | Natural Gas = 883 MW | Natural Gas Steam Turbine | 882 | 883 | [6 empty] | 883 | [5 empty] | EIA-860, EIA-860M and EIA-923 | 202406 | -94.548 | 32.8482
-11325555.9377 | 3965051.1858 | 37246 | 3482 | Jones | 17718 | Southwestern Public Service Co | Electric Utility | 5721 E FM 3020 | Lubbock | Lubbock | Texas | 79408 | natural gas | Natural Gas = 820 MW | Natural Gas Fired Combustion Turbine; Natural Gas Steam Turbine; | 860.4 | 820 | [6 empty] | 820 | [5 empty] | EIA-860, EIA-860M and EIA-923 | 202406 | -101.7392 | 33.5239
-11326359.9984 | 4202455.2133 | 37247 | 3484 | Nichols | 17718 | Southwestern Public Service Co | Electric Utility | 7201 N. Lakeside Drive | Amarillo | Potter | Texas | 79108 | natural gas | Natural Gas = 457 MW | Natural Gas Steam Turbine | 474.7 | 457 | [6 empty] | 457 | [5 empty] | EIA-860, EIA-860M and EIA-923 | 202406 | -101.7464 | 35.2834
-11400384.8994 | 4051127.0635 | 37248 | 3485 | Plant X | 17718 | Southwestern Public Service Co | Electric Utility | 5m S. on Earth on FM Rd 1055 | Earth | Lamb | Texas | 79031 | natural gas | Natural Gas = 318 MW | Natural Gas Steam Turbine | 336.4 | 318 | [6 empty] | 318 | [5 empty] | EIA-860, EIA-860M and EIA-923 | 202406 | -102.4114 | 34.1661
-10977404.2303 | 3913156.9333 | 37249 | 3490 | Graham | 55983 | Luminant Generation Company LLC | IPP Non-CHP | PO Box 248 | Graham | Young | Texas | 76450 | natural gas | Natural Gas = 629 MW | Natural Gas Steam Turbine | 634.7 | 629 | [6 empty] | 629 | [5 empty] | EIA-860, EIA-860M and EIA-923 | 202406 | -98.6117 | 33.1344
-10822391.8393 | 3859295.6138 | 37250 | 3491 | Handley | 6035 | Constellation Power, Inc | IPP Non-CHP | 6604 East Rosedale St. | Fort Worth | Tarrant | Texas | 76112 | natural gas | Natural Gas = 1245 MW | Natural Gas Steam Turbine | 1314.8 | 1245 | [6 empty] | 1245 | [5 empty] | EIA-860, EIA-860M and EIA-923 | 202406 | -97.2192 | 32.7283
-11233873.2051 | 3807470.7604 | 37251 | 3492 | Morgan Creek | 55983 | Luminant Generation Company LLC | IPP Non-CHP | 3177 Hwy 163 South | Colorado City | Mitchell | Texas | 79512 | petroleum | Petroleum = 397 MW | Petroleum Liquids | 536.4 | 397 | [8 empty] | 397 |  |  |  | EIA-860, EIA-860M and EIA-923 | 202406 | -100.9156 | 32.3358
-11461822.1264 | 3708814.1169 | 37252 | 3494 | Permian Basin | 55983 | Luminant Generation Company LLC | IPP Non-CHP | 600 North Yucca Dr. | Monahans | Ward | Texas | 79756 | natural gas | Natural Gas = 320 MW | Natural Gas Fired Combustion Turbine | 447 | 320 | [6 empty] | 320 | [5 empty] | EIA-860, EIA-860M and EIA-923 | 202406 | -102.9633 | 31.5839
-10574219.9514 | 3755417.5921 | 37253 | 3504 | Stryker Creek | 55983 | Luminant Generation Company LLC | IPP Non-CHP | 1895 FM 2420 E | Jacksonville | Cherokee | Texas | 75785 | natural gas | Natural Gas = 669 MW, Petroleum = 10 MW | Natural Gas Steam Turbine; Petroleum Liquids; | 713.4 | 679 | [6 empty] | 669 |  | 10 |  |  |  | EIA-860, EIA-860M and EIA-923 | 202406 | -94.9898 | 31.9398
-10697945.2202 | 3779666.8021 | 37254 | 3507 | Trinidad (TX) | 55983 | Luminant Generation Company LLC | IPP Non-CHP | 1320 McEntire | Trinidad | Henderson | Texas | 75163 | natural gas | Natural Gas = 235 MW, Petroleum = 4 MW | Natural Gas Steam Turbine; Petroleum Liquids; | 243.3 | 239 | [6 empty] | 235 |  | 4 |  |  |  | EIA-860, EIA-860M and EIA-923 | 202406 | -96.1013 | 32.1245
-10866207.1909 | 3542596.1111 | 37255 | 3548 | Decker Creek | 1015 | Austin Energy | Electric Utility | 8003 Decker Ln | Austin | Travis | Texas | 78724 | natural gas | Natural Gas = 208 MW | Natural Gas Fired Combustion Turbine | 206 | 208 | [6 empty] | 208 | [5 empty] | EIA-860, EIA-860M and EIA-923 | 202406 | -97.6128 | 30.3033
-10856032.5894 | 2988321.9812 | 37256 | 3559 | Silas Ray | 2409 | Brownsville Public Utilities Board | Electric Utility | 94 West 13th St Power Plant Dr | Brownsville | Cameron | Texas | 78520 | natural gas | Natural Gas = 107 MW, Petroleum = 5 MW | Natural Gas Fired Combined Cycle; Natural Gas Fired Combustion Turbine; Petroleum Liquids | 142.5 | 112 | [6 empty] | 107 |  | 5 |  |  |  | EIA-860, EIA-860M and EIA-923 | 202406 | -97.5214 | 25.9131
-10728117.1437 | 3587042.782 | 37257 | 3561 | Bryan (TX) | 2442 | City of Bryan - (TX) | Electric Utility | 601 Atkins Street | Bryan | Brazos | Texas | 77801 | natural gas | Natural Gas = 21 MW | Natural Gas Fired Combustion Turbine | 22 | 21 | [6 empty] | 21 | [5 empty] | EIA-860, EIA-860M and EIA-923 | 202406 | -96.3723 | 30.6474
-10737041.0707 | 3904340.6142 | 37258 | 3576 | Ray Olinger | 6958 | City of Garland - (TX) | Electric Utility | 13835 Cr 489 | Navada | Collin | Texas | 75173 | natural gas | Natural Gas = 395 MW | Natural Gas Fired Combustion Turbine; Natural Gas Steam Turbine; | 427.7 | 395 | [6 empty] | 395 | [5 empty] | EIA-860, EIA-860M and EIA-923 | 202406 | -96.4525 | 33.0681
-10913844.5859 | 3451462.0841 | 37259 | 3581 | Abbott TP 3 | 7751 | Guadalupe Blanco River Authority | Electric Utility | 8860 F M 725 | McQueeney | Guadalupe | Texas | 78155 | hydroelectric | Hydroelectric = 2.8 MW | Conventional Hydroelectric | 2.8 | 2.8 |  |  |  |  | 2.8 | [7 empty] | EIA-860, EIA-860M and EIA-923 | 202406 | -98.0407 | 29.594
-10914423.4472 | 3457382.5783 | 37260 | 3582 | Dunlap TP 1 | 7751 | Guadalupe Blanco River Authority | Electric Utility | 394 Canal Lane | New Brannfels | Guadalupe | Texas | 78155 | hydroelectric | Hydroelectric = 3.6 MW | Conventional Hydroelectric | 3.6 | 3.6 |  |  |  |  | 3.6 | [7 empty] | EIA-860, EIA-860M and EIA-923 | 202406 | -98.0459 | 29.6402
-10867559.5001 | 3438825.2545 | 37261 | 3583 | H 4 | 7751 | Guadalupe Blanco River Authority | Electric Utility | 7182 FM 466 | Cost | Gonzales | Texas | 78155 | hydroelectric | Hydroelectric = 2.4 MW | Conventional Hydroelectric | 2.4 | 2.4 |  |  |  |  | 2.4 | [7 empty] | EIA-860, EIA-860M and EIA-923 | 202406 | -97.6249 | 29.4952
-10852748.6645 | 3435360.6564 | 37262 | 3584 | H 5 | 7751 | Guadalupe Blanco River Authority | Electric Utility | 1625 PR 2002 | Gonzales | Gonzales | Texas | 78155 | hydroelectric | Hydroelectric = 2.4 MW | Conventional Hydroelectric | 2.4 | 2.4 |  |  |  |  | 2.4 | [7 empty] | EIA-860, EIA-860M and EIA-923 | 202406 | -97.4919 | 29.4681
-10901752.1722 | 3444245.5589 | 37263 | 3585 | Nolte | 7751 | Guadalupe Blanco River Authority | Electric Utility | 2220 FM 466 | Seguin | Guadalupe | Texas | 78155 | hydroelectric | Hydroelectric = 2.4 MW | Conventional Hydroelectric | 2.4 | 2.4 |  |  |  |  | 2.4 | [7 empty] | EIA-860, EIA-860M and EIA-923 | 202406 | -97.9321 | 29.5376
-10909264.1228 | 3445598.1747 | 37264 | 3586 | TP 4 | 7751 | Guadalupe Blanco River Authority | Electric Utility | 16007 FM 725 | Seguin | Guadalupe | Texas | 78155 | hydroelectric | Hydroelectric = 2.4 MW | Conventional Hydroelectric | 2.4 | 2.4 |  |  |  |  | 2.4 | [7 empty] | EIA-860, EIA-860M and EIA-923 | 202406 | -97.9996 | 29.5481
-10885310.5061 | 3541322.7979 | 37265 | 3594 | Austin | 11269 | Lower Colorado River Authority | Electric Utility | 3629 Lake Austin Blvd | Austin | Travis | Texas | 78703 | hydroelectric | Hydroelectric = 17 MW | Conventional Hydroelectric | 18 | 17 |  |  |  |  | 17 | [7 empty] | EIA-860, EIA-860M and EIA-923 | 202406 | -97.7844 | 30.2934
-10955797.1171 | 3600414.9398 | 37266 | 3595 | Buchanan Dam (TX) | 11269 | Lower Colorado River Authority | Electric Utility | 815 Buchanan Plant Rd | Buchanan Dam | Llano | Texas | 78609 | hydroelectric | Hydroelectric = 54.9 MW | Conventional Hydroelectric | 54.9 | 54.9 |  |  |  |  | 54.9 | [7 empty] | EIA-860, EIA-860M and EIA-923 | 202406 | -98.4176 | 30.7507
-10946980.6134 | 3575220.5458 | 37267 | 3597 | Granite Shoals | 11269 | Lower Colorado River Authority | Electric Utility | 3138 North Wirtz Dam Rd | Marble Falls | Burnet | Texas | 78654 | hydroelectric | Hydroelectric = 54 MW | Conventional Hydroelectric | 54 | 54 |  |  |  |  | 54 | [7 empty] | EIA-860, EIA-860M and EIA-923 | 202406 | -98.3384 | 30.556
-10952215.0785 | 3597941.0018 | 37268 | 3598 | Inks | 11269 | Lower Colorado River Authority | Electric Utility | 422 Inks Dam Rd. | Buchanan Dam | Burnet | Texas | 78609 | hydroelectric | Hydroelectric = 13.8 MW | Conventional Hydroelectric | 15 | 13.8 |  |  |  |  | 13.8 | [7 empty] | EIA-860, EIA-860M and EIA-923 | 202406 | -98.3854 | 30.7316
-10937985.2193 | 3575128.5052 | 37269 | 3599 | Marble Falls | 11269 | Lower Colorado River Authority | Electric Utility | 1395 Starke Dam Rd. | Marble Falls | Burnet | Texas | 78654 | hydroelectric | Hydroelectric = 39.6 MW | Conventional Hydroelectric | 39.6 | 39.6 |  |  |  |  | 39.6 | [7 empty] | EIA-860, EIA-860M and EIA-923 | 202406 | -98.2576 | 30.5553
-10898990.7809 | 3553766.9545 | 37270 | 3600 | Marshall Ford | 11269 | Lower Colorado River Authority | Electric Utility | 4400 Ranch Road | Austin | Travis | Texas | 78732 | hydroelectric | Hydroelectric = 108 MW | Conventional Hydroelectric | 108 | 108 |  |  |  |  | 108 | [7 empty] | EIA-860, EIA-860M and EIA-923 | 202406 | -97.9073 | 30.3899
-10828135.9251 | 3522279.1289 | 37271 | 3601 | Sim Gideon | 11269 | Lower Colorado River Authority | Electric Utility | 257 Power Plant Rd. | Bastrop | Bastrop | Texas | 78602 | natural gas | Natural Gas = 607 MW | Natural Gas Steam Turbine | 623 | 607 | [6 empty] | 607 | [5 empty] | EIA-860, EIA-860M and EIA-923 | 202406 | -97.2708 | 30.1456
-11331277.7595 | 3964677.3029 | 37272 | 3602 | Ty Cooke | 11292 | City of Lubbock - (TX) | Electric Utility | 3500 E. Slaton Hwy | Lubbock | Lubbock | Texas | 79404 | natural gas | Natural Gas = 120 MW | Natural Gas Fired Combustion Turbine; Natural Gas Steam Turbine; | 138.1 | 120 | [6 empty] | 120 | [5 empty] | EIA-860, EIA-860M and EIA-923 | 202406 | -101.7906 | 33.5211
-11336865.998 | 3975738.674 | 37273 | 3604 | J Robert Massengale | 11292 | City of Lubbock - (TX) | Electric Utility | 230 Massengale Drive | Lubock | Lubbock | Texas | 79401 | natural gas | Natural Gas = 74 MW | Natural Gas Fired Combined Cycle | 84 | 74 | [6 empty] | 74 | [5 empty] | EIA-860, EIA-860M and EIA-923 | 202406 | -101.8408 | 33.6039
-10973441.2564 | 3420588.3464 | 37274 | 3609 | Leon Creek | 16604 | City of San Antonio - (TX) | Electric Utility | 7718 Quintana Rd. | San Antonio | Bexar | Texas | 78211 | natural gas | Natural Gas = 184 MW | Natural Gas Fired Combustion Turbine | 229.6 | 184 | [6 empty] | 184 | [5 empty] | EIA-860, EIA-860M and EIA-923 | 202406 | -98.5761 | 29.3525
-10945399.8767 | 3414913.3936 | 37275 | 3611 | O W Sommers | 16604 | City of San Antonio - (TX) | Electric Utility | 12940 US Hwy 181 South | San Antonio | Bexar | Texas | 78263 | natural gas | Natural Gas = 830 MW | Natural Gas Steam Turbine | 892 | 830 | [6 empty] | 830 | [5 empty] | EIA-860, EIA-860M and EIA-923 | 202406 | -98.3242 | 29.3081
-10951889.803 | 3408358.9397 | 37276 | 3612 | V H Braunig | 16604 | City of San Antonio - (TX) | Electric Utility | 15290 Streich Rd. | Elmendorf | Bexar | Texas | 78112 | natural gas | Natural Gas = 1050 MW | Natural Gas Fired Combustion Turbine; Natural Gas Steam Turbine; | 1138 | 1050 | [6 empty] | 1050 | [5 empty] | EIA-860, EIA-860M and EIA-923 | 202406 | -98.3825 | 29.2567
-10943852.5357 | 3850009.8934 | 37277 | 3628 | R W Miller | 66086 | RW Miller Power LLC | Electric Utility | 2217 F.M.Road 3137 | Palo Pinto | Palo Pinto | Texas | 76484 | natural gas | Natural Gas = 574 MW | Natural Gas Fired Combustion Turbine; Natural Gas Steam Turbine; | 603.6 | 574 | [6 empty] | 574 | [5 empty] | EIA-860, EIA-860M and EIA-923 | 202406 | -98.3103 | 32.6581
-11030859.8497 | 3366421.6416 | 37278 | 3630 | Pearsall | 17583 | South Texas Electric Coop, Inc | Electric Utility | 2393 County Road 1005 | Pearsall | Frio | Texas | 78061 | natural gas | Natural Gas = 201.6 MW | Natural Gas Internal Combustion Engine | 201.6 | 201.6 | [6 empty] | 201.6 | [5 empty] | EIA-860, EIA-860M and EIA-923 | 202406 | -99.0919 | 28.9275
-10813018.7382 | 3362250.5189 | 37279 | 3631 | Sam Rayburn | 17583 | South Texas Electric Coop, Inc | Electric Utility | 2849 FM 447 | Nursery | Victoria | Texas | 77976 | natural gas | Natural Gas = 183 MW, Petroleum = 1.8 MW | Natural Gas Fired Combined Cycle; Petroleum Liquids; | 192.8 | 184.8 | [6 empty] | 183 |  | 1.8 |  |  |  | EIA-860, EIA-860M and EIA-923 | 202406 | -97.135 | 28.8947
-12521283.1161 | 4617397.2458 | 37280 | 3643 | Upper Beaver | 1434 | Beaver City Corporation | Electric Utility | Hwy 153, 10 Mi E of Beaver | Beaver | Beaver | Utah | 84713 | hydroelectric | Hydroelectric = 2.5 MW | Conventional Hydroelectric | 2.5 | 2.5 |  |  |  |  | 2.5 | [7 empty] | EIA-860, EIA-860M and EIA-923 | 202406 | -112.4806 | 38.2683
-12473584.2728 | 5136250.6756 | 37281 | 3646 | Cutler Hydro | 14354 | PacifiCorp | Electric Utility | 1365 W Cutler Dam Road | Collinston | Box Elder | Utah | 84306 | hydroelectric | Hydroelectric = 30 MW | Conventional Hydroelectric | 30 | 30 |  |  |  |  | 30 | [7 empty] | EIA-860, EIA-860M and EIA-923 | 202406 | -112.0521 | 41.8347
-12459868.1531 | 4978269.8985 | 37282 | 3648 | Gadsby | 14354 | PacifiCorp | Electric Utility | 1407 West North Temple Rear | Salt Lake City | Salt Lake | Utah | 84104 | natural gas | Natural Gas = 353.6 MW | Natural Gas Fired Combustion Turbine; Natural Gas Steam Turbine; | 432.8 | 353.6 | [6 empty] | 353.6 | [5 empty] | EIA-860, EIA-860M and EIA-923 | 202406 | -111.9289 | 40.7686
-12443524.2254 | 4956331.0124 | 37283 | 3651 | Granite | 14354 | PacifiCorp | Electric Utility | 4101 Big Cottonwood Canyon Rd | Salt lake City | Salt Lake | Utah | 84121 | hydroelectric | Hydroelectric = 1.2 MW | Conventional Hydroelectric | 2 | 1.2 |  |  |  |  | 1.2 | [7 empty] | EIA-860, EIA-860M and EIA-923 | 202406 | -111.7821 | 40.6192
-12461824.9271 | 5048345.6453 | 37284 | 3656 | Pioneer | 14354 | PacifiCorp | Electric Utility | 1218 12th Street | Ogden | Weber | Utah | 84404 | hydroelectric | Hydroelectric = 4 MW | Conventional Hydroelectric | 5 | 4 |  |  |  |  | 4 | [7 empty] | EIA-860, EIA-860M and EIA-923 | 202406 | -111.9465 | 41.2436
-12412447.2745 | 4945450.6571 | 37285 | 3658 | Snake Creek | 8366 | Heber Light & Power Company | Electric Utility | Snake Creek Drive | Midway | Wasatch | Utah | 84049 | hydroelectric | Hydroelectric = 1 MW | Conventional Hydroelectric | 1.2 | 1 |  |  |  |  | 1 | [7 empty] | EIA-860, EIA-860M and EIA-923 | 202406 | -111.5029 | 40.5449
-12440320.4505 | 4956980.2785 | 37286 | 3659 | Stairs | 14354 | PacifiCorp | Electric Utility | E. Big Cottonwood Canyon Road | Salt Lake City | Salt Lake | Utah | 84121 | hydroelectric | Hydroelectric = 1.2 MW | Conventional Hydroelectric | 1 | 1.2 |  |  |  |  | 1.2 | [7 empty] | EIA-860, EIA-860M and EIA-923 | 202406 | -111.7533 | 40.6236
-12454975.4388 | 5032661.971 | 37287 | 3661 | Weber | 14354 | PacifiCorp | Electric Utility | 1 Mi E. of South Weber on I84 | South Weber | Weber | Utah | 84403 | hydroelectric | Hydroelectric = 2 MW | Conventional Hydroelectric | 3.8 | 2 |  |  |  |  | 2 | [7 empty] | EIA-860, EIA-860M and EIA-923 | 202406 | -111.8849 | 41.1376
-12455018.1855 | 4995668.8662 | 37288 | 3665 | Bountiful City | 2010 | City of Bountiful | Electric Utility | 253 South 200 W | Bountiful | Davis | Utah | 84010 | natural gas | Natural Gas = 24.5 MW | Natural Gas Fired Combustion Turbine | 30.4 | 24.5 | [6 empty] | 24.5 | [5 empty] | EIA-860, EIA-860M and EIA-923 | 202406 | -111.8853 | 40.8869
-12467053.8262 | 5086614.289 | 37289 | 3666 | Brigham City | 2220 | Brigham City Corporation | Electric Utility | 450 South 1500 East | Brigham | Box Elder | Utah | 84302 | hydroelectric | Hydroelectric = 1.5 MW | Conventional Hydroelectric | 1.8 | 1.5 |  |  |  |  | 1.5 | [7 empty] | EIA-860, EIA-860M and EIA-923 | 202406 | -111.9934 | 41.5016
-12439510.3785 | 5123061.3961 | 37290 | 3675 | Hydro III | 11135 | City of Logan - (UT) | Electric Utility | 3700 E Hwy 89 | Logan | Cache | Utah | 84321 | hydroelectric | Hydroelectric = 1.4 MW | Conventional Hydroelectric | 1.4 | 1.4 |  |  |  |  | 1.4 | [7 empty] | EIA-860, EIA-860M and EIA-923 | 202406 | -111.746 | 41.7464
-12425647.5397 | 4758395.2025 | 37291 | 3676 | Manti Upper | 11588 | City of Manti - (UT) | Electric Utility | 5000 East 500 South | Manti | Sanpete | Utah | 84642 | hydroelectric | Hydroelectric = 1.2 MW | Conventional Hydroelectric | 1.6 | 1.2 |  |  |  |  | 1.2 | [7 empty] | EIA-860, EIA-860M and EIA-923 | 202406 | -111.6215 | 39.2559
-12412063.2222 | 4890259.8354 | 37292 | 3688 | Bartholomew | 17845 | City of Springville - (UT) | Electric Utility | 3593 LeftFork, Hobble Creek Cn | Springville | Utah | Utah | 84663 | hydroelectric | Hydroelectric = 1 MW | Conventional Hydroelectric | 1 | 1 |  |  |  |  | 1 | [7 empty] | EIA-860, EIA-860M and EIA-923 | 202406 | -111.4995 | 40.1671
-12423794.6268 | 4877580.5913 | 37293 | 3691 | Spanish Fork | 18205 | Strawberry Water Users Assn | Electric Utility | 2100 E. Powerhouse Rd. | Spanish Fork | Utah | Utah | 84660 | hydroelectric | Hydroelectric = 3.6 MW | Conventional Hydroelectric | 3.6 | 3.6 |  |  |  |  | 3.6 | [7 empty] | EIA-860, EIA-860M and EIA-923 | 202406 | -111.6048 | 40.08
-12449019.0668 | 5032503.2256 | 37294 | 3697 | Gateway | 20255 | Weber Basin Water Conserv Dist | Electric Utility | 6430 Gateway Drive | Mountain Green | Morgan | Utah | 84050 | hydroelectric | Hydroelectric = 4 MW | Conventional Hydroelectric | 4 | 4 |  |  |  |  | 4 | [7 empty] | EIA-860, EIA-860M and EIA-923 | 202406 | -111.8314 | 41.1365
-12401469.9482 | 4981474.6959 | 37295 | 3698 | Wanship | 20255 | Weber Basin Water Conserv Dist | Electric Utility | 3145 Rockport Dr | Wanship | Summit | Utah | 84017 | hydroelectric | Hydroelectric = 1.9 MW | Conventional Hydroelectric | 1.9 | 1.9 |  |  |  |  | 1.9 | [7 empty] | EIA-860, EIA-860M and EIA-923 | 202406 | -111.4043 | 40.7904
-12405254.8109 | 4577420.0233 | 37296 | 3699 | Boulder | 6957 | Garkane Energy Coop, Inc | Electric Utility | 5701 North Highway 12 | Boulder | Garfield | Utah | 84716 | hydroelectric | Hydroelectric = 4.2 MW | Conventional Hydroelectric | 4.2 | 4.2 |  |  |  |  | 4.2 | [7 empty] | EIA-860, EIA-860M and EIA-923 | 202406 | -111.4383 | 37.9858
-12252503.4301 | 4944441.9581 | 37297 | 3704 | Uintah | 12866 | Moon Lake Electric Assn Inc | Electric Utility | Uintah Canyon Farm Creek Junct | Neola | Duchesne | Utah | 84053 | hydroelectric | Hydroelectric = 1.2 MW | Conventional Hydroelectric | 1.2 | 1.2 |  |  |  |  | 1.2 | [7 empty] | EIA-860, EIA-860M and EIA-923 | 202406 | -110.0661 | 40.5381
-8061790.9191 | 5373224.0059 | 37298 | 3708 | Ascutney | 7601 | Green Mountain Power Corp | Electric Utility | 776 Route 131 | Weatherfield | Windsor | Vermont | 5030 | petroleum | Petroleum = 9 MW | Petroleum Liquids | 13.2 | 9 | [8 empty] | 9 |  |  |  | EIA-860, EIA-860M and EIA-923 | 202406 | -72.4203 | 43.4011
-8029274.4958 | 5464219.7215 | 37299 | 3709 | Smith (VT) | 7601 | Green Mountain Power Corp | Electric Utility | 105 South Main Street | Bradford | Orange | Vermont | 5033 | hydroelectric | Hydroelectric = 0.9 MW | Conventional Hydroelectric | 1.5 | 0.9 |  |  |  |  | 0.9 | [7 empty] | EIA-860, EIA-860M and EIA-923 | 202406 | -72.1282 | 43.9921
-8081599.3319 | 5370179.3742 | 37300 | 3710 | Cavendish | 7601 | Green Mountain Power Corp | Electric Utility | 241 Power Plant Road | Cavendish | Windsor | Vermont | 5142 | hydroelectric | Hydroelectric = 1.1 MW | Conventional Hydroelectric | 1.7 | 1.1 |  |  |  |  | 1.1 | [7 empty] | EIA-860, EIA-860M and EIA-923 | 202406 | -72.5982 | 43.3812
-8139681.1668 | 5564335.4381 | 37301 | 3711 | Clark Falls | 7601 | Green Mountain Power Corp | Electric Utility | 16 Howard Drive | Milton | Chittenden | Vermont | 5468 | hydroelectric | Hydroelectric = 3 MW | Conventional Hydroelectric | 3 | 3 |  |  |  |  | 3 | [7 empty] | EIA-860, EIA-860M and EIA-923 | 202406 | -73.12 | 44.6356
-8125888.6819 | 5567120.4575 | 37302 | 3712 | Fairfax Falls | 7601 | Green Mountain Power Corp | Electric Utility | 781 Main St. | Fairfax | Franklin | Vermont | 5454 | hydroelectric | Hydroelectric = 3.4 MW | Conventional Hydroelectric | 3.5 | 3.4 |  |  |  |  | 3.4 | [7 empty] | EIA-860, EIA-860M and EIA-923 | 202406 | -72.9961 | 44.6534
-8123651.1601 | 5409391.7267 | 37303 | 3714 | Glen | 7601 | Green Mountain Power Corp | Electric Utility | 747 US Rt 7 North | Rutland | Rutland | Vermont | 5701 | hydroelectric | Hydroelectric = 2 MW | Conventional Hydroelectric | 2 | 2 |  |  |  |  | 2 | [7 empty] | EIA-860, EIA-860M and EIA-923 | 202406 | -72.976 | 43.6367
-8146004.1139 | 5469296.3246 | 37304 | 3716 | Lower Middlebury | 7601 | Green Mountain Power Corp | Electric Utility | 85 Seymour Street Ext. | Middlebury Lower | Addison | Vermont | 5753 | hydroelectric | Hydroelectric = 2 MW | Conventional Hydroelectric | 2.4 | 2 |  |  |  |  | 2 | [7 empty] | EIA-860, EIA-860M and EIA-923 | 202406 | -73.1768 | 44.0249
-8138942.4507 | 5565247.9855 | 37305 | 3717 | Milton | 7601 | Green Mountain Power Corp | Electric Utility | 85 Ritchie Ave. | Milton | Chittenden | Vermont | 5468 | hydroelectric | Hydroelectric = 7 MW | Conventional Hydroelectric | 7.4 | 7 |  |  |  |  | 7 | [7 empty] | EIA-860, EIA-860M and EIA-923 | 202406 | -73.1134 | 44.6414
-8144412.2452 | 5564726.541 | 37306 | 3720 | Peterson | 7601 | Green Mountain Power Corp | Electric Utility | 197 West Milton Road | Milton | Chittenden | Vermont | 5468 | hydroelectric | Hydroelectric = 5.8 MW | Conventional Hydroelectric | 6.3 | 5.8 |  |  |  |  | 5.8 | [7 empty] | EIA-860, EIA-860M and EIA-923 | 202406 | -73.1625 | 44.6381
-8121313.4508 | 5418209.4504 | 37307 | 3722 | Pittsford | 7601 | Green Mountain Power Corp | Electric Utility | 5 Powerhouse Road | Pittsford | Rutland | Vermont | 5763 | hydroelectric | Hydroelectric = 3.2 MW | Conventional Hydroelectric | 3.6 | 3.2 |  |  |  |  | 3.2 | [7 empty] | EIA-860, EIA-860M and EIA-923 | 202406 | -72.955 | 43.694
-8125465.6678 | 5404209.6622 | 37308 | 3723 | Rutland | 7601 | Green Mountain Power Corp | Electric Utility | 296 Green Hills Lane | Rutland City | Rutland | Vermont | 5701 | petroleum | Petroleum = 8.4 MW | Petroleum Liquids | 13.2 | 8.4 | [8 empty] | 8.4 |  |  |  | EIA-860, EIA-860M and EIA-923 | 202406 | -72.9923 | 43.603
-8137532.7006 | 5449269.3354 | 37309 | 3724 | Salisbury | 7601 | Green Mountain Power Corp | Electric Utility | 1084 Maple Street | Salisbury | Addison | Vermont | 5769 | hydroelectric | Hydroelectric = 1.2 MW | Conventional Hydroelectric | 1.3 | 1.2 |  |  |  |  | 1.2 | [7 empty] | EIA-860, EIA-860M and EIA-923 | 202406 | -73.1007 | 43.8954
-8132236.6759 | 5449761.2136 | 37310 | 3725 | Silver Lake (VT) | 7601 | Green Mountain Power Corp | Electric Utility | 3668 Lake Dunmore Road | Salisbury | Addison | Vermont | 5769 | hydroelectric | Hydroelectric = 2.2 MW | Conventional Hydroelectric | 2.2 | 2.2 |  |  |  |  | 2.2 | [7 empty] | EIA-860, EIA-860M and EIA-923 | 202406 | -73.0531 | 43.8986
-8150345.574 | 5475677.0151 | 37311 | 3728 | Weybridge | 7601 | Green Mountain Power Corp | Electric Utility | 19 Water Street | Weybridge | Addison | Vermont | 5753 | hydroelectric | Hydroelectric = 3.4 MW | Conventional Hydroelectric | 3 | 3.4 |  |  |  |  | 3.4 | [7 empty] | EIA-860, EIA-860M and EIA-923 | 202406 | -73.2158 | 44.0661
-8035037.2832 | 5611699.9244 | 37312 | 3731 | Newport | 49852 | Great Bay Hydro Corp | IPP Non-CHP | 964 Clyde Street | Newport | Orleans | Vermont | 5855 | hydroelectric | Hydroelectric = 4 MW | Conventional Hydroelectric | 4 | 4 |  |  |  |  | 4 | [7 empty] | EIA-860, EIA-860M and EIA-923 | 202406 | -72.18 | 44.9376
-8082095.5942 | 5504367.5304 | 37313 | 3734 | Berlin 5 | 7601 | Green Mountain Power Corp | Electric Utility | 144 Nelson Drive | Berlin | Washington | Vermont | 5641 | petroleum | Petroleum = 35 MW | Petroleum Liquids | 41.8 | 35 | [8 empty] | 35 |  |  |  | EIA-860, EIA-860M and EIA-923 | 202406 | -72.6027 | 44.251
-8145280.5372 | 5541680.2312 | 37314 | 3735 | Colchester 16 | 7601 | Green Mountain Power Corp | Electric Utility | 154 Gorge Road | Colchester | Chittenden | Vermont | 5446 | petroleum | Petroleum = 8.7 MW | Petroleum Liquids | 18 | 8.7 | [8 empty] | 8.7 |  |  |  | EIA-860, EIA-860M and EIA-923 | 202406 | -73.1703 | 44.4906
-8139280.4166 | 5540353.917 | 37315 | 3737 | Essex Junction 19 | 7601 | Green Mountain Power Corp | Electric Utility | 111 Park Street | Essex Junction | Chittenden | Vermont | 5452 | hydroelectric | Hydroelectric = 8 MW, Petroleum = 7.2 MW | Conventional Hydroelectric; Petroleum Liquids; | 16 | 15.2 |  |  |  |  | 8 |  |  |  | 7.2 |  |  |  | EIA-860, EIA-860M and EIA-923 | 202406 | -73.1164 | 44.4821
-8052362.1582 | 5521416.5047 | 37316 | 3739 | Marshfield 6 | 7601 | Green Mountain Power Corp | Electric Utility | 78 Power Plant Road | Marshfield | Washington | Vermont | 5658 | hydroelectric | Hydroelectric = 5 MW | Conventional Hydroelectric | 5 | 5 |  |  |  |  | 5 | [7 empty] | EIA-860, EIA-860M and EIA-923 | 202406 | -72.3356 | 44.3606
-8090967.7576 | 5510802.4228 | 37317 | 3740 | Middlesex 2 | 7601 | Green Mountain Power Corp | Electric Utility | 7515 Route 100B | Moretown | Washington | Vermont | 5602 | hydroelectric | Hydroelectric = 3.2 MW | Conventional Hydroelectric | 3.2 | 3.2 |  |  |  |  | 3.2 | [7 empty] | EIA-860, EIA-860M and EIA-923 | 202406 | -72.6824 | 44.2924
-8035942.5333 | 5528425.7736 | 37318 | 3743 | West Danville 15 | 7601 | Green Mountain Power Corp | Electric Utility | 268 Power Plant Plant Road | Danville | Caledonia | Vermont | 5873 | hydroelectric | Hydroelectric = 1 MW | Conventional Hydroelectric | 1 | 1 |  |  |  |  | 1 | [7 empty] | EIA-860, EIA-860M and EIA-923 | 202406 | -72.1881 | 44.4056
-8064696.3578 | 5332924.2223 | 37319 | 3745 | Bellows Falls | 61122 | Great River Hydro, LLC | IPP Non-CHP | 12 Mill St | Bellow Falls | Windham | Vermont | 5101 | hydroelectric | Hydroelectric = 47.1 MW | Conventional Hydroelectric | 40.8 | 47.1 |  |  |  |  | 47.1 | [7 empty] | EIA-860, EIA-860M and EIA-923 | 202406 | -72.4464 | 43.1375
-8116793.8795 | 5280608.2443 | 37320 | 3746 | Harriman | 61122 | Great River Hydro, LLC | IPP Non-CHP | 1096 Harriman Station Drive | Whitingham | Windham | Vermont | 5361 | hydroelectric | Hydroelectric = 40.8 MW | Conventional Hydroelectric | 33.6 | 40.8 |  |  |  |  | 40.8 | [7 empty] | EIA-860, EIA-860M and EIA-923 | 202406 | -72.9144 | 42.7936
-7962701.4328 | 5621407.1931 | 37321 | 3750 | Canaan | 62775 | Central Rivers Power NH, LLC | IPP Non-CHP | Beechers Falls Rd. | Canaan | Essex | Vermont | 5903 | hydroelectric | Hydroelectric = 1.1 MW | Conventional Hydroelectric | 1.1 | 1.1 |  |  |  |  | 1.1 | [7 empty] | EIA-860, EIA-860M and EIA-923 | 202406 | -71.5302 | 44.9993
-8021165.6502 | 5603809.0055 | 37322 | 3753 | West Charleston | 1299 | Barton Village, Inc | Electric Utility | Rte 105 | West Charleston | Orleans | Vermont | 5872 | hydroelectric | Hydroelectric = 1.3 MW | Conventional Hydroelectric | 1.4 | 1.3 |  |  |  |  | 1.3 | [7 empty] | EIA-860, EIA-860M and EIA-923 | 202406 | -72.0554 | 44.8874
-8151247.2619 | 5540244.6997 | 37323 | 3754 | Burlington GT | 2548 | City of Burlington Electric - (VT) | Electric Utility | 124 Penny Lane | Burlington | Chittenden | Vermont | 5401 | petroleum | Petroleum = 19.7 MW | Petroleum Liquids | 25.5 | 19.7 | [8 empty] | 19.7 |  |  |  | EIA-860, EIA-860M and EIA-923 | 202406 | -73.2239 | 44.4814
-8014883.2234 | 5543181.8522 | 37324 | 3762 | Great Falls (VT) | 11359 | The Town of Lyndon Electric Department | Electric Utility | Great Falls Drive | Lyndon | Caledonia | Vermont | 5851 | hydroelectric | Hydroelectric = 1.9 MW | Conventional Hydroelectric | 1.9 | 1.9 |  |  |  |  | 1.9 | [7 empty] | EIA-860, EIA-860M and EIA-923 | 202406 | -71.9989 | 44.5002
-8082058.7475 | 5552802.5066 | 37325 | 3764 | Morrisville | 12989 | Village of Morrisville - (VT) | Electric Utility | 189 B Street | Morrisville | Lamoille | Vermont | 5661 | hydroelectric | Hydroelectric = 1.5 MW | Conventional Hydroelectric | 1.8 | 1.5 |  |  |  |  | 1.5 | [7 empty] | EIA-860, EIA-860M and EIA-923 | 202406 | -72.6024 | 44.5618
-8083115.3921 | 5555259.2325 | 37326 | 3765 | Cadys Falls | 12989 | Village of Morrisville - (VT) | Electric Utility | 1564 Cady's Falls Road | Morrisville | Lamoille | Vermont | 5661 | hydroelectric | Hydroelectric = 1.1 MW | Conventional Hydroelectric | 1.6 | 1.1 |  |  |  |  | 1.1 | [7 empty] | EIA-860, EIA-860M and EIA-923 | 202406 | -72.6119 | 44.5776
-9010056.4279 | 4412409.986 | 37327 | 3772 | Buck Hydro | 733 | Appalachian Power Co | Electric Utility | Route 737 | Ivanhoe | Carroll | Virginia | 24350 | hydroelectric | Hydroelectric = 9 MW | Conventional Hydroelectric | 8.4 | 9 |  |  |  |  | 9 | [7 empty] | EIA-860, EIA-860M and EIA-923 | 202406 | -80.9387 | 36.8082
-9009453.7442 | 4409291.977 | 37328 | 3773 | Byllesby 2 | 733 | Appalachian Power Co | Electric Utility | Route 602 | Ivanhoe | Carroll | Virginia | 24350 | hydroelectric | Hydroelectric = 31.6 MW | Conventional Hydroelectric | 21.6 | 31.6 |  |  |  |  | 31.6 | [7 empty] | EIA-860, EIA-860M and EIA-923 | 202406 | -80.9333 | 36.7858
-8970647.7697 | 4449565.9824 | 37329 | 3774 | Claytor | 733 | Appalachian Power Co | Electric Utility | Route 605 | Radford | Pulaski | Virginia | 24141 | hydroelectric | Hydroelectric = 58.8 MW | Conventional Hydroelectric | 74.8 | 58.8 |  |  |  |  | 58.8 | [7 empty] | EIA-860, EIA-860M and EIA-923 | 202406 | -80.5847 | 37.075
-9150428.7474 | 4429813.7408 | 37330 | 3775 | Clinch River | 733 | Appalachian Power Co | Electric Utility | State Route 82 | Cleveland | Russell | Virginia | 24225 | natural gas | Natural Gas = 460 MW | Natural Gas Steam Turbine | 475 | 460 | [6 empty] | 460 | [5 empty] | EIA-860, EIA-860M and EIA-923 | 202406 | -82.1997 | 36.9333
-8839045.8677 | 4452119.5953 | 37331 | 3777 | Leesville | 733 | Appalachian Power Co | Electric Utility | Rt. 754 | Hurt | Pittsylvania | Virginia | 24563 | hydroelectric | Hydroelectric = 50 MW | Conventional Hydroelectric | 40 | 50 |  |  |  |  | 50 | [7 empty] | EIA-860, EIA-860M and EIA-923 | 202406 | -79.4025 | 37.0933
-8891711.1188 | 4474626.4385 | 37332 | 3778 | Niagara | 733 | Appalachian Power Co | Electric Utility | 1495 Niagara Rd | Vinton | Roanoke | Virginia | 24179 | hydroelectric | Hydroelectric = 1.8 MW | Conventional Hydroelectric | 3.6 | 1.8 |  |  |  |  | 1.8 | [7 empty] | EIA-860, EIA-860M and EIA-923 | 202406 | -79.8756 | 37.2544
-8814900.6702 | 4503967.24 | 37333 | 3779 | Reusens | 57280 | Eagle Creek Renewable Energy, LLC | IPP Non-CHP | 4300 Hydro Street | Lynchburg | Campbell | Virginia | 24503 | hydroelectric | Hydroelectric = 12.5 MW | Conventional Hydroelectric | 12.5 | 12.5 |  |  |  |  | 12.5 | [7 empty] | EIA-860, EIA-860M and EIA-923 | 202406 | -79.1856 | 37.4639
-8853862.4919 | 4444865.0392 | 37334 | 3780 | Smith Mountain | 733 | Appalachian Power Co | Electric Utility | Route 1 | Penhook | Pittsylvania | Virginia | 24141 | hydroelectric | Pumped Storage = 238 MW,Hydroelectric = 348 MW | Hydroelectric Pumped Storage; Conventional Hydroelectric; | 547.5 | 586 |  |  |  |  | 348 | 238 | [6 empty] | EIA-860, EIA-860M and EIA-923 | 202406 | -79.5356 | 37.0413
-8456741.3405 | 4477046.2325 | 37335 | 3782 | Bayview | 56609 | Calpine Mid-Atlantic Generation LLC | IPP Non-CHP | Rt 684; 22872 Bayview Circle | Bayview | Northampton | Virginia | 23316 | petroleum | Petroleum = 12.6 MW | Petroleum Liquids | 12 | 12.6 | [8 empty] | 12.6 |  |  |  | EIA-860, EIA-860M and EIA-923 | 202406 | -75.9682 | 37.2717
-8427230.5435 | 4537990.3917 | 37336 | 3785 | Tasley | 56609 | Calpine Mid-Atlantic Generation LLC | IPP Non-CHP | 21417 Taylor Road | Tasley | Accomack | Virginia | 23441 | petroleum | Petroleum = 29.9 MW | Petroleum Liquids | 27 | 29.9 | [8 empty] | 29.9 |  |  |  | EIA-860, EIA-860M and EIA-923 | 202406 | -75.7031 | 37.7061
-8738456.24 | 4675462.1532 | 37337 | 3789 | Luray Hydro Station | 57280 | Eagle Creek Renewable Energy, LLC | IPP Non-CHP | 650 Power Dam Road | Luray | Page | Virginia | 22835 | hydroelectric | Hydroelectric = 1.1 MW | Conventional Hydroelectric | 1.6 | 1.1 |  |  |  |  | 1.1 | [7 empty] | EIA-860, EIA-860M and EIA-923 | 202406 | -78.4989 | 38.6767
-8749000.7561 | 4660461.3653 | 37338 | 3790 | Newport Hydro Station | 57280 | Eagle Creek Renewable Energy, LLC | IPP Non-CHP | -- | Newport | Page | Virginia | 24128 | hydroelectric | Hydroelectric = 1.3 MW | Conventional Hydroelectric | 1.4 | 1.3 |  |  |  |  | 1.3 | [7 empty] | EIA-860, EIA-860M and EIA-923 | 202406 | -78.5936 | 38.5714
-8614269.5519 | 4492515.2818 | 37339 | 3797 | Chesterfield | 19876 | Virginia Electric & Power Co | Electric Utility | 500 Coxendale Road | Chester | Chesterfield | Virginia | 23831 | natural gas | Natural Gas = 381.5 MW | Natural Gas Fired Combined Cycle | 446.6 | 381.5 | [6 empty] | 381.5 | [5 empty] | EIA-860, EIA-860M and EIA-923 | 202406 | -77.3833 | 37.3822
-8836632.7951 | 4522072.9653 | 37340 | 3798 | Cushaw | 61891 | Cushaw Hydro LLC | Electric Utility | Mt Grove CR-01 600 N. | Warm Springs | Amherst | Virginia | 24526 | hydroelectric | Hydroelectric = 2 MW | Conventional Hydroelectric | 7.5 | 2 |  |  |  |  | 2 | [7 empty] | EIA-860, EIA-860M and EIA-923 | 202406 | -79.3808 | 37.5929
-8893536.7585 | 4547971.1126 | 37341 | 3799 | Low Moor | 19876 | Virginia Electric & Power Co | Electric Utility | 9319 Rich Patch Road | Covington | Alleghany | Virginia | 24426 | petroleum | Petroleum = 48 MW | Petroleum Liquids | 82.8 | 48 | [8 empty] | 48 |  |  |  | EIA-860, EIA-860M and EIA-923 | 202406 | -79.892 | 37.777
-8539429.4582 | 4572364.8957 | 37342 | 3800 | Northern Neck | 19876 | Virginia Electric & Power Co | Electric Utility | 819 Indian Field Road | Warsaw | Richmond | Virginia | 22572 | petroleum | Petroleum = 47 MW | Petroleum Liquids | 82.8 | 47 | [8 empty] | 47 |  |  |  | EIA-860, EIA-860M and EIA-923 | 202406 | -76.711 | 37.95
-8493888.6546 | 4407248.9244 | 37343 | 3803 | Chesapeake | 19876 | Virginia Electric & Power Co | Electric Utility | 2701 Vepco Street | Chesapeake | Chesapeake | Virginia | 23323 | petroleum | Petroleum = 38.9 MW | Petroleum Liquids | 51.1 | 38.9 | [8 empty] | 38.9 |  |  |  | EIA-860, EIA-860M and EIA-923 | 202406 | -76.3019 | 36.7711
-8602837.0402 | 4655523.4367 | 37344 | 3804 | Possum Point | 19876 | Virginia Electric & Power Co | Electric Utility | 19000 Possum Point Road | Dumfries | Prince William | Virginia | 22026 | natural gas | Natural Gas = 573 MW, Petroleum = 71.5 MW | Natural Gas Fired Combined Cycle; Petroleum Liquids; | 709 | 644.5 | [6 empty] | 573 |  | 71.5 |  |  |  | EIA-860, EIA-860M and EIA-923 | 202406 | -77.2806 | 38.5367
-8538049.0966 | 4462284.3431 | 37345 | 3806 | Surry | 19876 | Virginia Electric & Power Co | Electric Utility | 5570 Hog Island Road | Surry | Surry | Virginia | 23883 | nuclear | Nuclear = 1676 MW | Nuclear | 1695 | 1676 | [7 empty] | 1676 |  |  |  |  | EIA-860, EIA-860M and EIA-923 | 202406 | -76.6986 | 37.1661
-8835594.9635 | 4519363.6838 | 37346 | 3821 | Snowden | 1456 | Town of Bedford - (VA) | Electric Utility | 7443 Elon Road | Big Island | Bedford | Virginia | 24526 | hydroelectric | Hydroelectric = 5 MW | Conventional Hydroelectric | 5 | 5 |  |  |  |  | 5 | [7 empty] | EIA-860, EIA-860M and EIA-923 | 202406 | -79.3715 | 37.5736
-8955418.9294 | 4392773.3712 | 37347 | 3825 | Pinnacles | 64642 | Northbrook Virginia Hydro, LLC | IPP Non-CHP | 6211 Kibler Valley Road | Ararat | Patrick | Virginia | 24053 | hydroelectric | Hydroelectric = 11.1 MW | Conventional Hydroelectric | 11.8 | 11.1 |  |  |  |  | 11.1 | [7 empty] | EIA-860, EIA-860M and EIA-923 | 202406 | -80.4479 | 36.6669
-8892600.3389 | 4392395.7537 | 37348 | 3826 | Martinsville | 11770 | City of Martinsville - (VA) | Electric Utility | 1820 Greensboro Rd | Martinsville | Henry | Virginia | 24112 | hydroelectric | Hydroelectric = 1.2 MW | Conventional Hydroelectric | 1.3 | 1.2 |  |  |  |  | 1.2 | [7 empty] | EIA-860, EIA-860M and EIA-923 | 202406 | -79.8836 | 36.6641
-8969314.8301 | 4450035.6334 | 37349 | 3827 | Radford | 15619 | City of Radford - (VA) | Electric Utility | 701 17th Street | Radford | Pulaski | Virginia | 24141 | hydroelectric | Hydroelectric = 1 MW | Conventional Hydroelectric | 1 | 1 |  |  |  |  | 1 | [7 empty] | EIA-860, EIA-860M and EIA-923 | 202406 | -80.5727 | 37.0784
-8716371.7889 | 4383418.6045 | 37350 | 3833 | John H Kerr | 18574 | USCE-Wilmington District | Electric Utility | 5460 Buggs Island Road | Boydton | Mecklenburg | Virginia | 23917 | hydroelectric | Hydroelectric = 296.6 MW | Conventional Hydroelectric | 296.8 | 296.6 |  |  |  |  | 296.6 | [7 empty] | EIA-860, EIA-860M and EIA-923 | 202406 | -78.3005 | 36.5994
-8908687.3412 | 4408527.5237 | 37351 | 3834 | Philpott Lake | 18574 | USCE-Wilmington District | Electric Utility | 810 Spillway Road | Bassett | Henry | Virginia | 24055 | hydroelectric | Hydroelectric = 15.6 MW | Conventional Hydroelectric | 14 | 15.6 |  |  |  |  | 15.6 | [7 empty] | EIA-860, EIA-860M and EIA-923 | 202406 | -80.0281 | 36.7803
-13676686.3675 | 5902327.5332 | 37352 | 3845 | Transalta Centralia Generation | 19099 | TransAlta Centralia Gen LLC | IPP Non-CHP | 913 Big Hanaford Rd. | Centralia | Lewis | Washington | 98531 | coal | Coal = 670 MW | Conventional Steam Coal | 729.9 | 670 |  |  | 670 | [9 empty] | EIA-860, EIA-860M and EIA-923 | 202406 | -122.8598 | 46.7559
-13642698.3005 | 5773413.0779 | 37353 | 3847 | Merwin | 14354 | PacifiCorp | Electric Utility | 300 Merwin Village Road | Ariel | Cowlitz | Washington | 98603 | hydroelectric | Hydroelectric = 151 MW | Conventional Hydroelectric | 136 | 151 |  |  |  |  | 151 | [7 empty] | EIA-860, EIA-860M and EIA-923 | 202406 | -122.5544 | 45.9567
-13603427.3445 | 5790103.116 | 37354 | 3850 | Swift 1 | 14354 | PacifiCorp | Electric Utility | Rd 91013 at Swift Creek Res. | Cougar | Skamania | Washington | 98616 | hydroelectric | Hydroelectric = 263.7 MW | Conventional Hydroelectric | 240 | 263.7 |  |  |  |  | 263.7 | [7 empty] | EIA-860, EIA-860M and EIA-923 | 202406 | -122.2017 | 46.0608
-13618321.8924 | 5774385.0926 | 37355 | 3852 | Yale | 14354 | PacifiCorp | Electric Utility | 200 Yale Village Road | Amboy | Cowlitz | Washington | 98601 | hydroelectric | Hydroelectric = 163.6 MW | Conventional Hydroelectric | 134 | 163.6 |  |  |  |  | 163.6 | [7 empty] | EIA-860, EIA-860M and EIA-923 | 202406 | -122.3355 | 45.9628
-13522557.1854 | 5934482.1703 | 37356 | 3853 | Crystal Mountain | 15500 | Puget Sound Energy Inc | Electric Utility | 5-1/2 miles up Crystal Mt Blvd | Greenwater | Pierce | Washington | 98446 | petroleum | Petroleum = 2.5 MW | Petroleum Liquids | 2.7 | 2.5 | [8 empty] | 2.5 |  |  |  | EIA-860, EIA-860M and EIA-923 | 202406 | -121.4752 | 46.9535
-13600449.9934 | 5940599.7815 | 37357 | 3854 | Electron | 59866 | Electron Hydro LLC | IPP Non-CHP | 19318 Electron Road | Orting | Pierce | Washington | 98360 | hydroelectric | Hydroelectric = 25.8 MW | Conventional Hydroelectric | 22.8 | 25.8 |  |  |  |  | 25.8 | [7 empty] | EIA-860, EIA-860M and EIA-923 | 202406 | -122.1749 | 46.991
-13552112.7328 | 6198477.9498 | 37358 | 3855 | Lower Baker | 15500 | Puget Sound Energy Inc | Electric Utility | 46110 E Main St | Concrete | Skagit | Washington | 98237 | hydroelectric | Hydroelectric = 102.4 MW | Conventional Hydroelectric | 103.9 | 102.4 |  |  |  |  | 102.4 | [7 empty] | EIA-860, EIA-860M and EIA-923 | 202406 | -121.7407 | 48.5478
-13562835.0262 | 6030683.7184 | 37359 | 3860 | Snoqualmie | 15500 | Puget Sound Energy Inc | Electric Utility | 37820 SE 69th St. | Snoqualmie | King | Washington | 98065 | hydroelectric | Hydroelectric = 12.1 MW | Conventional Hydroelectric | 12.8 | 12.1 |  |  |  |  | 12.1 | [7 empty] | EIA-860, EIA-860M and EIA-923 | 202406 | -121.837 | 47.5401
-13546546.7583 | 6215512.5464 | 37360 | 3861 | Upper Baker | 15500 | Puget Sound Energy Inc | Electric Utility | 46110 E Main St | Concrete | Whatcom | Washington | 98237 | hydroelectric | Hydroelectric = 103.4 MW | Conventional Hydroelectric | 104.8 | 103.4 |  |  |  |  | 103.4 | [7 empty] | EIA-860, EIA-860M and EIA-923 | 202406 | -121.6907 | 48.649
-13126423.3265 | 6077237.6907 | 37361 | 3866 | Little Falls (WA) | 20169 | Avista Corp | Electric Utility | 49557 Little Falls Rd E | Ford | Lincoln | Washington | 99013 | hydroelectric | Hydroelectric = 43.2 MW | Conventional Hydroelectric | 43.2 | 43.2 |  |  |  |  | 43.2 | [7 empty] | EIA-860, EIA-860M and EIA-923 | 202406 | -117.9167 | 47.8217
-13117455.8736 | 6079356.2767 | 37362 | 3867 | Long Lake | 20169 | Avista Corp | Electric Utility | 53200 Long Lake Road E. | Ford | Lincoln | Washington | 99013 | hydroelectric | Hydroelectric = 89.5 MW | Conventional Hydroelectric | 70 | 89.5 |  |  |  |  | 89.5 | [7 empty] | EIA-860, EIA-860M and EIA-923 | 202406 | -117.8361 | 47.8344
-13142412.4789 | 6206469.1878 | 37363 | 3868 | Meyers Falls | 9143 | Hydro Technology Systems Inc | IPP Non-CHP | 1680 S. Juniper St. | Kettle Falls | Stevens | Washington | 99141 | hydroelectric | Hydroelectric = 1.6 MW | Conventional Hydroelectric | 1.6 | 1.6 |  |  |  |  | 1.6 | [7 empty] | EIA-860, EIA-860M and EIA-923 | 202406 | -118.0603 | 48.5953
-13084183.7023 | 6068629.9265 | 37364 | 3869 | Nine Mile | 20169 | Avista Corp | Electric Utility | W. 9602 Old Charles Road | Nine Mile | Spokane | Washington | 99026 | hydroelectric | Hydroelectric = 37.6 MW | Conventional Hydroelectric | 37.6 | 37.6 |  |  |  |  | 37.6 | [7 empty] | EIA-860, EIA-860M and EIA-923 | 202406 | -117.5372 | 47.7697
-13651754.2524 | 5937980.0333 | 37365 | 3878 | Yelm | 3295 | City of Centralia - (WA) | Electric Utility | 14024 Yelm Hwy. S. E. | Yelm | Thurston | Washington | 98597 | hydroelectric | Hydroelectric = 11.4 MW | Conventional Hydroelectric | 12 | 11.4 |  |  |  |  | 11.4 | [7 empty] | EIA-860, EIA-860M and EIA-923 | 202406 | -122.6358 | 46.9749
-13391209.0918 | 6029612.1017 | 37366 | 3883 | Rocky Reach | 3413 | PUD No 1 of Chelan County | Electric Utility | Rocky Reach Dam | Wenatchee | Chelan | Washington | 98801 | hydroelectric | Hydroelectric = 1253.9 MW | Conventional Hydroelectric | 1299.6 | 1253.9 |  |  |  |  | 1253.9 | [7 empty] | EIA-860, EIA-860M and EIA-923 | 202406 | -120.2953 | 47.5336
-13343344.1598 | 6098025.4288 | 37367 | 3886 | Wells | 5326 | PUD No 1 of Douglas County | Electric Utility | 28905 Highway 97 | Pateros | Douglas | Washington | 98846 | hydroelectric | Hydroelectric = 873.6 MW | Conventional Hydroelectric | 774 | 873.6 |  |  |  |  | 873.6 | [7 empty] | EIA-860, EIA-860M and EIA-923 | 202406 | -119.8653 | 47.9469
-13348097.502 | 5884336.5382 | 37368 | 3887 | Priest Rapids | 14624 | PUD No 2 of Grant County | Electric Utility | 29086 Highway 243 South | Mattawa | Grant | Washington | 99349 | hydroelectric | Hydroelectric = 950 MW | Conventional Hydroelectric | 950 | 950 |  |  |  |  | 950 | [7 empty] | EIA-860, EIA-860M and EIA-923 | 202406 | -119.908 | 46.6451
-13355032.7063 | 5921385.3049 | 37369 | 3888 | Wanapum | 14624 | PUD No 2 of Grant County | Electric Utility | 14353 Highway 243 | Beverly | Grant | Washington | 99321 | hydroelectric | Hydroelectric = 1220 MW | Conventional Hydroelectric | 1220 | 1220 |  |  |  |  | 1220 | [7 empty] | EIA-860, EIA-860M and EIA-923 | 202406 | -119.9703 | 46.8731
-13070949.4846 | 6237758.7164 | 37370 | 3891 | Box Canyon | 14653 | PUD No 1 of Pend Oreille County | Electric Utility | 7492 Hwy 31 | Ione | Pend Oreille | Washington | 99139 | hydroelectric | Hydroelectric = 90 MW | Conventional Hydroelectric | 90 | 90 |  |  |  |  | 90 | [7 empty] | EIA-860, EIA-860M and EIA-923 | 202406 | -117.4183 | 48.7809
-13484641.9894 | 5718706.7544 | 37371 | 3895 | The Dalles | 19400 | USACE Northwestern Division | Electric Utility | 3545 Bret Clodfelter Way | The Dalles | Wasco | Oregon | 97058 | hydroelectric | Hydroelectric = 1822.7 MW | Conventional Hydroelectric | 1819.7 | 1822.7 |  |  |  |  | 1822.7 | [7 empty] | EIA-860, EIA-860M and EIA-923 | 202406 | -121.1346 | 45.614
-13615509.1828 | 5909750.0559 | 37372 | 3913 | Alder | 18429 | City of Tacoma - (WA) | Electric Utility | 46502 Mountain Highway East | La Grande | Pierce | Washington | 98348 | hydroelectric | Hydroelectric = 51 MW | Conventional Hydroelectric | 50 | 51 |  |  |  |  | 51 | [7 empty] | EIA-860, EIA-860M and EIA-923 | 202406 | -122.3102 | 46.8016
-13717366.5169 | 6010587.6644 | 37373 | 3914 | Cushman 1 | 18429 | City of Tacoma - (WA) | Electric Utility | North 21451 Highway 101 | Shelton | Mason | Washington | 98584 | hydroelectric | Hydroelectric = 53.4 MW | Conventional Hydroelectric | 43.2 | 53.4 |  |  |  |  | 53.4 | [7 empty] | EIA-860, EIA-860M and EIA-923 | 202406 | -123.2252 | 47.4181
-13710141.8819 | 6002645.1242 | 37374 | 3915 | Cushman 2 | 18429 | City of Tacoma - (WA) | Electric Utility | North 21451 Highway 101 | Shelton | Mason | Washington | 98584 | hydroelectric | Hydroelectric = 93.6 MW | Conventional Hydroelectric | 84.6 | 93.6 |  |  |  |  | 93.6 | [7 empty] | EIA-860, EIA-860M and EIA-923 | 202406 | -123.1603 | 47.3698
-13616555.586 | 5914825.3517 | 37375 | 3916 | LaGrande | 18429 | City of Tacoma - (WA) | Electric Utility | 46502 Moutain Highway East | La Grande | Pierce | Washington | 98348 | hydroelectric | Hydroelectric = 64 MW | Conventional Hydroelectric | 64 | 64 |  |  |  |  | 64 | [7 empty] | EIA-860, EIA-860M and EIA-923 | 202406 | -122.3196 | 46.8328
-13646489.3971 | 5861405.862 | 37376 | 3917 | Mayfield | 18429 | City of Tacoma - (WA) | Electric Utility | 418 Gershick Road | Silver Creek | Lewis | Washington | 98585 | hydroelectric | Hydroelectric = 164 MW | Conventional Hydroelectric | 162 | 164 |  |  |  |  | 164 | [7 empty] | EIA-860, EIA-860M and EIA-923 | 202406 | -122.5885 | 46.5035
-13628255.2645 | 5866453.2447 | 37377 | 3918 | Mossyrock | 18429 | City of Tacoma - (WA) | Electric Utility | 418 Gershick Road | Silver Creek | Lewis | Washington | 98585 | hydroelectric | Hydroelectric = 343 MW | Conventional Hydroelectric | 300 | 343 |  |  |  |  | 343 | [7 empty] | EIA-860, EIA-860M and EIA-923 | 202406 | -122.4247 | 46.5347
-13318308.4063 | 6106039.6882 | 37378 | 3921 | Chief Joseph | 19400 | USACE Northwestern Division | Electric Utility | Hayden Rd | Bridgeport | Douglas | Washington | 98813 | hydroelectric | Hydroelectric = 2456.2 MW | Conventional Hydroelectric | 2456.2 | 2456.2 |  |  |  |  | 2456.2 | [7 empty] | EIA-860, EIA-860M and EIA-923 | 202406 | -119.6404 | 47.9951
-13233643.0317 | 5820470.7707 | 37379 | 3925 | Ice Harbor | 19400 | USACE Northwestern Division | Electric Utility | 2763 Monument Drive | Burbank | Walla Walla | Washington | 99323 | hydroelectric | Hydroelectric = 513 MW | Conventional Hydroelectric | 603 | 513 |  |  |  |  | 513 | [7 empty] | EIA-860, EIA-860M and EIA-923 | 202406 | -118.8798 | 46.2498
-13138738.9357 | 5874402.2775 | 37380 | 3926 | Little Goose | 19400 | USACE Northwestern Division | Electric Utility | 1001 Little Goose Dam Road | Dayton | Columbia | Washington | 99328 | hydroelectric | Hydroelectric = 810 MW | Conventional Hydroelectric | 810 | 810 |  |  |  |  | 810 | [7 empty] | EIA-860, EIA-860M and EIA-923 | 202406 | -118.0273 | 46.5838
-13195779.0428 | 5871114.9416 | 37381 | 3927 | Lower Monumental | 19400 | USACE Northwestern Division | Electric Utility | 5520 Devils Canyon Road | Kahlotus | Walla Walla | Washington | 99335 | hydroelectric | Hydroelectric = 810 MW | Conventional Hydroelectric | 810 | 810 |  |  |  |  | 810 | [7 empty] | EIA-860, EIA-860M and EIA-923 | 202406 | -118.5397 | 46.5635
-13533048.6021 | 5876351.4554 | 37382 | 3929 | Packwood | 20160 | Energy Northwest | Electric Utility | 179 Powerhouse Road | Packwood | Lewis | Washington | 98361 | hydroelectric | Hydroelectric = 26 MW | Conventional Hydroelectric | 27.5 | 26 |  |  |  |  | 26 | [7 empty] | EIA-860, EIA-860M and EIA-923 | 202406 | -121.5694 | 46.5958
-9108528.091 | 4646476.25 | 37383 | 3935 | John E Amos | 733 | Appalachian Power Co | Electric Utility | U.S. Route 35 | St Albans | Putnam | West Virginia | 25213 | coal | Coal = 2900 MW | Conventional Steam Coal | 2932.6 | 2900 |  |  | 2900 | [9 empty] | EIA-860, EIA-860M and EIA-923 | 202406 | -81.8233 | 38.4731
-8897488.6004 | 4824009.8678 | 37384 | 3943 | FirstEnergy Fort Martin Power Station | 12796 | Monongahela Power Co | Electric Utility | PO Box 247 | Maidsville | Monongalia | West Virginia | 26541 | coal | Coal = 1098 MW | Conventional Steam Coal | 1152 | 1098 |  |  | 1098 | [9 empty] | EIA-860, EIA-860M and EIA-923 | 202406 | -79.9275 | 39.7108
-8942572.9942 | 4776850.5484 | 37385 | 3944 | FirstEnergy Harrison Power Station | 12796 | Monongahela Power Co | Electric Utility | PO Box 600 | Haywood | Harrison | West Virginia | 26366 | coal | Coal = 1954 MW | Conventional Steam Coal | 2052 | 1954 |  |  | 1954 | [9 empty] | EIA-860, EIA-860M and EIA-923 | 202406 | -80.3325 | 39.3842
-8996318.0443 | 4841225.5209 | 37386 | 3948 | Mitchell (WV) | 22053 | Kentucky Power Co | Electric Utility | W.Va. State Route 2 | Captina | Marshall | West Virginia | 26041 | coal | Coal = 1560 MW | Conventional Steam Coal | 1632.6 | 1560 |  |  | 1560 | [9 empty] | EIA-860, EIA-860M and EIA-923 | 202406 | -80.8153 | 39.8297
-8823583.5904 | 4750475.4004 | 37387 | 3954 | Mt Storm | 19876 | Virginia Electric & Power Co | Electric Utility | HC 76, Box 430 | Mount Storm | Grant | West Virginia | 26739 | coal | Coal = 1613.4 MW, Petroleum = 11 MW | Conventional Steam Coal; Petroleum Liquids; | 1680.9 | 1624.4 |  |  | 1613.4 | [5 empty] | 11 |  |  |  | EIA-860, EIA-860M and EIA-923 | 202406 | -79.2636 | 39.2008
-9994352.939 | 5532322.1419 | 37388 | 3971 | Biron | 4247 | Consolidated Water Power Co | Electric Utility | 621 North Biron Drive | Biron | Wood | Wisconsin | 54494 | hydroelectric | Hydroelectric = 5.6 MW | Conventional Hydroelectric | 5.8 | 5.6 |  |  |  |  | 5.6 | [7 empty] | EIA-860, EIA-860M and EIA-923 | 202406 | -89.7808 | 44.4306
-9979914.8011 | 5568888.919 | 37389 | 3972 | Du Bay | 4247 | Consolidated Water Power Co | Electric Utility | Dam Road | Eau Pleine | Portage | Wisconsin | 54455 | hydroelectric | Hydroelectric = 7.2 MW | Conventional Hydroelectric | 7.2 | 7.2 |  |  |  |  | 7.2 | [7 empty] | EIA-860, EIA-860M and EIA-923 | 202406 | -89.6511 | 44.6647
-9972556.5827 | 5545535.4417 | 37390 | 3973 | Stevens Point | 4247 | Consolidated Water Power Co | Electric Utility | 707 Arlington Place | Stevens Point | Portage | Wisconsin | 54481 | hydroelectric | Hydroelectric = 4.8 MW | Conventional Hydroelectric | 4.8 | 4.8 |  |  |  |  | 4.8 | [7 empty] | EIA-860, EIA-860M and EIA-923 | 202406 | -89.585 | 44.5153
-9999273.2605 | 5526602.8453 | 37391 | 3974 | Wisconsin Rapids | 4247 | Consolidated Water Power Co | Electric Utility | 310 3rd. Avenue | Wisconsin Rapids | Wood | Wisconsin | 54495 | hydroelectric | Hydroelectric = 8.1 MW | Conventional Hydroelectric | 8.1 | 8.1 |  |  |  |  | 8.1 | [7 empty] | EIA-860, EIA-860M and EIA-923 | 202406 | -89.825 | 44.3939
-9971510.1795 | 5541414.9529 | 37392 | 3975 | Whiting | 4247 | Consolidated Water Power Co | Electric Utility | 2627 Whiting Road | Whiting | Portage | Wisconsin | 54481 | hydroelectric | Hydroelectric = 9 MW | Conventional Hydroelectric | 5.1 | 9 |  |  |  |  | 9 | [7 empty] | EIA-860, EIA-860M and EIA-923 | 202406 | -89.5756 | 44.4889
-10217518.6844 | 5818360.4271 | 37393 | 3976 | Gordon | 4715 | Dahlberg Light & Power Co | Electric Utility | 9891E County Road G | Gordon | Douglas | Wisconsin | 54838 | petroleum | Petroleum = 2.8 MW | Petroleum Liquids | 7 | 2.8 | [8 empty] | 2.8 |  |  |  | EIA-860, EIA-860M and EIA-923 | 202406 | -91.7855 | 46.2367
-10119130.9562 | 5874956.5497 | 37394 | 3982 | Bay Front | 13781 | Northern States Power Co - Minnesota | Electric Utility | 122 N. 14th Ave West | Ashland | Ashland | Wisconsin | 54806 | natural gas | Biomass = 18 MW, Natural Gas = 23 MW | Wood/Wood Waste Biomass; Natural Gas Steam Turbine; | 47.2 | 41 |  | 18 |  |  |  |  | 23 | [5 empty] | EIA-860, EIA-860M and EIA-923 | 202406 | -90.9017 | 46.5872
-10135294.5463 | 5699259.3704 | 37395 | 3983 | Big Falls | 13781 | Northern States Power Co - Minnesota | Electric Utility | West 5506 Dam Road | Glen Fora | Rusk | Wisconsin | 54563 | hydroelectric | Hydroelectric = 3.3 MW | Conventional Hydroelectric | 7.7 | 3.3 |  |  |  |  | 3.3 | [7 empty] | EIA-860, EIA-860M and EIA-923 | 202406 | -91.0469 | 45.4917
-10139381.1961 | 5694937.4556 | 37396 | 3986 | Ladysmith Dam | 13781 | Northern States Power Co - Minnesota | Electric Utility | E. Warden Ave. | Ladysmith | Rusk | Wisconsin | 54848 | hydroelectric | Hydroelectric = 1 MW | Conventional Hydroelectric | 3.4 | 1 |  |  |  |  | 1 | [7 empty] | EIA-860, EIA-860M and EIA-923 | 202406 | -91.0836 | 45.4644
-10154372.8146 | 5686480.8107 | 37397 | 3988 | Thornapple | 13781 | Northern States Power Co - Minnesota | Electric Utility | Dam Rd. | Bruce | Rusk | Wisconsin | 54848 | hydroelectric | Hydroelectric = 0.8 MW | Conventional Hydroelectric | 1.4 | 0.8 |  |  |  |  | 0.8 | [7 empty] | EIA-860, EIA-860M and EIA-923 | 202406 | -91.2183 | 45.4111
-10119374.6346 | 5860570.2498 | 37398 | 3989 | White River (WI) | 13781 | Northern States Power Co - Minnesota | Electric Utility | Highway 12 | Ashland | Ashland | Wisconsin | 54806 | hydroelectric | Hydroelectric = 0.4 MW | Conventional Hydroelectric | 1 | 0.4 |  |  |  |  | 0.4 | [7 empty] | EIA-860, EIA-860M and EIA-923 | 202406 | -90.9039 | 46.4983
-9958675.0422 | 5314209.6046 | 37399 | 3991 | Fitchburg | 11479 | Madison Gas & Electric Co | Electric Utility | 5961 McKee Road | Madison | Dane | Wisconsin | 53719 | natural gas | Natural Gas = 31.4 MW | Natural Gas Fired Combustion Turbine | 57.6 | 31.4 | [6 empty] | 31.4 | [5 empty] | EIA-860, EIA-860M and EIA-923 | 202406 | -89.4603 | 43.0147
-9949112.698 | 5323988.9527 | 37400 | 3992 | Blount Street | 11479 | Madison Gas & Electric Co | Electric Utility | 717 E. Main Street | Madison | Dane | Wisconsin | 53703 | natural gas | Natural Gas = 94.5 MW | Natural Gas Steam Turbine | 100 | 94.5 | [6 empty] | 94.5 | [5 empty] | EIA-860, EIA-860M and EIA-923 | 202406 | -89.3744 | 43.0789
-9942255.4173 | 5329233.1934 | 37401 | 3993 | Sycamore (WI) | 11479 | Madison Gas & Electric Co | Electric Utility | 4102 Sycamore Avenue | Madison | Dane | Wisconsin | 53714 | natural gas | Natural Gas = 29.8 MW | Natural Gas Fired Combustion Turbine | 41.6 | 29.8 | [6 empty] | 29.8 | [5 empty] | EIA-860, EIA-860M and EIA-923 | 202406 | -89.3128 | 43.1133
-10152649.2549 | 5740647.8631 | 37402 | 3995 | Arpin Dam | 58149 | Renewable World Energies LLC | IPP Non-CHP | 3251 North Birchtrail Road | Radisson | Sawyer | Wisconsin | 54867 | hydroelectric | Hydroelectric = 1.4 MW | Conventional Hydroelectric | 1.4 | 1.4 |  |  |  |  | 1.4 | [7 empty] | EIA-860, EIA-860M and EIA-923 | 202406 | -91.2028 | 45.7517
-10228958.7659 | 5611561.6954 | 37403 | 3998 | Cedar Falls (WI) | 13781 | Northern States Power Co - Minnesota | Electric Utility | North 7075 540th Street | Menomonie | Dunn | Wisconsin | 54751 | hydroelectric | Hydroelectric = 3.6 MW | Conventional Hydroelectric | 6 | 3.6 |  |  |  |  | 3.6 | [7 empty] | EIA-860, EIA-860M and EIA-923 | 202406 | -91.8883 | 44.9367
-10173365.8122 | 5610633.9333 | 37404 | 4000 | Chippewa Falls | 13781 | Northern States Power Co - Minnesota | Electric Utility | 100 Court St. | Chippewa Falls | Chippewa | Wisconsin | 54729 | hydroelectric | Hydroelectric = 12.1 MW | Conventional Hydroelectric | 21.6 | 12.1 |  |  |  |  | 12.1 | [7 empty] | EIA-860, EIA-860M and EIA-923 | 202406 | -91.3889 | 44.9308
-10186970.2784 | 5594492.9179 | 37405 | 4002 | Dells | 13781 | Northern States Power Co - Minnesota | Electric Utility | 1120 Forest st. | Eau Claire | Eau Claire | Wisconsin | 54701 | hydroelectric | Hydroelectric = 7.3 MW | Conventional Hydroelectric | 12.3 | 7.3 |  |  |  |  | 7.3 | [7 empty] | EIA-860, EIA-860M and EIA-923 | 202406 | -91.5111 | 44.8281
-10158983.3339 | 5439048.4231 | 37406 | 4005 | French Island | 13781 | Northern States Power Co - Minnesota | Electric Utility | 200 S Bainbridge St | La Cross | La Crosse | Wisconsin | 54601 | petroleum | Biomass = 16 MW, Petroleum = 119 MW | Wood/Wood Waste Biomass; Petroleum Liquids; | 188 | 135 |  | 16 | [6 empty] | 119 |  |  |  | EIA-860, EIA-860M and EIA-923 | 202406 | -91.2597 | 43.8292
-10144235.9504 | 5656793.4249 | 37407 | 4007 | Holcombe | 13781 | Northern States Power Co - Minnesota | Electric Utility | 27322 263rd Avenue | Holcombe | Chippewa | Wisconsin | 54745 | hydroelectric | Hydroelectric = 21.9 MW | Conventional Hydroelectric | 33.9 | 21.9 |  |  |  |  | 21.9 | [7 empty] | EIA-860, EIA-860M and EIA-923 | 202406 | -91.1272 | 45.2236
-10160575.2027 | 5629553.9689 | 37408 | 4008 | Jim Falls | 13781 | Northern States Power Co - Minnesota | Electric Utility | 19760 Cty Hwy S. | Jim Falls | Chippewa | Wisconsin | 54748 | hydroelectric | Hydroelectric = 25 MW | Conventional Hydroelectric | 59.8 | 25 |  |  |  |  | 25 | [7 empty] | EIA-860, EIA-860M and EIA-923 | 202406 | -91.274 | 45.051
-10233538.895 | 5603304.3469 | 37409 | 4009 | Menomonie | 13781 | Northern States Power Co - Minnesota | Electric Utility | 300 2nd St.NW | Menomonie | Dunn | Wisconsin | 54751 | hydroelectric | Hydroelectric = 2.2 MW | Conventional Hydroelectric | 5.4 | 2.2 |  |  |  |  | 2.2 | [7 empty] | EIA-860, EIA-860M and EIA-923 | 202406 | -91.9294 | 44.8842
-10313405.7316 | 5686565.0126 | 37410 | 4011 | St Croix Falls | 13781 | Northern States Power Co - Minnesota | Electric Utility | 130 River St N | St Croix Falls | Polk | Wisconsin | 54024 | hydroelectric | Hydroelectric = 15.2 MW | Conventional Hydroelectric | 23.2 | 15.2 |  |  |  |  | 15.2 | [7 empty] | EIA-860, EIA-860M and EIA-923 | 202406 | -92.6469 | 45.4117
-10228967.0035 | 5772010.49 | 37411 | 4012 | Trego | 13781 | Northern States Power Co - Minnesota | Electric Utility | W8656 Ricci Rd | Hayward | Washburn | Wisconsin | 54888 | hydroelectric | Hydroelectric = 0.7 MW | Conventional Hydroelectric | 1.2 | 0.7 |  |  |  |  | 0.7 | [7 empty] | EIA-860, EIA-860M and EIA-923 | 202406 | -91.8884 | 45.9479
-10187495.9291 | 5603500.5822 | 37412 | 4014 | Wheaton | 13781 | Northern States Power Co - Minnesota | Electric Utility | 3008 80th St | Eau Claire | Chippewa | Wisconsin | 54701 | natural gas | Natural Gas = 186 MW, Petroleum = 48 MW | Natural Gas Fired Combustion Turbine; Petroleum Liquids; | 247.1 | 234 | [6 empty] | 186 |  | 48 |  |  |  | EIA-860, EIA-860M and EIA-923 | 202406 | -91.5158 | 44.8854
-10167989.0808 | 5611734.6786 | 37413 | 4015 | Wissota | 13781 | Northern States Power Co - Minnesota | Electric Utility | 6350 163rd St | Chippewa Falls | Chippewa | Wisconsin | 54729 | hydroelectric | Hydroelectric = 18 MW | Conventional Hydroelectric | 39.4 | 18 |  |  |  |  | 18 | [7 empty] | EIA-860, EIA-860M and EIA-923 | 202406 | -91.3406 | 44.9378
-10301316.4349 | 5771811.968 | 37414 | 4018 | Clam River Dam | 58149 | Renewable World Energies LLC | IPP Non-CHP | 10817 Clam River Dam Road | Danbury | Burnett | Wisconsin | 54830 | hydroelectric | Hydroelectric = 1.2 MW | Conventional Hydroelectric | 1.2 | 1.2 |  |  |  |  | 1.2 | [7 empty] | EIA-860, EIA-860M and EIA-923 | 202406 | -92.5383 | 45.9467
-10282859.6633 | 5780349.2203 | 37415 | 4019 | Danbury Dam | 58149 | Renewable World Energies LLC | IPP Non-CHP | 2295 South 3rd Avenue | Danbury | Burnett | Wisconsin | 54830 | hydroelectric | Hydroelectric = 1 MW | Conventional Hydroelectric | 1 | 1 |  |  |  |  | 1 | [7 empty] | EIA-860, EIA-860M and EIA-923 | 202406 | -92.3725 | 46
-10293163.7293 | 5725207.7705 | 37416 | 4020 | Frederic Diesel | 13815 | Northwestern Wisconsin Elec Co | Electric Utility | 106 Ash Street | Frederic | Polk | Wisconsin | 54837 | petroleum | Petroleum = 13.5 MW | Petroleum Liquids | 13.7 | 13.5 | [8 empty] | 13.5 |  |  |  | EIA-860, EIA-860M and EIA-923 | 202406 | -92.4651 | 45.6548
-10316872.9998 | 5745034.4359 | 37417 | 4021 | Grantsburg Diesel | 13815 | Northwestern Wisconsin Elec Co | Electric Utility | 318 East Madison Avenue | Grantsburg | Burnett | Wisconsin | 54840 | petroleum | Petroleum = 6.3 MW | Petroleum Liquids | 6.4 | 6.3 | [8 empty] | 6.3 |  |  |  | EIA-860, EIA-860M and EIA-923 | 202406 | -92.678 | 45.7792
-9781521.2046 | 5370635.048 | 37418 | 4040 | Port Washington Generating Station | 20847 | Wisconsin Electric Power Co | Electric Utility | 146 South Wisconsin Street | Port Washington | Ozaukee | Wisconsin | 53074 | natural gas | Natural Gas = 1236.5 MW | Natural Gas Fired Combined Cycle | 1229.6 | 1236.5 | [6 empty] | 1236.5 | [5 empty] | EIA-860, EIA-860M and EIA-923 | 202406 | -87.8689 | 43.3842
-9777124.0847 | 5288515.2263 | 37419 | 4041 | South Oak Creek | 20847 | Wisconsin Electric Power Co | Electric Utility | 11060 S. Chicago Road | Oak Creek | Milwaukee | Wisconsin | 53154 | coal | Coal = 616 MW | Conventional Steam Coal | 641.6 | 616 |  |  | 616 | [9 empty] | EIA-860, EIA-860M and EIA-923 | 202406 | -87.8294 | 42.8457
-9787576.9849 | 5316584.9537 | 37420 | 4042 | Valley (WI) | 20847 | Wisconsin Electric Power Co | Electric Utility | 1035 West Canal Street | Milwaukee | Milwaukee | Wisconsin | 53233 | natural gas | Natural Gas = 263.9 MW, Petroleum = 2.7 MW | Natural Gas Steam Turbine; Petroleum Liquids; | 274.7 | 266.6 | [6 empty] | 263.9 |  | 2.7 |  |  |  | EIA-860, EIA-860M and EIA-923 | 202406 | -87.9233 | 43.0303
-9841707.2005 | 5504822.8967 | 37421 | 4043 | Appleton | 20847 | Wisconsin Electric Power Co | Electric Utility | 201 West Edison Avenue | Appleton | Outagamie | Wisconsin | 54915 | hydroelectric | Hydroelectric = 2.2 MW | Conventional Hydroelectric | 2.2 | 2.2 |  |  |  |  | 2.2 | [7 empty] | EIA-860, EIA-860M and EIA-923 | 202406 | -88.4096 | 44.2539
-9812534.8147 | 5602084.1386 | 37422 | 4044 | Oconto Falls Upper | 57280 | Eagle Creek Renewable Energy, LLC | IPP Non-CHP | 344 North Maple Street | Oconto Falls | Oconto | Wisconsin | 54154 | hydroelectric | Hydroelectric = 1.1 MW | Conventional Hydroelectric | 1.1 | 1.1 |  |  |  |  | 1.1 | [7 empty] | EIA-860, EIA-860M and EIA-923 | 202406 | -88.1475 | 44.8764
-9823755.8194 | 5752748.9346 | 37423 | 4045 | Pine | 20847 | Wisconsin Electric Power Co | Electric Utility | 3972 Brook Street | Florence | Florence | Wisconsin | 54121 | hydroelectric | Hydroelectric = 3.6 MW | Conventional Hydroelectric | 3.6 | 3.6 |  |  |  |  | 3.6 | [7 empty] | EIA-860, EIA-860M and EIA-923 | 202406 | -88.2483 | 45.8275
-9744563.1336 | 5508968.8617 | 37424 | 4046 | Point Beach Nuclear Plant | 55906 | NextEra Energy Point Beach LLC | IPP Non-CHP | 6610 Nuclear Road | Two Rivers | Manitowoc | Wisconsin | 54241 | nuclear | Nuclear = 1186.6 MW, Petroleum = 15 MW | Nuclear; Petroleum Liquids; | 1311 | 1201.6 | [7 empty] | 1186.6 | 15 |  |  |  | EIA-860, EIA-860M and EIA-923 | 202406 | -87.5369 | 44.2806
-9763372.0087 | 5421465.0564 | 37425 | 4050 | Edgewater | 20856 | Wisconsin Power & Light Co | Electric Utility | 3739 Lakeshore Dr | Sheboygan | Sheboygan | Wisconsin | 53081 | coal | Coal = 406.1 MW | Conventional Steam Coal | 413.7 | 406.1 |  |  | 406.1 | [9 empty] | EIA-860, EIA-860M and EIA-923 | 202406 | -87.7059 | 43.7151
-9994348.9315 | 5407722.2312 | 37426 | 4053 | Kilbourn | 20856 | Wisconsin Power & Light Co | Electric Utility | 1 Finnegan Ave | Wisconsin Dells | Columbia | Wisconsin | 53965 | hydroelectric | Hydroelectric = 9.5 MW | Conventional Hydroelectric | 9.7 | 9.5 |  |  |  |  | 9.5 | [7 empty] | EIA-860, EIA-860M and EIA-923 | 202406 | -89.7808 | 43.6258
-9988450.557 | 5359266.2724 | 37427 | 4056 | Prairie Du Sac | 20856 | Wisconsin Power & Light Co | Electric Utility | S9270A Dam Rd | Prairie du Sac | Sauk | Wisconsin | 53578 | hydroelectric | Hydroelectric = 29 MW | Conventional Hydroelectric | 33.4 | 29 |  |  |  |  | 29 | [7 empty] | EIA-860, EIA-860M and EIA-923 | 202406 | -89.7278 | 43.3099
-9991514.292 | 5651087.9811 | 37428 | 4060 | Alexander | 20860 | Wisconsin Public Service Corp | Electric Utility | N1936 Sunset Dr | Merrill | Lincoln | Wisconsin | 54452 | hydroelectric | Hydroelectric = 4.2 MW | Conventional Hydroelectric | 4.2 | 4.2 |  |  |  |  | 4.2 | [7 empty] | EIA-860, EIA-860M and EIA-923 | 202406 | -89.7553 | 45.1875
-9821785.4644 | 5677884.1785 | 37429 | 4061 | Caldron Falls | 20860 | Wisconsin Public Service Corp | Electric Utility | W12528 Boat Landing 8 Rd | Town of Stephenson | Marinette | Wisconsin | 54114 | hydroelectric | Hydroelectric = 6.4 MW | Conventional Hydroelectric | 6.4 | 6.4 |  |  |  |  | 6.4 | [7 empty] | EIA-860, EIA-860M and EIA-923 | 202406 | -88.2306 | 45.3569
-9995566.3215 | 5669175.3414 | 37430 | 4063 | Grandfather Falls | 20860 | Wisconsin Public Service Corp | Electric Utility | N5059 Hwy 107 | Irma | Lincoln | Wisconsin | 54442 | hydroelectric | Hydroelectric = 17.2 MW | Conventional Hydroelectric | 17.2 | 17.2 |  |  |  |  | 17.2 | [7 empty] | EIA-860, EIA-860M and EIA-923 | 202406 | -89.7917 | 45.3019
-9960934.8279 | 5711882.0828 | 37431 | 4064 | Hat Rapids | 20860 | Wisconsin Public Service Corp | Electric Utility | 6290 Hat Rapids Rd | Rhinelander | Oneida | Wisconsin | 54501 | hydroelectric | Hydroelectric = 1.7 MW | Conventional Hydroelectric | 1.7 | 1.7 |  |  |  |  | 1.7 | [7 empty] | EIA-860, EIA-860M and EIA-923 | 202406 | -89.4806 | 45.5711
-9818345.6921 | 5665615.0705 | 37432 | 4065 | High Falls (WI) | 20860 | Wisconsin Public Service Corp | Electric Utility | N8636 High Falls Rd | Town of Stephenson | Marinette | Wisconsin | 54114 | hydroelectric | Hydroelectric = 7 MW | Conventional Hydroelectric | 7 | 7 |  |  |  |  | 7 | [7 empty] | EIA-860, EIA-860M and EIA-923 | 202406 | -88.1997 | 45.2794
-9813959.7042 | 5666896.6053 | 37433 | 4067 | Johnson Falls | 20860 | Wisconsin Public Service Corp | Electric Utility | N8940 Johnson Falls Rd | Town of Stephenson | Marinette | Wisconsin | 54114 | hydroelectric | Hydroelectric = 3.4 MW | Conventional Hydroelectric | 3.4 | 3.4 |  |  |  |  | 3.4 | [7 empty] | EIA-860, EIA-860M and EIA-923 | 202406 | -88.1603 | 45.2875
-9983688.5318 | 5649682.3603 | 37434 | 4068 | Merrill | 20860 | Wisconsin Public Service Corp | Electric Utility | 306 S Park St | Merrill | Lincoln | Wisconsin | 54452 | hydroelectric | Hydroelectric = 2.3 MW | Conventional Hydroelectric | 2.3 | 2.3 |  |  |  |  | 2.3 | [7 empty] | EIA-860, EIA-860M and EIA-923 | 202406 | -89.685 | 45.1786
-9769242.6647 | 5639423.2457 | 37435 | 4071 | Potato Rapids | 20860 | Wisconsin Public Service Corp | Electric Utility | N4295 Potato Rapids Rd | Town of Porterfield | Marinette | Wisconsin | 54143 | hydroelectric | Hydroelectric = 1.3 MW | Conventional Hydroelectric | 1.3 | 1.3 |  |  |  |  | 1.3 | [7 empty] | EIA-860, EIA-860M and EIA-923 | 202406 | -87.7586 | 45.1136
-9797072.5374 | 5549392.2867 | 37436 | 4072 | Pulliam | 20860 | Wisconsin Public Service Corp | Electric Utility | 1530 N Bylsby Av | Green Bay | Brown | Wisconsin | 54303 | natural gas | Natural Gas = 79.8 MW | Natural Gas Fired Combustion Turbine | 91 | 79.8 | [6 empty] | 79.8 | [5 empty] | EIA-860, EIA-860M and EIA-923 | 202406 | -88.0086 | 44.54
-9803662.6513 | 5658324.8782 | 37437 | 4074 | Sandstone Rapids | 20860 | Wisconsin Public Service Corp | Electric Utility | N7633 Sandstone Lane | Town of Stephenson | Marinette | Wisconsin | 54114 | hydroelectric | Hydroelectric = 3.8 MW | Conventional Hydroelectric | 3.8 | 3.8 |  |  |  |  | 3.8 | [7 empty] | EIA-860, EIA-860M and EIA-923 | 202406 | -88.0678 | 45.2333
-9988764.7006 | 5691233.0314 | 37438 | 4075 | Tomahawk | 20860 | Wisconsin Public Service Corp | Electric Utility | W6080 Pride Pond Rd | Tomahawk | Lincoln | Wisconsin | 54487 | hydroelectric | Hydroelectric = 2.6 MW | Conventional Hydroelectric | 2.6 | 2.6 |  |  |  |  | 2.6 | [7 empty] | EIA-860, EIA-860M and EIA-923 | 202406 | -89.7306 | 45.4411
-9761394.6406 | 5635212.5031 | 37439 | 4076 | West Marinette | 20860 | Wisconsin Public Service Corp | Electric Utility | W1830 W Cleveland Av | Peshtigo | Marinette | Wisconsin | 54143 | natural gas | Natural Gas = 153 MW | Natural Gas Fired Combustion Turbine | 187.1 | 153 | [6 empty] | 153 | [5 empty] | EIA-860, EIA-860M and EIA-923 | 202406 | -87.6881 | 45.0869
-9978311.8004 | 5614833.2107 | 37440 | 4077 | Wausau | 20860 | Wisconsin Public Service Corp | Electric Utility | 531 S First Av | Wausau | Marathon | Wisconsin | 54401 | hydroelectric | Hydroelectric = 5.4 MW | Conventional Hydroelectric | 5.4 | 5.4 |  |  |  |  | 5.4 | [7 empty] | EIA-860, EIA-860M and EIA-923 | 202406 | -89.6367 | 44.9575
-9980382.3429 | 5599602.4412 | 37441 | 4078 | Weston | 20860 | Wisconsin Public Service Corp | Electric Utility | 2501 Morrison Av | Rothschild | Marathon | Wisconsin | 54474 | coal | Coal = 887.9 MW | Conventional Steam Coal | 945.5 | 887.9 |  |  | 887.9 | [9 empty] | EIA-860, EIA-860M and EIA-923 | 202406 | -89.6553 | 44.8606
-10013344.0441 | 5444666.9763 | 37442 | 4079 | Castle Rock | 20863 | Wisconsin River Power Company | Electric Utility | 1976 Edgewood Drive | Adams | Adams | Wisconsin | 53934 | hydroelectric | Hydroelectric = 14 MW | Conventional Hydroelectric | 15 | 14 |  |  |  |  | 14 | [7 empty] | EIA-860, EIA-860M and EIA-923 | 202406 | -89.9514 | 43.8656
-10021169.8043 | 5474298.2862 | 37443 | 4080 | Petenwell | 20863 | Wisconsin River Power Company | Electric Utility | N11397 18th Av | Necedah | Juneau | Wisconsin | 54646 | hydroelectric | Hydroelectric = 20 MW | Conventional Hydroelectric | 20 | 20 |  |  |  |  | 20 | [7 empty] | EIA-860, EIA-860M and EIA-923 | 202406 | -90.0217 | 44.0572
-10186111.8939 | 5504585.1087 | 37444 | 4100 | Arcadia Electric | 765 | City of Arcadia - (WI) | Electric Utility | 115 South Jackson | Arcadia | Trempealeau | Wisconsin | 54612 | petroleum | Natural Gas = 6 MW, Petroleum = 10.9 MW | Natural Gas Internal Combustion Engine; Petroleum Liquids; | 16.9 | 16.9 | [6 empty] | 6 |  | 10.9 |  |  |  | EIA-860, EIA-860M and EIA-923 | 202406 | -91.5034 | 44.2524
-10223624.5585 | 5685020.645 | 37445 | 4102 | Barron | 1278 | City of Barron - (WI) | Electric Utility | 1303 E Division Ave | Barron | Barron | Wisconsin | 54812 | petroleum | Hydroelectric = 0.1 MW, Petroleum = 7.7 MW | Conventional Hydroelectric; Petroleum Liquids; | 7.8 | 7.8 |  |  |  |  | 0.1 |  |  |  | 7.7 |  |  |  | EIA-860, EIA-860M and EIA-923 | 202406 | -91.8404 | 45.4019
-10105619.553 | 5425737.1826 | 37446 | 4107 | Cashton | 3156 | Village of Cashton - (WI) | Electric Utility | 709 Main Street | Cashton | Monroe | Wisconsin | 54619 | petroleum | Natural Gas = 1.1 MW, Petroleum = 2.4 MW | Natural Gas Internal Combustion Engine; Petroleum Liquids; | 3.5 | 3.5 | [6 empty] | 1.1 |  | 2.4 |  |  |  | EIA-860, EIA-860M and EIA-923 | 202406 | -90.7803 | 43.7429
-10243886.7096 | 5705920.7295 | 37447 | 4112 | Cumberland (WI) | 4627 | City of Cumberland - (WI) | Electric Utility | 1265 2nd Avenue | Cumberland | Barron | Wisconsin | 54829 | natural gas | Natural Gas = 11.8 MW, Petroleum = 9.2 MW | Natural Gas Internal Combustion Engine; Petroleum Liquids; | 21.9 | 21 | [6 empty] | 11.8 |  | 9.2 |  |  |  | EIA-860, EIA-860M and EIA-923 | 202406 | -92.0224 | 45.5336
-10048532.1352 | 5425217.3108 | 37448 | 4113 | Elroy | 5834 | City of Elroy - (WI) | Electric Utility | 507 Franklin Street | Elroy | Juneau | Wisconsin | 53929 | petroleum | Petroleum = 6.6 MW | Petroleum Liquids | 6.6 | 6.6 | [8 empty] | 6.6 |  |  |  | EIA-860, EIA-860M and EIA-923 | 202406 | -90.2675 | 43.7395
-10091757.4935 | 5309354.1979 | 37449 | 4114 | Fennimore | 6274 | City of Fennimore - (WI) | Electric Utility | 830 Lincoln Ave | Fennimore | Grant | Wisconsin | 53809 | petroleum | Petroleum = 7.4 MW | Petroleum Liquids | 7.4 | 7.4 | [8 empty] | 7.4 |  |  |  | EIA-860, EIA-860M and EIA-923 | 202406 | -90.6558 | 42.9828
-9825664.392 | 5508284.5779 | 37450 | 4118 | Kaukauna Gas Turbine | 10056 | City of Kaukauna | Electric Utility | 305 Elm Street | Kaukauna | Outagamie | Wisconsin | 54130 | natural gas | Natural Gas = 15.8 MW | Natural Gas Fired Combustion Turbine | 18 | 15.8 | [6 empty] | 15.8 | [5 empty] | EIA-860, EIA-860M and EIA-923 | 202406 | -88.2654 | 44.2762
-9824566.2253 | 5508859.5532 | 37451 | 4119 | Little Chute | 10056 | City of Kaukauna | Electric Utility | (Behind) 100 Prospect St. | Combined Locks | Outagamie | Wisconsin | 54113 | hydroelectric | Hydroelectric = 3.3 MW | Conventional Hydroelectric | 3.3 | 3.3 |  |  |  |  | 3.3 | [7 empty] | EIA-860, EIA-860M and EIA-923 | 202406 | -88.2556 | 44.2799
-9825926.5494 | 5508440.2126 | 37452 | 4120 | New Badger | 10056 | City of Kaukauna | Electric Utility | 107 Maple St | Kaukauna | Outagamie | Wisconsin | 54130 | hydroelectric | Hydroelectric = 8 MW | Conventional Hydroelectric | 8.2 | 8 |  |  |  |  | 8 | [7 empty] | EIA-860, EIA-860M and EIA-923 | 202406 | -88.2678 | 44.2772
-9831147.4336 | 5514537.0839 | 37453 | 4122 | Rapide Croche | 10056 | City of Kaukauna | Electric Utility | W214 Cty ZZ | Kaukana | Outagamie | Wisconsin | 54130 | hydroelectric | Hydroelectric = 2.4 MW | Conventional Hydroelectric | 2.4 | 2.4 |  |  |  |  | 2.4 | [7 empty] | EIA-860, EIA-860M and EIA-923 | 202406 | -88.3147 | 44.3164
-10089898.458 | 5399476.0703 | 37454 | 4124 | La Farge | 10525 | La Farge Municipal Electric Co | Electric Utility | 227 S Silver St. | La Farge | Vernon | Wisconsin | 54639 | petroleum | Petroleum = 1.5 MW | Petroleum Liquids | 1.5 | 1.5 | [8 empty] | 1.5 |  |  |  | EIA-860, EIA-860M and EIA-923 | 202406 | -90.6391 | 43.5722
-9757799.0211 | 5478140.6536 | 37455 | 4125 | Manitowoc | 11571 | Manitowoc Public Utilities | Electric Utility | 701 Columbus Street | Manitowoc | Manitowoc | Wisconsin | 54221 | petroleum | Biomass = 44 MW, Petroleum = 58.4 MW | Wood/Wood Waste Biomass; Petroleum Coke; | 117.4 | 102.4 |  | 44 | [6 empty] | 58.4 |  |  |  | EIA-860, EIA-860M and EIA-923 | 202406 | -87.6558 | 44.082
-10037066.2276 | 5446844.3157 | 37456 | 4130 | New Lisbon | 13466 | City of New Lisbon | Electric Utility | 218 East Bridge Street | New Lisbon | Juneau | Wisconsin | 53950 | petroleum | Petroleum = 7.6 MW | Petroleum Liquids | 8.3 | 7.6 | [8 empty] | 7.6 |  |  |  | EIA-860, EIA-860M and EIA-923 | 202406 | -90.1645 | 43.8797
-10093226.9107 | 5389463.5893 | 37457 | 4139 | Viola | 19867 | Village of Viola - (WI) | Electric Utility | P.O. Box 38, 106 W Wisconsin | Viola | Richland | Wisconsin | 54664 | petroleum | Petroleum = 1.8 MW | Petroleum Liquids | 1 | 1.8 | [8 empty] | 1.8 |  |  |  | EIA-860, EIA-860M and EIA-923 | 202406 | -90.669 | 43.507
-10135329.1667 | 5699284.6193 | 37458 | 4142 | Flambeau Hydroelectric Station | 4716 | Dairyland Power Coop | Electric Utility | N 5640 Dairyland Dam Road | Ladysmith | Rusk | Wisconsin | 54848 | hydroelectric | Hydroelectric = 24.1 MW | Conventional Hydroelectric | 22 | 24.1 |  |  |  |  | 24.1 | [7 empty] | EIA-860, EIA-860M and EIA-923 | 202406 | -91.0472 | 45.4918
-9813770.461 | 5601817.0878 | 37459 | 4147 | Stiles | 13964 | Oconto Electric Cooperative | Electric Utility | 7479 REA Rd. | Oconto Falls | Oconto | Wisconsin | 54154 | hydroelectric | Hydroelectric = 0.6 MW | Conventional Hydroelectric | 1 | 0.6 |  |  |  |  | 0.6 | [7 empty] | EIA-860, EIA-860M and EIA-923 | 202406 | -88.1586 | 44.8747
-9677094.8393 | 5680105.8107 | 37460 | 4148 | Washington Island | 20153 | Washington Island El Coop, Inc | Electric Utility | 1157 Main Road | Washington Island | Door | Wisconsin | 54246 | petroleum | Petroleum = 5 MW | Petroleum Liquids | 5 | 5 | [8 empty] | 5 |  |  |  | EIA-860, EIA-860M and EIA-923 | 202406 | -86.9308 | 45.3709
-11775030.6457 | 5287315.8503 | 37461 | 4158 | Dave Johnston | 14354 | PacifiCorp | Electric Utility | 1951 Tank Farm Road | Glen Rock | Converse | Wyoming | 82637 | coal | Coal = 745 MW | Conventional Steam Coal | 816.7 | 745 |  |  | 745 | [9 empty] | EIA-860, EIA-860M and EIA-923 | 202406 | -105.7769 | 42.8378
-12311746.4386 | 5124812.5899 | 37462 | 4162 | Naughton | 14354 | PacifiCorp | Electric Utility | Hwy 189, 7 miles SW Kemmerer | Kemmerer | Lincoln | Wyoming | 83101 | coal | Coal = 357 MW, Natural Gas = 247 MW | Conventional Steam Coal; Natural Gas Steam Turbine; | 707.2 | 604 |  |  | 357 |  |  |  | 247 | [5 empty] | EIA-860, EIA-860M and EIA-923 | 202406 | -110.5983 | 41.7581
-11888465.3181 | 5232641.3427 | 37463 | 4176 | Fremont Canyon | 2518 | U S Bureau of Reclamation | Electric Utility | n/a | Alcova | Natrona | Wyoming | 82620 | hydroelectric | Hydroelectric = 66.8 MW | Conventional Hydroelectric | 66.8 | 66.8 |  |  |  |  | 66.8 | [7 empty] | EIA-860, EIA-860M and EIA-923 | 202406 | -106.7959 | 42.4766
-11683595.7103 | 5231230.8488 | 37464 | 4177 | Glendo | 2518 | U S Bureau of Reclamation | Electric Utility | n/a | Glendo | Platte | Wyoming | 82213 | hydroelectric | Hydroelectric = 38 MW | Conventional Hydroelectric | 38 | 38 |  |  |  |  | 38 | [7 empty] | EIA-860, EIA-860M and EIA-923 | 202406 | -104.9555 | 42.4673
-11661900.4321 | 5204499.6493 | 37465 | 4178 | Guernsey | 2518 | U S Bureau of Reclamation | Electric Utility | n/a | Guernsey | Platte | Wyoming | 82214 | hydroelectric | Hydroelectric = 6.4 MW | Conventional Hydroelectric | 6.4 | 6.4 |  |  |  |  | 6.4 | [7 empty] | EIA-860, EIA-860M and EIA-923 | 202406 | -104.7606 | 42.2899
-11897887.6225 | 5187124.7531 | 37466 | 4180 | Kortes | 2518 | U S Bureau of Reclamation | Electric Utility | n/a | Sinclair | Carbon | Wyoming | 82334 | hydroelectric | Hydroelectric = 36.6 MW | Conventional Hydroelectric | 36 | 36.6 |  |  |  |  | 36.6 | [7 empty] | EIA-860, EIA-860M and EIA-923 | 202406 | -106.8805 | 42.1743
-11900997.889 | 5184395.2781 | 37467 | 4182 | Seminoe | 2518 | U S Bureau of Reclamation | Electric Utility | n/a | Sinclair | Carbon | Wyoming | 82334 | hydroelectric | Hydroelectric = 51.6 MW | Conventional Hydroelectric | 51.6 | 51.6 |  |  |  |  | 51.6 | [7 empty] | EIA-860, EIA-860M and EIA-923 | 202406 | -106.9085 | 42.1561
-12153998.7051 | 5543599.36 | 37468 | 4183 | Shoshone (WY) | 2518 | U S Bureau of Reclamation | Electric Utility | n/a | Cody | Park | Wyoming | 82414 | hydroelectric | Hydroelectric = 3 MW | Conventional Hydroelectric | 3 | 3 |  |  |  |  | 3 | [7 empty] | EIA-860, EIA-860M and EIA-923 | 202406 | -109.1812 | 44.5029
-12252265.429 | 5165026.7197 | 37469 | 4185 | Fontenelle | 2518 | U S Bureau of Reclamation | Electric Utility | n/a | Le Barge | Lincoln | Wyoming | 83101 | hydroelectric | Hydroelectric = 11.2 MW | Conventional Hydroelectric | 10 | 11.2 |  |  |  |  | 11.2 | [7 empty] | EIA-860, EIA-860M and EIA-923 | 202406 | -110.064 | 42.027
-10700741.8998 | 3917983.5138 | 37470 | 4195 | Powerlane Plant | 7634 | City of Greenville - (TX) | Electric Utility | 4201 Powerlane | Greenville | Hunt | Texas | 75401 | petroleum | Natural Gas = 42.6 MW, Petroleum = 64 MW | Natural Gas Internal Combustion Engine; Natural Gas Steam Turbine; Petroleum Liquids | 112.2 | 106.6 | [6 empty] | 42.6 |  | 64 |  |  |  | EIA-860, EIA-860M and EIA-923 | 202406 | -96.1264 | 33.1707
-9829572.0401 | 5507866.6629 | 37471 | 4201 | Combined Locks | 10056 | City of Kaukauna | Electric Utility | (Behind) 540 Prospect Ave | Combined Locks | Outagamie | Wisconsin | 54113 | hydroelectric | Hydroelectric = 6.2 MW | Conventional Hydroelectric | 6.2 | 6.2 |  |  |  |  | 6.2 | [7 empty] | EIA-860, EIA-860M and EIA-923 | 202406 | -88.3005 | 44.2735
-12400542.7681 | 5530403.8295 | 37472 | 4204 | Island Park | 6169 | Fall River Rural Elec Coop Inc | Electric Utility | 3800 E. & 3700 N. Island Park | Island Park | Fremont | Idaho | 83429 | hydroelectric | Hydroelectric = 4.8 MW | Conventional Hydroelectric | 4.8 | 4.8 |  |  |  |  | 4.8 | [7 empty] | EIA-860, EIA-860M and EIA-923 | 202406 | -111.396 | 44.4183
-13590238.3226 | 5697678.0405 | 37473 | 4213 | PHP 1 | 25835 | Portland City of | Electric Utility | 10.5m NE of Sandy | Sandy | Multnomah | Oregon | 97055 | hydroelectric | Hydroelectric = 24 MW | Conventional Hydroelectric | 23.7 | 24 |  |  |  |  | 24 | [7 empty] | EIA-860, EIA-860M and EIA-923 | 202406 | -122.0832 | 45.4817
-13597815.729 | 5692482.8492 | 37474 | 4214 | PHP 2 | 25835 | Portland City of | Electric Utility | 6.5m NE of Sandy | Sandy | Clackamas | Oregon | 97055 | hydroelectric | Hydroelectric = 13.5 MW | Conventional Hydroelectric | 11.8 | 13.5 |  |  |  |  | 13.5 | [7 empty] | EIA-860, EIA-860M and EIA-923 | 202406 | -122.1513 | 45.449
-12450339.2046 | 5119998.6213 | 37475 | 4251 | Logan City | 11135 | City of Logan - (UT) | Electric Utility | 351 W. 300 S. | Logan | Cache | Utah | 84321 | natural gas | Natural Gas = 13.5 MW | Natural Gas Fired Combustion Turbine | 15.9 | 13.5 | [6 empty] | 13.5 | [5 empty] | EIA-860, EIA-860M and EIA-923 | 202406 | -111.8433 | 41.7258
-13459016.2427 | 4507670.4245 | 37476 | 4256 | Walnut | 19281 | Turlock Irrigation District | Electric Utility | 325 S Washington Rd | Turlock | Stanislaus | California | 95380 | natural gas | Natural Gas = 47 MW | Natural Gas Fired Combustion Turbine | 49.8 | 47 | [6 empty] | 47 | [5 empty] | EIA-860, EIA-860M and EIA-923 | 202406 | -120.9044 | 37.4903
-8468073.6646 | 4692349.4767 | 37477 | 4257 | Easton 2 | 5625 | Easton Utilities Comm | Electric Utility | 8940 Glebe Park Drive | Easton | Talbot | Maryland | 21601 | petroleum | Petroleum = 37 MW | Petroleum Liquids | 38.8 | 37 | [8 empty] | 37 |  |  |  | EIA-860, EIA-860M and EIA-923 | 202406 | -76.07 | 38.795
-9223866.2154 | 4671261.2569 | 37478 | 4258 | Greenup Hydro | 7977 | City of Hamilton - (OH) | Electric Utility | 3263 Kenyon Road | Franklin Furnace | Scioto | Ohio | 45629 | hydroelectric | Hydroelectric = 70.2 MW | Conventional Hydroelectric | 70.2 | 70.2 |  |  |  |  | 70.2 | [7 empty] | EIA-860, EIA-860M and EIA-923 | 202406 | -82.8594 | 38.6472
-12404769.1239 | 5007155.1852 | 37479 | 4263 | Echo Dam | 2010 | City of Bountiful | Electric Utility | 3705 North Echo Dam Road | Echo | Summit | Utah | 84024 | hydroelectric | Hydroelectric = 4.4 MW | Conventional Hydroelectric | 4.4 | 4.4 |  |  |  |  | 4.4 | [7 empty] | EIA-860, EIA-860M and EIA-923 | 202406 | -111.4339 | 40.9648
-10809801.6049 | 3921548.2223 | 37480 | 4266 | Spencer | 6958 | City of Garland - (TX) | Electric Utility | 1701 A Spencer Road | Denton | Denton | Texas | 76205 | natural gas | Natural Gas = 122 MW | Natural Gas Steam Turbine | 126.5 | 122 | [6 empty] | 122 | [5 empty] | EIA-860, EIA-860M and EIA-923 | 202406 | -97.1061 | 33.1975
-10071250.3282 | 3502941.475 | 37481 | 4270 | Waterford 3 | 11241 | Entergy Louisiana LLC | Electric Utility | 17265 River Road Hwy 18 | Killona | St Charles | Louisiana | 70057 | nuclear | Nuclear = 1164.6 MW | Nuclear | 1199.8 | 1164.6 | [7 empty] | 1164.6 |  |  |  |  | EIA-860, EIA-860M and EIA-923 | 202406 | -90.4716 | 29.9953
-10231669.0615 | 5512543.1768 | 37482 | 4271 | John P Madgett | 4716 | Dairyland Power Coop | Electric Utility | 500 Old South 35 | Alma | Buffalo | Wisconsin | 54610 | coal | Coal = 389.8 MW | Conventional Steam Coal | 387 | 389.8 |  |  | 389.8 | [9 empty] | EIA-860, EIA-860M and EIA-923 | 202406 | -91.9126 | 44.3036
-10950732.0803 | 3575479.0905 | 37483 | 4937 | Thomas C Ferguson | 11269 | Lower Colorado River Authority | Electric Utility | 2001 Ferguson Rd. | Horseshoe Bay | Llano | Texas | 78654 | natural gas | Natural Gas = 516 MW | Natural Gas Fired Combined Cycle | 574.6 | 516 | [6 empty] | 516 | [5 empty] | EIA-860, EIA-860M and EIA-923 | 202406 | -98.3721 | 30.558
-10832688.8922 | 3199439.8553 | 37484 | 4939 | Barney M Davis | 49979 | Talen Texas, LLC | IPP Non-CHP | 4301 Waldron Rd | Corpus Christi | Nueces | Texas | 78418 | natural gas | Natural Gas = 925 MW | Natural Gas Fired Combined Cycle; Natural Gas Steam Turbine; | 1082.2 | 925 | [6 empty] | 925 | [5 empty] | EIA-860, EIA-860M and EIA-923 | 202406 | -97.3117 | 27.6064
-10681850.9822 | 4300318.6597 | 37485 | 4940 | Riverside (OK) | 15474 | Public Service Co of Oklahoma | Electric Utility | 116th St. S and Arkansas River | Jenks | Tulsa | Oklahoma | 74037 | natural gas | Natural Gas = 1067 MW, Petroleum = 2.8 MW | Natural Gas Fired Combustion Turbine; Natural Gas Steam Turbine; Petroleum Liquids | 1121.7 | 1069.8 | [6 empty] | 1067 |  | 2.8 |  |  |  | EIA-860, EIA-860M and EIA-923 | 202406 | -95.9567 | 35.9978
-8345110.1551 | 4775631.1487 | 37486 | 5083 | Cumberland (NJ) | 56606 | Calpine New Jersey Generation LLC | IPP Non-CHP | 4001 East Main Street | Millville | Cumberland | New Jersey | 8332 | natural gas | Natural Gas = 186.9 MW | Natural Gas Fired Combustion Turbine | 231.2 | 186.9 | [6 empty] | 186.9 | [5 empty] | EIA-860, EIA-860M and EIA-923 | 202406 | -74.9654 | 39.3757
-9636394.6523 | 5157325.7418 | 37487 | 6000 | Donald C Cook | 9324 | Indiana Michigan Power Co | Electric Utility | Red Arrow Highway | Bridgman | Berrien | Michigan | 49106 | nuclear | Nuclear = 2177 MW | Nuclear | 2285.3 | 2177 | [7 empty] | 2177 |  |  |  |  | EIA-860, EIA-860M and EIA-923 | 202406 | -86.5652 | 41.9756
-9474579.9726 | 3661756.9459 | 37488 | 6001 | Joseph M Farley | 195 | Alabama Power Co | Electric Utility | 7388 North State Highway 95 | Columbia | Houston | Alabama | 36319 | nuclear | Nuclear = 1791 MW | Nuclear | 1776.4 | 1791 | [7 empty] | 1791 |  |  |  |  | EIA-860, EIA-860M and EIA-923 | 202406 | -85.1116 | 31.2231
-9691441.4726 | 3979481.6366 | 37489 | 6002 | James H Miller Jr | 195 | Alabama Power Co | Electric Utility | 42050 Porter Road | Quinton | Jefferson | Alabama | 35073 | coal | Coal = 2777.5 MW | Conventional Steam Coal | 2822 | 2777.5 |  |  | 2777.5 | [9 empty] | EIA-860, EIA-860M and EIA-923 | 202406 | -87.0597 | 33.6319
-9049656.1104 | 4774330.3979 | 37490 | 6004 | Pleasants Power Station | 65851 | Omnis Pleasants, LLC | IPP Non-CHP | #1 Power Station Blvd | Willow Island | Pleasants | West Virginia | 26134 | coal | Coal = 1278 MW | Conventional Steam Coal | 1368 | 1278 |  |  | 1278 | [9 empty] | EIA-860, EIA-860M and EIA-923 | 202406 | -81.2944 | 39.3667
-9117967.9838 | 4709546.2761 | 37491 | 6006 | Racine | 57280 | Eagle Creek Renewable Energy, LLC | IPP Non-CHP | State Route 338 | Racine | Meigs | Ohio | 45771 | hydroelectric | Hydroelectric = 20 MW | Conventional Hydroelectric | 47.4 | 20 |  |  |  |  | 20 | [7 empty] | EIA-860, EIA-860M and EIA-923 | 202406 | -81.9081 | 38.9153
-12563706.9741 | 3946931.7772 | 37492 | 6008 | Palo Verde | 803 | Arizona Public Service Co | Electric Utility | Wintersburg Road | Wintersburg | Maricopa | Arizona | 85036 | nuclear | Nuclear = 3937 MW | Nuclear | 4209.6 | 3937 | [7 empty] | 3937 |  |  |  |  | EIA-860, EIA-860M and EIA-923 | 202406 | -112.8617 | 33.3881
-10257044.6734 | 4085716.0121 | 37493 | 6009 | White Bluff | 814 | Entergy Arkansas LLC | Electric Utility | 1100 White Bluff Road | Redfield | Jefferson | Arkansas | 72132 | coal | Coal = 1243.6 MW | Conventional Steam Coal | 1800 | 1243.6 |  |  | 1243.6 | [9 empty] | EIA-860, EIA-860M and EIA-923 | 202406 | -92.1406 | 34.4228
-8509451.1194 | 4640975.0276 | 37494 | 6011 | Calvert Cliffs Nuclear Power Plant | 55951 | Constellation Nuclear | IPP Non-CHP | 1650 Calvert Cliffs Parkway | Lusby | Calvert | Maryland | 20657 | nuclear | Nuclear = 1745.2 MW | Nuclear | 1850.4 | 1745.2 | [7 empty] | 1745.2 |  |  |  |  | EIA-860, EIA-860M and EIA-923 | 202406 | -76.4417 | 38.4344
-8118563.8594 | 5270919.5125 | 37495 | 6012 | Sherman | 61122 | Great River Hydro, LLC | IPP Non-CHP | 48 Yankee Road | Rowe | Franklin | Massachusetts | 1367 | hydroelectric | Hydroelectric = 6.1 MW | Conventional Hydroelectric | 7.2 | 6.1 |  |  |  |  | 6.1 | [7 empty] | EIA-860, EIA-860M and EIA-923 | 202406 | -72.9303 | 42.7297
-13170732.1574 | 4052512.9019 | 37496 | 6013 | Olive | 2507 | City of Burbank Water and Power | Electric Utility | 164 West Magnolia Blvd | Burbank | Los Angeles | California | 91502 | natural gas | Natural Gas = 99 MW | Natural Gas Steam Turbine | 109.7 | 99 | [6 empty] | 99 | [5 empty] | EIA-860, EIA-860M and EIA-923 | 202406 | -118.3147 | 34.1764
-8684189.3241 | 4023392.0035 | 37497 | 6014 | Brunswick Nuclear | 3046 | Duke Energy Progress - (NC) | Electric Utility | P. O. Box 10429 | Southport | Brunswick | North Carolina | 28461 | nuclear | Nuclear = 1870 MW | Nuclear | 2003.2 | 1870 | [7 empty] | 1870 |  |  |  |  | EIA-860, EIA-860M and EIA-923 | 202406 | -78.0114 | 33.9597
-8789297.1873 | 4250294.3215 | 37498 | 6015 | Harris | 3046 | Duke Energy Progress - (NC) | Electric Utility | P. O. Box 165 | New Hill | Wake | North Carolina | 27562 | nuclear | Nuclear = 964 MW | Nuclear | 950.9 | 964 | [7 empty] | 964 |  |  |  |  | EIA-860, EIA-860M and EIA-923 | 202406 | -78.9556 | 35.6334
-9827073.1402 | 4712522.5747 | 37499 | 6017 | Newton | 520 | Illinois Power Generating Co | IPP Non-CHP | 6725 N. 500th | Newton | Jasper | Illinois | 62448 | coal | Coal = 595 MW | Conventional Steam Coal | 617.4 | 595 |  |  | 595 | [9 empty] | EIA-860, EIA-860M and EIA-923 | 202406 | -88.2781 | 38.9361
-9445614.6411 | 4707872.4914 | 37500 | 6018 | East Bend | 55729 | Duke Energy Kentucky Inc | Electric Utility | 6293 Beaver Rd | Union | Boone | Kentucky | 41091 | coal | Coal = 600 MW | Conventional Steam Coal | 772 | 600 |  |  | 600 | [9 empty] | EIA-860, EIA-860M and EIA-923 | 202406 | -84.8514 | 38.9036
-9032897.629 | 5131156.9321 | 37501 | 6020 | Perry | 64225 | Energy Harbor Nuclear Generation LLC | IPP Non-CHP | 10 Center Road | Perry | Lake | Ohio | 44081 | nuclear | Nuclear = 1240 MW | Nuclear | 1311.6 | 1240 | [7 empty] | 1240 |  |  |  |  | EIA-860, EIA-860M and EIA-923 | 202406 | -81.1439 | 41.8006
-11976997.5978 | 4933410.1663 | 37502 | 6021 | Craig (CO) | 30151 | Tri-State G & T Assn, Inc | Electric Utility | 2101 S. Ranney | Craig | Moffat | Colorado | 81626 | coal | Coal = 1285 MW | Conventional Steam Coal | 1427.6 | 1285 |  |  | 1285 | [9 empty] | EIA-860, EIA-860M and EIA-923 | 202406 | -107.5912 | 40.4627
-9821562.8254 | 5048324.4744 | 37503 | 6022 | Braidwood Generation Station | 55951 | Constellation Nuclear | IPP Non-CHP | RR #1 Box 84 | Braceville | Will | Illinois | 60407 | nuclear | Nuclear = 2337 MW | Nuclear | 2449.8 | 2337 | [7 empty] | 2337 |  |  |  |  | EIA-860, EIA-860M and EIA-923 | 202406 | -88.2286 | 41.2435
-9938815.6451 | 5172100.7326 | 37504 | 6023 | Byron Generating Station | 55951 | Constellation Nuclear | IPP Non-CHP | 4450 North German Church Rd | Byron | Ogle | Illinois | 61010 | nuclear | Nuclear = 2300 MW | Nuclear | 2449.8 | 2300 | [7 empty] | 2300 |  |  |  |  | EIA-860, EIA-860M and EIA-923 | 202406 | -89.2819 | 42.0742
-9870595.2762 | 5048620.279 | 37505 | 6026 | LaSalle Generating Station | 55951 | Constellation Nuclear | IPP Non-CHP | 2601 North 21st Rd | Marseilles | LaSalle | Illinois | 61341 | nuclear | Nuclear = 2264.4 MW | Nuclear | 2340 | 2264.4 | [7 empty] | 2264.4 |  |  |  |  | EIA-860, EIA-860M and EIA-923 | 202406 | -88.6691 | 41.2455
-11260752.1867 | 6003950.7856 | 37506 | 6030 | Coal Creek | 65146 | Rainbow Energy Center | Electric Utility | 2875 3rd Street SW | Underwood | McLean | North Dakota | 58576 | coal | Coal = 1142.2 MW, Petroleum = 6 MW | Conventional Steam Coal; Petroleum Liquids; | 1215.6 | 1148.2 |  |  | 1142.2 | [5 empty] | 6 |  |  |  | EIA-860, EIA-860M and EIA-923 | 202406 | -101.1571 | 47.3777
-9183301.393 | 5277878.0129 | 37507 | 6034 | Belle River | 5109 | DTE Electric Company | Electric Utility | 4505 King Rd | China Twp | St Clair | Michigan | 48054 | coal | Coal = 1270 MW, Natural Gas = 224 MW, Petroleum = 14 MW | Conventional Steam Coal; Natural Gas Fired Combustion Turbine; Petroleum Liquids | 1664.4 | 1508 |  |  | 1270 |  |  |  | 224 |  | 14 |  |  |  | EIA-860, EIA-860M and EIA-923 | 202406 | -82.495 | 42.7756
-9205721.1384 | 5328059.0813 | 37508 | 6035 | Greenwood (MI) | 5109 | DTE Electric Company | Electric Utility | 7000 Kilgore | Avoca | St Clair | Michigan | 48006 | natural gas | Natural Gas = 1009 MW | Natural Gas Fired Combustion Turbine; Natural Gas Steam Turbine; | 1071.3 | 1009 | [6 empty] | 1009 | [5 empty] | EIA-860, EIA-860M and EIA-923 | 202406 | -82.6964 | 43.1056
-9024604.3269 | 4170868.3945 | 37509 | 6036 | Catawba | 5416 | Duke Energy Carolinas, LLC | Electric Utility | 4800 Concord Road | York | York | South Carolina | 29745 | nuclear | Nuclear = 2310.1 MW | Nuclear | 2410.2 | 2310.1 | [7 empty] | 2310.1 |  |  |  |  | EIA-860, EIA-860M and EIA-923 | 202406 | -81.0694 | 35.0514
-9011156.9324 | 4222894.5806 | 37510 | 6038 | McGuire | 5416 | Duke Energy Carolinas, LLC | Electric Utility | 12700 Hagers Ferry Rd | Huntersville | Mecklenburg | North Carolina | 28078 | nuclear | Nuclear = 2315.6 MW | Nuclear | 2440.6 | 2315.6 | [7 empty] | 2315.6 |  |  |  |  | EIA-860, EIA-860M and EIA-923 | 202406 | -80.9486 | 35.4331
-8953827.3947 | 4956730.9505 | 37511 | 6040 | Beaver Valley | 64225 | Energy Harbor Nuclear Generation LLC | IPP Non-CHP | Route 168 | Shippingport | Beaver | Pennsylvania | 15077 | nuclear | Nuclear = 1808 MW | Nuclear | 1846.8 | 1808 | [7 empty] | 1808 |  |  |  |  | EIA-860, EIA-860M and EIA-923 | 202406 | -80.4336 | 40.6219
-9330588.2113 | 4678789.7966 | 37512 | 6041 | H L Spurlock | 5580 | East Kentucky Power Coop, Inc | Electric Utility | Route 8 P.O. Box 398 | Maysville | Mason | Kentucky | 41056 | coal | Coal = 1346 MW | Conventional Steam Coal | 1608.5 | 1346 |  |  | 1346 | [9 empty] | EIA-860, EIA-860M and EIA-923 | 202406 | -83.8181 | 38.7
-9166670.2611 | 3199364.4827 | 37513 | 6042 | Manatee | 6452 | Florida Power & Light Co | Electric Utility | 19050 State Road 62 | Parrish | Manatee | Florida | 34219 | natural gas | Natural Gas = 2751 MW | Natural Gas Fired Combined Cycle; Natural Gas Steam Turbine; | 2951.2 | 2751 | [6 empty] | 2751 | [5 empty] | EIA-860, EIA-860M and EIA-923 | 202406 | -82.3456 | 27.6058
-8968209.8729 | 3130169.9583 | 37514 | 6043 | Martin | 6452 | Florida Power & Light Co | Electric Utility | 21900 SW Warfield Blvd | Indiantown | Martin | Florida | 34956 | natural gas | Natural Gas = 2209 MW | Natural Gas Fired Combined Cycle | 2448.5 | 2209 | [6 empty] | 2209 | [5 empty] | EIA-860, EIA-860M and EIA-923 | 202406 | -80.5628 | 27.0536
-8932987.1615 | 3167094.0091 | 37515 | 6045 | St Lucie | 6452 | Florida Power & Light Co | Electric Utility | 6501 S. Ocean Dr. | Jensen Beach | St Lucie | Florida | 33497 | nuclear | Nuclear = 1968 MW | Nuclear | 2160 | 1968 | [7 empty] | 1968 |  |  |  |  | EIA-860, EIA-860M and EIA-923 | 202406 | -80.2464 | 27.3486
-9053873.4493 | 3363415.63 | 37516 | 6046 | DeBary | 6455 | Duke Energy Florida, LLC | Electric Utility | 176 West Highbanks Rd. | DeBary | Volusia | Florida | 32713 | petroleum | Natural Gas = 225 MW, Petroleum = 299 MW | Natural Gas Fired Combustion Turbine; Petroleum Liquids; | 748 | 524 | [6 empty] | 225 |  | 299 |  |  |  | EIA-860, EIA-860M and EIA-923 | 202406 | -81.3323 | 28.9039
-8093736.7186 | 5247214.9943 | 37517 | 6047 | Deerfield 2 | 61122 | Great River Hydro, LLC | IPP Non-CHP | 3186 Shelburne Falls Road | Conway | Franklin | Massachusetts | 1341 | hydroelectric | Hydroelectric = 6.6 MW | Conventional Hydroelectric | 4.8 | 6.6 |  |  |  |  | 6.6 | [7 empty] | EIA-860, EIA-860M and EIA-923 | 202406 | -72.7073 | 42.5731
-7861392.3473 | 5070406.7681 | 37518 | 6049 | West Tisbury Generating Facility | 64488 | Vineyard Reliability LLC | IPP Non-CHP | Off Fire Rd #5 MV State Forest | West Tisbury | Dukes | Massachusetts | 2575 | petroleum | Petroleum = 5.6 MW | Petroleum Liquids | 5.4 | 5.6 | [8 empty] | 5.6 |  |  |  | EIA-860, EIA-860M and EIA-923 | 202406 | -70.6201 | 41.3925
-9166570.0735 | 3754676.4504 | 37519 | 6051 | Edwin I Hatch | 7140 | Georgia Power Co | Electric Utility | US Highway 1 North | Baxley | Appling | Georgia | 31513 | nuclear | Nuclear = 1759 MW | Nuclear | 1848 | 1759 | [7 empty] | 1759 |  |  |  |  | EIA-860, EIA-860M and EIA-923 | 202406 | -82.3447 | 31.9342
-10171172.8182 | 3597228.8689 | 37520 | 6055 | Big Cajun 2 | 11252 | Louisiana Generating LLC | IPP Non-CHP | 10431 Cajun 2 Road - Hwy 981 | New Roads | Pointe Coupee | Louisiana | 70760 | coal | Coal = 1060 MW, Natural Gas = 550 MW | Conventional Steam Coal; Natural Gas Steam Turbine; | 1902.9 | 1610 |  |  | 1060 |  |  |  | 550 | [5 empty] | EIA-860, EIA-860M and EIA-923 | 202406 | -91.3692 | 30.7261
-17417347.6469 | 2379587.3453 | 37521 | 6056 | Kahului | 11843 | Maui Electric Co Ltd | Electric Utility | 200 Hobron Ave | Kahului | Maui | Hawaii | 96732 | petroleum | Petroleum = 32.4 MW | Petroleum Liquids | 34 | 32.4 | [8 empty] | 32.4 |  |  |  | EIA-860, EIA-860M and EIA-923 | 202406 | -156.4627 | 20.8969
-10296028.7591 | 5470426.5604 | 37522 | 6058 | Cascade Creek | 16181 | Rochester Public Utilities | Electric Utility | 1814 Seventh St NW | Rochester | Olmsted | Minnesota | 55901 | natural gas | Natural Gas = 77.4 MW | Natural Gas Fired Combustion Turbine | 84.9 | 77.4 | [6 empty] | 77.4 | [5 empty] | EIA-860, EIA-860M and EIA-923 | 202406 | -92.4908 | 44.0322
-12932141.0927 | 3985352.5177 | 37523 | 6060 | Coachella | 9216 | Imperial Irrigation District | Electric Utility | 51-170 Shady Ln. | Coachella | Riverside | California | 92236 | natural gas | Natural Gas = 73.9 MW | Natural Gas Fired Combustion Turbine | 92.4 | 73.9 | [6 empty] | 73.9 | [5 empty] | EIA-860, EIA-860M and EIA-923 | 202406 | -116.1714 | 33.6758
-9951294.56 | 3661171.1742 | 37524 | 6061 | R D Morrow | 17568 | Cooperative Energy | Electric Utility | 304 Old Okahola School Road | Purvis | Lamar | Mississippi | 39475 | natural gas | Natural Gas = 530.5 MW | Natural Gas Fired Combined Cycle | 558 | 530.5 | [6 empty] | 530.5 | [5 empty] | EIA-860, EIA-860M and EIA-923 | 202406 | -89.394 | 31.2186
-10288202.9989 | 5227224.4804 | 37525 | 6063 | Electrifarm | 12341 | MidAmerican Energy Co | Electric Utility | 3051 W. Shaulis Rd | Waterloo | Black Hawk | Iowa | 50701 | natural gas | Natural Gas = 190 MW | Natural Gas Fired Combustion Turbine | 264.1 | 190 | [6 empty] | 190 | [5 empty] | EIA-860, EIA-860M and EIA-923 | 202406 | -92.4205 | 42.4407
-10541677.4794 | 4745779.1389 | 37526 | 6064 | Nearman Creek | 9996 | City of Kansas City - (KS) | Electric Utility | 4240 North 55th St | Kansas | Wyandotte | Kansas | 66104 | coal | Coal = 243 MW, Natural Gas = 76 MW | Conventional Steam Coal; Natural Gas Fired Combustion Turbine; | 365 | 319 |  |  | 243 |  |  |  | 76 | [5 empty] | EIA-860, EIA-860M and EIA-923 | 202406 | -94.6975 | 39.1681
-10573125.2355 | 4785933.0846 | 37527 | 6065 | Iatan | 10000 | Evergy Metro | Electric Utility | 20250 Hwy 45 N | Weston | Platte | Missouri | 64098 | coal | Coal = 1599.6 MW | Conventional Steam Coal | 1753.9 | 1599.6 |  |  | 1599.6 | [9 empty] | EIA-860, EIA-860M and EIA-923 | 202406 | -94.98 | 39.4472
-10699721.2114 | 4762786.9636 | 37528 | 6068 | Jeffrey Energy Center | 22500 | Evergy Kansas Central, Inc | Electric Utility | 25905 Jeffrey Rd., PO Box 40 | St. Mary's | Pottawatomie | Kansas | 66536 | coal | Coal = 2011.5 MW | Conventional Steam Coal | 2160 | 2011.5 |  |  | 2011.5 | [9 empty] | EIA-860, EIA-860M and EIA-923 | 202406 | -96.1172 | 39.2865
-9507986.9518 | 4662356.7996 | 37529 | 6071 | Trimble County | 11249 | Louisville Gas & Electric Co | Electric Utility | 487 Corn Creek Road | Bedford | Trimble | Kentucky | 40006 | coal | Coal = 1225 MW, Natural Gas = 954 MW | Conventional Steam Coal; Natural Gas Fired Combustion Turbine; | 2594.1 | 2179 |  |  | 1225 |  |  |  | 954 | [5 empty] | EIA-860, EIA-860M and EIA-923 | 202406 | -85.4117 | 38.5847
-10135394.7338 | 3764373.925 | 37530 | 6072 | Grand Gulf | 12465 | System Energy Resources, Inc | Electric Utility | 7003 Bald Hill Rd | Port Gibson | Claiborne | Mississippi | 39150 | nuclear | Nuclear = 1383 MW | Nuclear | 1440 | 1383 | [7 empty] | 1383 |  |  |  |  | EIA-860, EIA-860M and EIA-923 | 202406 | -91.0478 | 32.0081
-9857930.903 | 3572144.2729 | 37531 | 6073 | Victor J Daniel Jr | 12686 | Mississippi Power Co | Electric Utility | 13201 Highway 63 | Escatawpa | Jackson | Mississippi | 39552 | natural gas | Coal = 1004 MW, Natural Gas = 1122 MW | Conventional Steam Coal; Natural Gas Fired Combined Cycle; | 2229 | 2126 |  |  | 1004 |  |  |  | 1122 | [5 empty] | EIA-860, EIA-860M and EIA-923 | 202406 | -88.5553 | 30.5322
-10497227.6067 | 4701852.0085 | 37532 | 6074 | Greenwood (MO) | 12698 | Evergy Missouri West | Electric Utility | 14015 S. Smart Rd. | Greenwood | Jackson | Missouri | 64034 | natural gas | Natural Gas = 249.6 MW, Solar = 3 MW | Natural Gas Fired Combustion Turbine; Solar Photovoltaic; | 287.8 | 252.6 | [6 empty] | 249.6 |  |  | 3 |  |  | EIA-860, EIA-860M and EIA-923 | 202406 | -94.2982 | 38.8615
-11868216.1914 | 5761635.6622 | 37533 | 6076 | Colstrip | 15298 | Talen Montana LLC | IPP Non-CHP | 1 Warehouse Road | Colstrip | Rosebud | Montana | 59323 | coal | Coal = 1480 MW | Conventional Steam Coal | 1647.4 | 1480 |  |  | 1480 | [9 empty] | EIA-860, EIA-860M and EIA-923 | 202406 | -106.614 | 45.8831
-11258942.3544 | 5024266.9604 | 37534 | 6077 | Gerald Gentleman | 13337 | Nebraska Public Power District | Electric Utility | 6089 South Hwy 25 | Sutherland | Lincoln | Nebraska | 69165 | coal | Coal = 1365 MW | Conventional Steam Coal | 1362.6 | 1365 |  |  | 1365 | [9 empty] | EIA-860, EIA-860M and EIA-923 | 202406 | -101.1408 | 41.0808
-8071843.0691 | 5190655.1301 | 37535 | 6081 | Stony Brook | 11806 | Massachusetts Mun Wholes Electric Co | Electric Utility | Moody Street | Ludlow | Hampden | Massachusetts | 1056 | petroleum | Petroleum = 439.7 MW,Solar = 6.9 MW | Petroleum Liquids; Solar Photovoltaic; | 541.5 | 446.6 | [8 empty] | 439.7 | 6.9 |  |  | EIA-860, EIA-860M and EIA-923 | 202406 | -72.5106 | 42.1978
-8096656.1836 | 5251208.9906 | 37536 | 6083 | Deerfield 3 | 61122 | Great River Hydro, LLC | IPP Non-CHP | 71 Conway Road Buckland | Buckland | Franklin | Massachusetts | 1338 | hydroelectric | Hydroelectric = 6 MW | Conventional Hydroelectric | 4.8 | 6 |  |  |  |  | 6 | [7 empty] | EIA-860, EIA-860M and EIA-923 | 202406 | -72.7335 | 42.5995
-9687701.1377 | 5044313.2038 | 37537 | 6085 | R M Schahfer | 13756 | Northern Indiana Pub Serv Co | Electric Utility | 2723 E. 1500 N. | Wheatfield | Jasper | Indiana | 46392 | coal | Coal = 722 MW, Natural Gas = 155 MW | Conventional Steam Coal; Natural Gas Fired Combustion Turbine; | 1105 | 877 |  |  | 722 |  |  |  | 155 | [5 empty] | EIA-860, EIA-860M and EIA-923 | 202406 | -87.0261 | 41.2164
-10147598.3557 | 5647380.7755 | 37538 | 6086 | Cornell | 13781 | Northern States Power Co - Minnesota | Electric Utility | 302 South Bridge Street | Chippewa Falls | Chippewa | Wisconsin | 54729 | hydroelectric | Hydroelectric = 19.9 MW | Conventional Hydroelectric | 35.3 | 19.9 |  |  |  |  | 19.9 | [7 empty] | EIA-860, EIA-860M and EIA-923 | 202406 | -91.1574 | 45.164
-9257039.4237 | 3941879.9441 | 37539 | 6087 | Wallace Dam | 7140 | Georgia Power Co | Electric Utility | 140 Wallace Dam Road | Eatonton | Hancock | Georgia | 31024 | pumped storage | Pumped Storage = 214.4 MW,Hydroelectric = 113.6 MW | Hydroelectric Pumped Storage; Conventional Hydroelectric; | 321.2 | 328 |  |  |  |  | 113.6 | 214.4 | [6 empty] | EIA-860, EIA-860M and EIA-923 | 202406 | -83.1574 | 33.3502
-12370511.9978 | 3816063.9774 | 37540 | 6088 | North Loop | 24211 | Tucson Electric Power Co | Electric Utility | 10600 N Casa Grande Hwy | Tucson | Pima | Arizona | 85704 | natural gas | Natural Gas = 95 MW | Natural Gas Fired Combustion Turbine | 107.8 | 95 | [6 empty] | 95 | [5 empty] | EIA-860, EIA-860M and EIA-923 | 202406 | -111.1262 | 32.401
-11594665.2407 | 6053534.383 | 37541 | 6089 | Lewis & Clark | 12199 | Montana-Dakota Utilities Co | Electric Utility | South of Sidney | Richland | Richland | Montana | 59270 | natural gas | Natural Gas = 18.2 MW | Natural Gas Internal Combustion Engine | 18.6 | 18.2 | [6 empty] | 18.2 | [5 empty] | EIA-860, EIA-860M and EIA-923 | 202406 | -104.1566 | 47.6785
-10452132.081 | 5681671.2023 | 37542 | 6090 | Sherburne County | 13781 | Northern States Power Co - Minnesota | Electric Utility | 13999 Industrial Blvd. | Becker | Sherburne | Minnesota | 55308 | coal | Coal = 1556 MW | Conventional Steam Coal | 1704 | 1556 |  |  | 1556 | [9 empty] | EIA-860, EIA-860M and EIA-923 | 202406 | -93.8931 | 45.3808
-10796932.4039 | 5296408.0616 | 37543 | 6092 | Spirit Mound | 1307 | Basin Electric Power Coop | Electric Utility | Hwy 19 | Vermillion | Clay | South Dakota | 57069 | petroleum | Petroleum = 95 MW | Petroleum Liquids | 135 | 95 | [8 empty] | 95 |  |  |  | EIA-860, EIA-860M and EIA-923 | 202406 | -96.9905 | 42.8977
-10803867.1629 | 4363143.5309 | 37544 | 6095 | Sooner | 14063 | Oklahoma Gas & Electric Co | Electric Utility | 10800 County Road 230 | Red Rock | Noble | Oklahoma | 73061 | coal | Coal = 1038 MW | Conventional Steam Coal | 1138 | 1038 |  |  | 1038 | [9 empty] | EIA-860, EIA-860M and EIA-923 | 202406 | -97.0528 | 36.4531
-10661780.078 | 4956657.62 | 37545 | 6096 | Nebraska City | 14127 | Omaha Public Power District | Electric Utility | 7264 L Road | Nebraska City | Otoe | Nebraska | 68410 | coal | Coal = 1337.5 MW | Conventional Steam Coal | 1389.6 | 1337.5 |  |  | 1337.5 | [9 empty] | EIA-860, EIA-860M and EIA-923 | 202406 | -95.7764 | 40.6214
-10743451.5149 | 5669452.6271 | 37546 | 6098 | Big Stone | 14232 | Otter Tail Power Co | Electric Utility | 48450 144th Street | Big Stone City | Grant | South Dakota | 57216 | coal | Coal = 475 MW, Petroleum = 0.6 MW | Conventional Steam Coal; Petroleum Liquids; | 451 | 475.6 |  |  | 475 | [5 empty] | 0.6 |  |  |  | EIA-860, EIA-860M and EIA-923 | 202406 | -96.5101 | 45.3037
-13453577.395 | 4192665.3289 | 37547 | 6099 | Diablo Canyon | 14328 | Pacific Gas & Electric Co. | Electric Utility | Avila Rd. bet. Montano de Oro | Avila Beach | San Luis Obispo | California | 93424 | nuclear | Nuclear = 2240 MW | Nuclear | 2323 | 2240 | [7 empty] | 2240 |  |  |  |  | EIA-860, EIA-860M and EIA-923 | 202406 | -120.8555 | 35.2115
-13243485.2332 | 4443192.1744 | 37548 | 6100 | Helms Pumped Storage | 14328 | Pacific Gas & Electric Co. | Electric Utility | 67250 Helms Circle | Shaver Lake | Fresno | California | 93664 | pumped storage | Pumped Storage = 1212 MW | Hydroelectric Pumped Storage | 1053 | 1212 | [5 empty] | 1212 | [6 empty] | EIA-860, EIA-860M and EIA-923 | 202406 | -118.9683 | 37.0293
-11731012.9153 | 5510450.4861 | 37549 | 6101 | Wyodak | 14354 | PacifiCorp | Electric Utility | 48 Wyodak Road, Garner Lake Rt | Gillette | Campbell | Wyoming | 82716 | coal | Coal = 332 MW | Conventional Steam Coal | 362.1 | 332 |  |  | 332 | [9 empty] | EIA-860, EIA-860M and EIA-923 | 202406 | -105.3815 | 44.2901
-8476556.2098 | 5025906.3575 | 37550 | 6103 | TalenEnergy Susquehanna | 14266 | TalenEnergy Susquehanna LLC | IPP Non-CHP | 769 Salem Blvd | Berwick | Luzerne | Pennsylvania | 18603 | nuclear | Nuclear = 2494 MW | Nuclear | 2532 | 2494 | [7 empty] | 2494 |  |  |  |  | EIA-860, EIA-860M and EIA-923 | 202406 | -76.1462 | 41.0919
-8414355.3312 | 4898591.1176 | 37551 | 6105 | Limerick | 55951 | Constellation Nuclear | IPP Non-CHP | Off Route 422; P O Box 2300 | Sanatoga | Montgomery | Pennsylvania | 19464 | nuclear | Nuclear = 2241.8 MW | Nuclear | 2277 | 2241.8 | [7 empty] | 2241.8 |  |  |  |  | EIA-860, EIA-860M and EIA-923 | 202406 | -75.5874 | 40.2243
-8505743.5124 | 5391672.4683 | 37552 | 6110 | James A Fitzpatrick | 55951 | Constellation Nuclear | IPP Non-CHP | Lake Road | Lycoming | Oswego | New York | 13093 | nuclear | Nuclear = 831.3 MW | Nuclear | 883.3 | 831.3 | [7 empty] | 831.3 |  |  |  |  | EIA-860, EIA-860M and EIA-923 | 202406 | -76.4084 | 43.5214
-11674542.5414 | 4901769.5733 | 37553 | 6112 | Fort St Vrain | 15466 | Public Service Co of Colorado | Electric Utility | 16805 Weld Cr 19-12 | Platteville | Weld | Colorado | 80651 | natural gas | Natural Gas = 985 MW | Natural Gas Fired Combined Cycle; Natural Gas Fired Combustion Turbine; | 1148.5 | 985 | [6 empty] | 985 | [5 empty] | EIA-860, EIA-860M and EIA-923 | 202406 | -104.8742 | 40.2461
-9770047.8386 | 4632142.5676 | 37554 | 6113 | Gibson | 15470 | Duke Energy Indiana, LLC | Electric Utility | 1097 North 950 W | Owensville | Gibson | Indiana | 47665 | coal | Coal = 3132 MW | Conventional Steam Coal | 3339.5 | 3132 |  |  | 3132 | [9 empty] | EIA-860, EIA-860M and EIA-923 | 202406 | -87.7658 | 38.3722
-7886862.2467 | 5296636.6082 | 37555 | 6115 | Seabrook | 6854 | NextEra Energy Seabrook LLC | IPP Non-CHP | 626 Lafayette Road | Seabrook | Rockingham | New Hampshire | 3874 | nuclear | Nuclear = 1245.7 MW | Nuclear | 1242 | 1245.7 | [7 empty] | 1245.7 |  |  |  |  | EIA-860, EIA-860M and EIA-923 | 202406 | -70.8489 | 42.8992
-8408818.2997 | 4788730.1189 | 37556 | 6118 | PSEG Hope Creek Generating Station | 15478 | PSEG Nuclear LLC | IPP Non-CHP | P O Box 236 End of Buttonwood | Hancocks Bridge | Salem | New Jersey | 8038 | nuclear | Nuclear = 1172 MW | Nuclear | 1290.7 | 1172 | [7 empty] | 1172 |  |  |  |  | EIA-860, EIA-860M and EIA-923 | 202406 | -75.5377 | 39.4666
-8097112.5935 | 5254279.4222 | 37557 | 6119 | Deerfield 4 | 61122 | Great River Hydro, LLC | IPP Non-CHP | 22 Creamery Avenue | Buckland | Franklin | Massachusetts | 1338 | hydroelectric | Hydroelectric = 6 MW | Conventional Hydroelectric | 4.8 | 6 |  |  |  |  | 6 | [7 empty] | EIA-860, EIA-860M and EIA-923 | 202406 | -72.7376 | 42.6198
-13664650.0588 | 6255478.4479 | 37558 | 6120 | Whitehorn | 15500 | Puget Sound Energy Inc | Electric Utility | 4930 Brown Rd | Blaine | Whatcom | Washington | 98230 | natural gas | Natural Gas = 134 MW | Natural Gas Fired Combustion Turbine | 169.2 | 134 | [6 empty] | 134 | [5 empty] | EIA-860, EIA-860M and EIA-923 | 202406 | -122.7516 | 48.8856
-8606098.7013 | 5354336.5948 | 37559 | 6122 | R E Ginna Nuclear Power Plant | 55951 | Constellation Nuclear | IPP Non-CHP | Lake Rd. | Ontario | Wayne | New York | 14519 | nuclear | Nuclear = 580.3 MW | Nuclear | 614 | 580.3 | [7 empty] | 580.3 |  |  |  |  | EIA-860, EIA-860M and EIA-923 | 202406 | -77.3099 | 43.2777
-9035619.0566 | 3810170.2344 | 37560 | 6124 | McIntosh | 7140 | Georgia Power Co | Electric Utility | 981 Old Augusta Road | Rincon | Effingham | Georgia | 31326 | natural gas | Natural Gas = 657.6 MW | Natural Gas Fired Combustion Turbine | 810.4 | 657.6 | [6 empty] | 657.6 | [5 empty] | EIA-860, EIA-860M and EIA-923 | 202406 | -81.1683 | 32.3563
-7983522.1851 | 5202217.4045 | 37561 | 6125 | Shrewsbury | 17127 | Town of Shrewsbury - (MA) | Electric Utility | 518 Rear Boston Turnpike | Shrewsbury | Worcester | Massachusetts | 1545 | petroleum | Petroleum = 14 MW | Petroleum Liquids | 14 | 14 | [8 empty] | 14 |  |  |  | EIA-860, EIA-860M and EIA-923 | 202406 | -71.7172 | 42.2747
-9053703.2418 | 4069978.2079 | 37562 | 6126 | Fairfield Pumped Storage | 17539 | Dominion Energy South Carolina, Inc | Electric Utility | Bradham Boulevard off Hwy 215 | Jenkinsville | Fairfield | South Carolina | 29065 | pumped storage | Pumped Storage = 576 MW | Hydroelectric Pumped Storage | 587.2 | 576 | [5 empty] | 576 | [6 empty] | EIA-860, EIA-860M and EIA-923 | 202406 | -81.3308 | 34.3061
-9051977.7897 | 4068927.1045 | 37563 | 6127 | V C Summer | 17539 | Dominion Energy South Carolina, Inc | Electric Utility | Bradham Boulevard off Hwy 215 | Jenkinsville | Fairfield | South Carolina | 29065 | nuclear | Nuclear = 977.2 MW | Nuclear | 1029.6 | 977.2 | [7 empty] | 977.2 |  |  |  |  | EIA-860, EIA-860M and EIA-923 | 202406 | -81.3153 | 34.2983
-11249959.9847 | 3433024.4649 | 37564 | 6128 | Amistad Dam & Power | 9339 | International Bound & Wtr Comm | Electric Utility | 670 Texas Spur 349 | Del Rio | Val Verde | Texas | 78840 | hydroelectric | Hydroelectric = 58 MW | Conventional Hydroelectric | 66 | 58 |  |  |  |  | 58 | [7 empty] | EIA-860, EIA-860M and EIA-923 | 202406 | -101.0601 | 29.4498
-9425788.6398 | 4111291.2351 | 37565 | 6130 | Carters | 27813 | USCE-Mobile District | Electric Utility | 975 Powerhouse Road | Chatsworth | Murray | Georgia | 30705 | pumped storage | Pumped Storage = 320 MW,Hydroelectric = 240 MW | Hydroelectric Pumped Storage; Conventional Hydroelectric; | 500 | 560 |  |  |  |  | 240 | 320 | [6 empty] | EIA-860, EIA-860M and EIA-923 | 202406 | -84.6733 | 34.6121
-9660786.1999 | 3805948.0876 | 37566 | 6131 | Jones Bluff | 27813 | USCE-Mobile District | Electric Utility | 1170 County Road 15 South | Selma | Autauga | Alabama | 36703 | hydroelectric | Hydroelectric = 82 MW | Conventional Hydroelectric | 82 | 82 |  |  |  |  | 82 | [7 empty] | EIA-860, EIA-860M and EIA-923 | 202406 | -86.7843 | 32.3242
-9194466.7379 | 4032239.9989 | 37567 | 6132 | Richard B Russell | 19375 | USCE-Savannah District | Electric Utility | 4144 Russell Dam Drive | Elberton | Elbert | Georgia | 30635 | pumped storage | Pumped Storage = 328 MW,Hydroelectric = 336 MW | Hydroelectric Pumped Storage; Conventional Hydroelectric; | 628 | 664 |  |  |  |  | 336 | 328 | [6 empty] | EIA-860, EIA-860M and EIA-923 | 202406 | -82.5953 | 34.0256
-9483162.7053 | 3884514.2655 | 37568 | 6133 | West Point (GA) | 27813 | USCE-Mobile District | Electric Utility | 500 Resource Management Drive | West Point | Troup | Georgia | 31833 | hydroelectric | Hydroelectric = 87 MW | Conventional Hydroelectric | 73.3 | 87 |  |  |  |  | 87 | [7 empty] | EIA-860, EIA-860M and EIA-923 | 202406 | -85.1887 | 32.9187
-9764389.1349 | 4566056.5031 | 37569 | 6137 | A B Brown | 17633 | Southern Indiana Gas & Elec Co | Electric Utility | 8511 Welborn Road | Mount Vernon | Posey | Indiana | 47620 | natural gas | Natural Gas = 160 MW | Natural Gas Fired Combustion Turbine | 176.4 | 160 | [6 empty] | 160 | [5 empty] | EIA-860, EIA-860M and EIA-923 | 202406 | -87.715 | 37.9053
-10522374.6797 | 4335917.7982 | 37570 | 6138 | Flint Creek | 17698 | Southwestern Electric Power Co | Electric Utility | 21797 Swepco Plant Road | Gentry | Benton | Arkansas | 72734 | coal | Coal = 494 MW | Conventional Steam Coal | 558 | 494 |  |  | 494 | [9 empty] | EIA-860, EIA-860M and EIA-923 | 202406 | -94.5241 | 36.2561
-10557539.7276 | 3902635.7906 | 37571 | 6139 | Welsh | 17698 | Southwestern Electric Power Co | Electric Utility | FM Rd 1735 | Pittsburg | Titus | Texas | 75686 | coal | Coal = 1000 MW | Conventional Steam Coal | 1116 | 1000 |  |  | 1000 | [9 empty] | EIA-860, EIA-860M and EIA-923 | 202406 | -94.84 | 33.0552
-10201759.9634 | 4797124.6052 | 37572 | 6140 | Clarence Cannon | 26618 | USCE-St Louis District | Electric Utility | 20642 Highway J | Monroe City | Ralls | Missouri | 63456 | pumped storage | Pumped Storage = 31 MW,Hydroelectric = 27 MW | Hydroelectric Pumped Storage; Conventional Hydroelectric; | 58 | 58 |  |  |  |  | 27 | 31 | [6 empty] | EIA-860, EIA-860M and EIA-923 | 202406 | -91.644 | 39.5248
-10397930.6209 | 4616546.5605 | 37573 | 6141 | Harry Truman | 25477 | USCE-Kansas City District | Electric Utility | 29564 Powerhouse Road | Warsaw | Benton | Missouri | 65355 | pumped storage | Pumped Storage = 186 MW | Hydroelectric Pumped Storage | 161.4 | 186 | [5 empty] | 186 | [6 empty] | EIA-860, EIA-860M and EIA-923 | 202406 | -93.4062 | 38.2623
-10443716.3275 | 4227841.4467 | 37574 | 6142 | Ozark | 19647 | USCE-Little Rock District | Electric Utility | 1204 Aux Arc Park Road | Ozark | Franklin | Arkansas | 72949 | hydroelectric | Hydroelectric = 115 MW | Conventional Hydroelectric | 100 | 115 |  |  |  |  | 115 | [7 empty] | EIA-860, EIA-860M and EIA-923 | 202406 | -93.8175 | 35.4693
-10885433.7368 | 3802539.7072 | 37575 | 6145 | Comanche Peak | 55983 | Luminant Generation Company LLC | IPP Non-CHP | Farm to Market Road 56 | Glen Rose | Somervell | Texas | 76043 | nuclear | Nuclear = 2400 MW | Nuclear | 2430 | 2400 | [7 empty] | 2400 |  |  |  |  | EIA-860, EIA-860M and EIA-923 | 202406 | -97.7855 | 32.2984
-10527551.036 | 3797567.2486 | 37576 | 6146 | Martin Lake | 55983 | Luminant Generation Company LLC | IPP Non-CHP | PO Box 651 | Tatum | Rusk | Texas | 75691 | coal | Coal = 2410 MW | Conventional Steam Coal | 2379.6 | 2410 |  |  | 2410 | [9 empty] | EIA-860, EIA-860M and EIA-923 | 202406 | -94.5706 | 32.2606
-9249102.344 | 5100757.2027 | 37577 | 6149 | Davis Besse | 64225 | Energy Harbor Nuclear Generation LLC | IPP Non-CHP | 5501 N State Route 2 | Oak Harbor | Ottawa | Ohio | 43449 | nuclear | Nuclear = 894 MW | Nuclear | 925.2 | 894 | [7 empty] | 894 |  |  |  |  | EIA-860, EIA-860M and EIA-923 | 202406 | -83.0861 | 41.5967
-9565438.941 | 4124432.4722 | 37578 | 6150 | Bellefonte | 18642 | Tennessee Valley Authority | Electric Utility | County Road 33 PO Box 2000 | Hollywood | Jackson | Alabama | 35752 | petroleum | Petroleum = 14 MW | Petroleum Liquids | 14 | 14 | [8 empty] | 14 |  |  |  | EIA-860, EIA-860M and EIA-923 | 202406 | -85.9278 | 34.7092
-9505341.3328 | 4171466.0491 | 37579 | 6151 | Raccoon Mountain | 18642 | Tennessee Valley Authority | Electric Utility | Cummings Highway | Chattanooga | Hamilton | Tennessee | 37419 | pumped storage | Pumped Storage = 1616.3 MW | Hydroelectric Pumped Storage | 1713.6 | 1616.3 | [5 empty] | 1616.3 | [6 empty] | EIA-860, EIA-860M and EIA-923 | 202406 | -85.3879 | 35.0558
-9472364.7147 | 4194731.6042 | 37580 | 6152 | Sequoyah | 18642 | Tennessee Valley Authority | Electric Utility | Sequoyah Rd. PO Box 2000 | Soddy Daisy | Hamilton | Tennessee | 37379 | nuclear | Nuclear = 2277.7 MW | Nuclear | 2441 | 2277.7 | [7 empty] | 2277.7 |  |  |  |  | EIA-860, EIA-860M and EIA-923 | 202406 | -85.0917 | 35.2267
-10216773.8457 | 4687197.3848 | 37581 | 6153 | Callaway | 19436 | Union Electric Co - (MO) | Electric Utility | Route CC | Fulton | Callaway | Missouri | 65251 | nuclear | Nuclear = 1190 MW | Nuclear | 1235.8 | 1190 | [7 empty] | 1190 |  |  |  |  | EIA-860, EIA-860M and EIA-923 | 202406 | -91.7788 | 38.7589
-10048048.6746 | 4597983.3808 | 37582 | 6155 | Rush Island | 19436 | Union Electric Co - (MO) | Electric Utility | 100 Big Hollow Road | Festus | Jefferson | Missouri | 63028 | coal | Coal = 1178 MW | Conventional Steam Coal | 1242 | 1178 |  |  | 1178 | [9 empty] | EIA-860, EIA-860M and EIA-923 | 202406 | -90.2632 | 38.1312
-8115672.113 | 5054321.8353 | 37583 | 6156 | New Haven Harbor | 65448 | Generation Bridge II Connecticut, LLC | IPP Non-CHP | 1 Waterfront Street | New Haven | New Haven | Connecticut | 6512 | petroleum | Petroleum = 562.2 MW | Petroleum Liquids | 641.5 | 562.2 | [8 empty] | 562.2 |  |  |  | EIA-860, EIA-860M and EIA-923 | 202406 | -72.9043 | 41.284
-13417139.0747 | 4571931.0885 | 37584 | 6158 | New Melones | 2518 | U S Bureau of Reclamation | Electric Utility | n/a | Jamestown | Tuolumne | California | 95376 | hydroelectric | Hydroelectric = 382 MW | Conventional Hydroelectric | 300 | 382 |  |  |  |  | 382 | [7 empty] | EIA-860, EIA-860M and EIA-923 | 202406 | -120.5282 | 37.9469
-11980797.4887 | 4651805.8683 | 37585 | 6159 | Crystal | 2518 | U S Bureau of Reclamation | Electric Utility | n/a | Montrose | Montrose | Colorado | 81401 | hydroelectric | Hydroelectric = 35 MW | Conventional Hydroelectric | 28 | 35 |  |  |  |  | 35 | [7 empty] | EIA-860, EIA-860M and EIA-923 | 202406 | -107.6253 | 38.5106
-13244495.0123 | 6099789.0879 | 37586 | 6163 | Grand Coulee | 2518 | U S Bureau of Reclamation | Electric Utility | n/a | Grand Coulee | Grant | Washington | 99133 | hydroelectric | Pumped Storage = 314 MW,Hydroelectric = 6765 MW | Hydroelectric Pumped Storage; Conventional Hydroelectric; | 6809 | 7079 |  |  |  |  | 6765 | 314 | [6 empty] | EIA-860, EIA-860M and EIA-923 | 202406 | -118.9773 | 47.9575
-12359680.6113 | 4746726.8322 | 37587 | 6165 | Hunter | 14354 | PacifiCorp | Electric Utility | UT Hwy 10, S. of Castle Dale | Castle Dale | Emery | Utah | 84513 | coal | Coal = 1363 MW | Conventional Steam Coal | 1472.2 | 1363 |  |  | 1363 | [9 empty] | EIA-860, EIA-860M and EIA-923 | 202406 | -111.0289 | 39.1747
-9688936.7841 | 4568920.913 | 37588 | 6166 | Rockport | 9324 | Indiana Michigan Power Co | Electric Utility | 2791 North US Route 231 | Rockport | Spencer | Indiana | 47635 | coal | Coal = 2600 MW | Conventional Steam Coal | 2600 | 2600 |  |  | 2600 | [9 empty] | EIA-860, EIA-860M and EIA-923 | 202406 | -87.0372 | 37.9256
-8883295.3653 | 4608977.1369 | 37589 | 6167 | Bath County | 19876 | Virginia Electric & Power Co | Electric Utility | 316 Power Station Road | Warm Springs | Bath | Virginia | 24484 | pumped storage | Pumped Storage = 3015.1 MW | Hydroelectric Pumped Storage | 2862 | 3015.1 | [5 empty] | 3015.1 | [6 empty] | EIA-860, EIA-860M and EIA-923 | 202406 | -79.8 | 38.2089
-8659509.793 | 4587905.2714 | 37590 | 6168 | North Anna | 19876 | Virginia Electric & Power Co | Electric Utility | 1022 Haley Dr | Mineral | Louisa | Virginia | 23117 | nuclear | Hydroelectric = 1 MW, Nuclear = 1892 MW | Conventional Hydroelectric; Nuclear; | 1960.4 | 1893 |  |  |  |  | 1 |  |  | 1892 |  |  |  |  | EIA-860, EIA-860M and EIA-923 | 202406 | -77.7897 | 38.06
-9380893.4891 | 4433727.8099 | 37591 | 6171 | Laurel Dam | 19462 | USCE-Nashville District | Electric Utility | 2060 Power Plant Road | London | Laurel | Kentucky | 40744 | hydroelectric | Hydroelectric = 61 MW | Conventional Hydroelectric | 70 | 61 |  |  |  |  | 61 | [7 empty] | EIA-860, EIA-860M and EIA-923 | 202406 | -84.27 | 36.9614
-12836729.1572 | 6175303.7613 | 37592 | 6172 | Libby | 19400 | USACE Northwestern Division | Electric Utility | 17115 Highway No. 37 | Libby | Lincoln | Montana | 59923 | hydroelectric | Hydroelectric = 525 MW | Conventional Hydroelectric | 525 | 525 |  |  |  |  | 525 | [7 empty] | EIA-860, EIA-860M and EIA-923 | 202406 | -115.3143 | 48.4098
-13656363.4359 | 5262133.9964 | 37593 | 6174 | Lost Creek | 19400 | USACE Northwestern Division | Electric Utility | 100 Cole M. Rivers Drive | Trail | Jackson | Oregon | 97541 | hydroelectric | Hydroelectric = 49 MW | Conventional Hydroelectric | 49 | 49 |  |  |  |  | 49 | [7 empty] | EIA-860, EIA-860M and EIA-923 | 202406 | -122.6772 | 42.6717
-13072179.3424 | 5886672.3171 | 37594 | 6175 | Lower Granite | 19400 | USACE Northwestern Division | Electric Utility | 885 Almota Ferry Road | Pomeroy | Whitman | Washington | 99347 | hydroelectric | Hydroelectric = 802 MW | Conventional Hydroelectric | 810 | 802 |  |  |  |  | 802 | [7 empty] | EIA-860, EIA-860M and EIA-923 | 202406 | -117.4294 | 46.6595
-12163969.8146 | 4106801.5696 | 37595 | 6177 | Coronado | 16572 | Salt River Project | Electric Utility | Hwy 191 7 miles nof St. Johns | St Johns | Apache | Arizona | 85936 | coal | Coal = 762 MW | Conventional Steam Coal | 821.8 | 762 |  |  | 762 | [9 empty] | EIA-860, EIA-860M and EIA-923 | 202406 | -109.2708 | 34.5789
-10821831.5683 | 3339142.4471 | 37596 | 6178 | Coleto Creek | 56570 | Coleto Creek Power LP | IPP Non-CHP | FM 2987 off Hwy 59 | Fannin | Goliad | Texas | 77960 | coal | Coal = 655 MW | Conventional Steam Coal | 622.4 | 655 |  |  | 655 | [9 empty] | EIA-860, EIA-860M and EIA-923 | 202406 | -97.2142 | 28.7128
-10770227.5259 | 3492911.1094 | 37597 | 6179 | Fayette Power Project | 11269 | Lower Colorado River Authority | Electric Utility | 6549 Power Plant Rd. | La Grange | Fayette | Texas | 78945 | coal | Coal = 1615 MW | Conventional Steam Coal | 1690 | 1615 |  |  | 1615 | [9 empty] | EIA-860, EIA-860M and EIA-923 | 202406 | -96.7506 | 29.9172
-10740839.1804 | 3656186.7342 | 37598 | 6180 | Oak Grove (TX) | 55983 | Luminant Generation Company LLC | IPP Non-CHP | P.O. Box 558 | Franklin | Robertson | Texas | 77856 | coal | Coal = 1710 MW | Conventional Steam Coal | 1795.4 | 1710 |  |  | 1710 | [9 empty] | EIA-860, EIA-860M and EIA-923 | 202406 | -96.4866 | 31.1803
-10962465.1546 | 3338076.3071 | 37599 | 6183 | San Miguel | 16624 | San Miguel Electric Coop, Inc | Electric Utility | 6200 FM 3387 | Christine | Atascosa | Texas | 78012 | coal | Coal = 391 MW | Conventional Steam Coal | 410 | 391 |  |  | 391 | [9 empty] | EIA-860, EIA-860M and EIA-923 | 202406 | -98.4775 | 28.7044
-9530734.7558 | 3929636.8408 | 37600 | 6188 | Harris Dam | 195 | Alabama Power Co | Electric Utility | 2671 County Road 100 | Lineville | Randolph | Alabama | 36266 | hydroelectric | Hydroelectric = 133 MW | Conventional Hydroelectric | 135 | 133 |  |  |  |  | 133 | [7 empty] | EIA-860, EIA-860M and EIA-923 | 202406 | -85.616 | 33.2583
-9495991.3861 | 4076642.5894 | 37601 | 6189 | Rocky Mountain Hydroelectric Plant | 13994 | Oglethorpe Power Corporation | Electric Utility | 4050 Big Texas Valley Rd | Rome | Floyd | Georgia | 30165 | pumped storage | Pumped Storage = 1035 MW | Hydroelectric Pumped Storage | 847.8 | 1035 | [5 empty] | 1035 | [6 empty] | EIA-860, EIA-860M and EIA-923 | 202406 | -85.3039 | 34.3555
-10321172.1585 | 3684154.3633 | 37602 | 6190 | Brame Energy Center | 3265 | Cleco Power LLC | Electric Utility | 275 Rodemacher Rd | Lena | Rapides | Louisiana | 71447 | petroleum | Coal = 496 MW, Natural Gas = 416.8 MW, Petroleum = 637.2 MW | Conventional Steam Coal; Natural Gas Steam Turbine; Petroleum Coke | 1707.3 | 1550 |  |  | 496 |  |  |  | 416.8 |  | 637.2 |  |  |  | EIA-860, EIA-860M and EIA-923 | 202406 | -92.7167 | 31.395
-11326445.0465 | 4204474.0816 | 37603 | 6193 | Harrington | 17718 | Southwestern Public Service Co | Electric Utility | 8400 N.Lakeside Dr. | Amarillo | Potter | Texas | 79108 | coal | Coal = 1018 MW | Conventional Steam Coal | 1080 | 1018 |  |  | 1018 | [9 empty] | EIA-860, EIA-860M and EIA-923 | 202406 | -101.7472 | 35.2982
-11418039.0575 | 4053871.1877 | 37604 | 6194 | Tolk | 17718 | Southwestern Public Service Co | Electric Utility | 9m E. of Muleshoe on Hwy 70 | Muleshoe | Lamb | Texas | 79371 | coal | Coal = 1067 MW | Conventional Steam Coal | 1135.8 | 1067 |  |  | 1067 | [9 empty] | EIA-860, EIA-860M and EIA-923 | 202406 | -102.57 | 34.1865
-10395909.059 | 4460273.7956 | 37605 | 6195 | John Twitty Energy Center | 17833 | City Utilities of Springfield - (MO) | Electric Utility | 5100 W Farm Road 164 | Springfield | Greene | Missouri | 65807 | coal | Coal = 459 MW, Natural Gas = 104 MW | Conventional Steam Coal; Natural Gas Fired Combustion Turbine; | 603 | 563 |  |  | 459 |  |  |  | 104 | [5 empty] | EIA-860, EIA-860M and EIA-923 | 202406 | -93.388 | 37.1517
-13223430.8043 | 4121196.4852 | 37606 | 6196 | W E Warne | 3255 | California Dept. of Water Resources | Electric Utility | 3 MI. E. of Smokey Bear Rd. | Gorman | Los Angeles | California | 93243 | hydroelectric | Hydroelectric = 76 MW | Conventional Hydroelectric | 74.2 | 76 |  |  |  |  | 76 | [7 empty] | EIA-860, EIA-860M and EIA-923 | 202406 | -118.7881 | 34.6853
-13368546.8925 | 5998752.3202 | 37607 | 6200 | Rock Island | 3413 | PUD No 1 of Chelan County | Electric Utility | Rock Island Dam | Wenatchee | Chelan | Washington | 98801 | hydroelectric | Hydroelectric = 503.2 MW | Conventional Hydroelectric | 629.4 | 503.2 |  |  |  |  | 503.2 | [7 empty] | EIA-860, EIA-860M and EIA-923 | 202406 | -120.0917 | 47.3461
-13477214.753 | 6229606.5258 | 37608 | 6202 | Ross | 16868 | City of Seattle - (WA) | Electric Utility | 500 Newhalem Street | Rockport | Whatcom | Washington | 98283 | hydroelectric | Hydroelectric = 450 MW | Conventional Hydroelectric | 450 | 450 |  |  |  |  | 450 | [7 empty] | EIA-860, EIA-860M and EIA-923 | 202406 | -121.0679 | 48.7326
-11675466.4931 | 5177304.4696 | 37609 | 6204 | Laramie River Station | 1307 | Basin Electric Power Coop | Electric Utility | Hwy 320 | Wheatland | Platte | Wyoming | 82201 | coal | Coal = 1700 MW | Conventional Steam Coal | 1863 | 1700 |  |  | 1700 | [9 empty] | EIA-860, EIA-860M and EIA-923 | 202406 | -104.8825 | 42.1089
-11998324.8538 | 4512360.1972 | 37610 | 6206 | Tacoma | 15466 | Public Service Co of Colorado | Electric Utility | #240 Electra Lake East | Durango | La Plata | Colorado | 81301 | hydroelectric | Hydroelectric = 4.6 MW | Conventional Hydroelectric | 4.6 | 4.6 |  |  |  |  | 4.6 | [7 empty] | EIA-860, EIA-860M and EIA-923 | 202406 | -107.7828 | 37.5237
-12009491.7572 | 4560513.3632 | 37611 | 6207 | Ames Hydro | 15466 | Public Service Co of Colorado | Electric Utility | 650 Ames Rd. | Ophir | San Miguel | Colorado | 81426 | hydroelectric | Hydroelectric = 2.8 MW | Conventional Hydroelectric | 3.6 | 2.8 |  |  |  |  | 2.8 | [7 empty] | EIA-860, EIA-860M and EIA-923 | 202406 | -107.8831 | 37.866
-11839087.3316 | 4735173.4804 | 37612 | 6208 | Mount Elbert | 2518 | U S Bureau of Reclamation | Electric Utility | n/a | Twin Lakes | Lake | Colorado | 80461 | pumped storage | Pumped Storage = 230 MW | Hydroelectric Pumped Storage | 200 | 230 | [5 empty] | 230 | [6 empty] | EIA-860, EIA-860M and EIA-923 | 202406 | -106.3523 | 39.0942
-13065628.5243 | 6062899.1717 | 37613 | 6210 | Northeast (WA) | 20169 | Avista Corp | Electric Utility | 8400 N. Regal | Spokane | Spokane | Washington | 99207 | natural gas | Natural Gas = 45 MW | Natural Gas Fired Combustion Turbine | 61.8 | 45 | [6 empty] | 45 | [5 empty] | EIA-860, EIA-860M and EIA-923 | 202406 | -117.3705 | 47.7351
-13612353.2753 | 4550753.0597 | 37614 | 6211 | Dynegy Oakland Power Plant | 54803 | Dynegy Oakland, LLC | IPP Non-CHP | 50 Martin Luther King Jr. Way | Oakland | Alameda | California | 94607 | petroleum | Petroleum = 110 MW | Petroleum Liquids | 149 | 110 | [8 empty] | 110 |  |  |  | EIA-860, EIA-860M and EIA-923 | 202406 | -122.2819 | 37.7968
-9741657.6949 | 4731617.4081 | 37615 | 6213 | Merom | 65239 | Hallador Power Company, LLC | Electric Utility | 5500 W. Old 54 | Sullivan | Sullivan | Indiana | 47882 | coal | Coal = 978 MW | Conventional Steam Coal | 1080 | 978 |  |  | 978 | [9 empty] | EIA-860, EIA-860M and EIA-923 | 202406 | -87.5108 | 39.0694
-10120271.981 | 5101212.7111 | 37616 | 6220 | Durant | 5529 | City of Durant - (IA) | Electric Utility | 601 4th St | Durant | Cedar | Iowa | 52747 | petroleum | Petroleum = 4.4 MW | Petroleum Liquids | 4.4 | 4.4 | [8 empty] | 4.4 |  |  |  | EIA-860, EIA-860M and EIA-923 | 202406 | -90.912 | 41.5998
-10475620.4936 | 4458429.524 | 37617 | 6223 | Empire Energy Center | 5860 | Empire District Electric Co | Electric Utility | 2537 Fir Road | Sarcoxie | Jasper | Missouri | 64862 | natural gas | Natural Gas = 244 MW | Natural Gas Fired Combustion Turbine | 379 | 244 | [6 empty] | 244 | [5 empty] | EIA-860, EIA-860M and EIA-923 | 202406 | -94.1041 | 37.1385
-10864934.0299 | 4995101.3916 | 37618 | 6229 | Mobile | 13337 | Nebraska Public Power District | Electric Utility | 1215 West Hwy 34 | York | York | Nebraska | 68467 | petroleum | Petroleum = 3.1 MW | Petroleum Liquids | 3.1 | 3.1 | [8 empty] | 3.1 |  |  |  | EIA-860, EIA-860M and EIA-923 | 202406 | -97.6014 | 40.883
-10321121.7308 | 5646359.0202 | 37619 | 6231 | Apple River | 13781 | Northern States Power Co - Minnesota | Electric Utility | 2040 Cty Rd 1 | Somerset | St Croix | Wisconsin | 54025 | hydroelectric | Hydroelectric = 1.4 MW | Conventional Hydroelectric | 2.4 | 1.4 |  |  |  |  | 1.4 | [7 empty] | EIA-860, EIA-860M and EIA-923 | 202406 | -92.7162 | 45.1576
-10087117.5858 | 4786219.2402 | 37620 | 6238 | Pearl Station | 40307 | Prairie Power, Inc | Electric Utility | Route 100 South | Pearl | Pike | Illinois | 62361 | petroleum | Petroleum = 20.1 MW | Petroleum Liquids | 24 | 20.1 | [8 empty] | 20.1 |  |  |  | EIA-860, EIA-860M and EIA-923 | 202406 | -90.6141 | 39.4492
-10737967.1375 | 3596659.0883 | 37621 | 6243 | Dansby | 2442 | City of Bryan - (TX) | Electric Utility | 8181 Mumford Road | Bryan | Brazos | Texas | 77807 | natural gas | Natural Gas = 204.2 MW | Natural Gas Fired Combustion Turbine; Natural Gas Steam Turbine; | 203.2 | 204.2 | [6 empty] | 204.2 | [5 empty] | EIA-860, EIA-860M and EIA-923 | 202406 | -96.4608 | 30.7217
-11541638.2013 | 4898211.6145 | 37622 | 6248 | Pawnee | 15466 | Public Service Co of Colorado | Electric Utility | 14940 County Road 24 | Brush | Morgan | Colorado | 80723 | coal | Coal = 505 MW | Conventional Steam Coal | 552.3 | 505 |  |  | 505 | [9 empty] | EIA-860, EIA-860M and EIA-923 | 202406 | -103.6803 | 40.2217
-8834007.1023 | 3939433.4617 | 37623 | 6249 | Winyah | 17543 | South Carolina Public Service Authority | Electric Utility | 3097 Penny Royal Road | Georgetown | Georgetown | South Carolina | 29440 | coal | Coal = 1130 MW | Conventional Steam Coal | 1260 | 1130 |  |  | 1130 | [9 empty] | EIA-860, EIA-860M and EIA-923 | 202406 | -79.3572 | 33.3318
-8782183.8718 | 4373490.9942 | 37624 | 6250 | Mayo | 3046 | Duke Energy Progress - (NC) | Electric Utility | 10660 Boston Road | Roxboro | Person | North Carolina | 27573 | coal | Coal = 704 MW | Conventional Steam Coal | 763.2 | 704 |  |  | 704 | [9 empty] | EIA-860, EIA-860M and EIA-923 | 202406 | -78.8917 | 36.5278
-10692025.5837 | 3349579.9125 | 37625 | 6251 | South Texas Project | 21535 | STP Nuclear Operating Co | IPP Non-CHP | 8 mi. W. of Wadsworth on FM521 | Wadsworth | Matagorda | Texas | 77483 | nuclear | Nuclear = 2580 MW | Nuclear | 2708.6 | 2580 | [7 empty] | 2580 |  |  |  |  | EIA-860, EIA-860M and EIA-923 | 202406 | -96.0481 | 28.795
-9812768.5856 | 5341730.6314 | 37626 | 6253 | Germantown | 20847 | Wisconsin Electric Power Co | Electric Utility | N96 W192898 County Line Road | Germantown | Washington | Wisconsin | 53022 | petroleum | Natural Gas = 76.2 MW, Petroleum = 192.5 MW | Natural Gas Fired Combustion Turbine; Petroleum Liquids; | 335.7 | 268.7 | [6 empty] | 76.2 |  | 192.5 |  |  |  | EIA-860, EIA-860M and EIA-923 | 202406 | -88.1496 | 43.1952
-10303268.1995 | 5026526.7421 | 37627 | 6254 | Ottumwa | 9417 | Interstate Power and Light Co | Electric Utility | 20775 Power Plant Road | Ottumwa | Wapello | Iowa | 52501 | coal | Coal = 705.2 MW | Conventional Steam Coal | 725.9 | 705.2 |  |  | 705.2 | [9 empty] | EIA-860, EIA-860M and EIA-923 | 202406 | -92.5558 | 41.0961
-9329408.2247 | 3903350.365 | 37628 | 6257 | Scherer | 7140 | Georgia Power Co | Electric Utility | 10986 Highway 87 | Juliette | Monroe | Georgia | 31046 | coal | Coal = 2580 MW | Conventional Steam Coal | 2673 | 2580 |  |  | 2580 | [9 empty] | EIA-860, EIA-860M and EIA-923 | 202406 | -83.8075 | 33.0606
-9100178.4613 | 3913597.0932 | 37629 | 6258 | Wilson | 7140 | Georgia Power Co | Electric Utility | 7821 River Road | Waynesboro | Burke | Georgia | 30830 | petroleum | Petroleum = 297.5 MW | Petroleum Liquids | 317.6 | 297.5 | [8 empty] | 297.5 |  |  |  | EIA-860, EIA-860M and EIA-923 | 202406 | -81.7483 | 33.1377
-9120895.6865 | 4718721.2287 | 37630 | 6264 | Mountaineer | 733 | Appalachian Power Co | Electric Utility | State Route 62 | New Haven | Mason | West Virginia | 25265 | coal | Coal = 1299 MW | Conventional Steam Coal | 1300 | 1299 |  |  | 1299 | [9 empty] | EIA-860, EIA-860M and EIA-923 | 202406 | -81.9344 | 38.9794
-13609854.1527 | 5789873.2268 | 37631 | 6265 | Swift 2 | 14354 | PacifiCorp | Electric Utility | Hwy 503, 2 Mi E of Cougar | Cougar | Cowlitz | Washington | 98616 | hydroelectric | Hydroelectric = 65 MW | Conventional Hydroelectric | 72 | 65 |  |  |  |  | 65 | [7 empty] | EIA-860, EIA-860M and EIA-923 | 202406 | -122.2594 | 46.0594
-10366460.6009 | 4391681.0786 | 37632 | 6280 | Ozark Beach | 5860 | Empire District Electric Co | Electric Utility | 3292 State Hwy Y | Forsyth | Taney | Missouri | 65653 | hydroelectric | Hydroelectric = 16 MW | Conventional Hydroelectric | 16 | 16 |  |  |  |  | 16 | [7 empty] | EIA-860, EIA-860M and EIA-923 | 202406 | -93.1235 | 36.659
-16964754.4347 | 7923322.6786 | 37633 | 6281 | Kodiak Microgrid | 10433 | Kodiak Electric Assn Inc | Electric Utility | 615 Sargent St. | Kodiak | Kodiak Island | Alaska | 99615 | petroleum | Petroleum = 18.3 MW | Petroleum Liquids | 18.3 | 18.3 | [8 empty] | 18.3 |  |  |  | EIA-860, EIA-860M and EIA-923 | 202406 | -152.397 | 57.79
-17015789.8571 | 7938964.4695 | 37634 | 6282 | Port Lions Microgrid | 10433 | Kodiak Electric Assn Inc | Electric Utility | 20 miles west of Kodiak | Port Lions | Kodiak Island | Alaska | 99660 | petroleum | Petroleum = 0.5 MW | Petroleum Liquids | 0.5 | 0.5 | [8 empty] | 0.5 |  |  |  | EIA-860, EIA-860M and EIA-923 | 202406 | -152.8554 | 57.8648
-16888662.776 | 8276001.4027 | 37635 | 6283 | Seldovia | 19558 | Homer Electric Assn Inc | Electric Utility | 270 Winifred Avenue | Seldovia | Kenai Peninsula | Alaska | 99663 | petroleum | Petroleum = 2.2 MW | Petroleum Liquids | 2.2 | 2.2 | [8 empty] | 2.2 |  |  |  | EIA-860, EIA-860M and EIA-923 | 202406 | -151.7134 | 59.4395
-16402715.4614 | 9539069.5017 | 37636 | 6285 | North Pole | 7353 | Golden Valley Elec Assn Inc | Electric Utility | 1150 H&H Lane | North Pole | Fairbanks North Star | Alaska | 99705 | petroleum | Petroleum = 145 MW | Petroleum Liquids | 181 | 145 | [8 empty] | 145 |  |  |  | EIA-860, EIA-860M and EIA-923 | 202406 | -147.3481 | 64.7356
-16444042.9336 | 9570063.9251 | 37637 | 6286 | Fairbanks | 7353 | Golden Valley Elec Assn Inc | Electric Utility | 758 Illinois Street | Fairbanks | Fairbanks North Star | Alaska | 99701 | petroleum | Petroleum = 36.1 MW | Petroleum Liquids | 42.2 | 36.1 | [8 empty] | 36.1 |  |  |  | EIA-860, EIA-860M and EIA-923 | 202406 | -147.7194 | 64.8542
-16581038.1537 | 9312836.0919 | 37638 | 6288 | Healy | 7353 | Golden Valley Elec Assn Inc | Electric Utility | 2.5 Mile Healy Spur Road | Healy | Denali | Alaska | 99743 | coal | Coal = 75 MW, Petroleum = 2.8 MW | Conventional Steam Coal; Petroleum Liquids; | 92.8 | 77.8 |  |  | 75 | [5 empty] | 2.8 |  |  |  | EIA-860, EIA-860M and EIA-923 | 202406 | -148.95 | 63.8542
-16660698.7152 | 8487608.8711 | 37639 | 6291 | Cooper Lake | 3522 | Chugach Electric Assn Inc | Electric Utility | Mile 12 Snug Harbor Road | Cooper Landing | Kenai Peninsula | Alaska | 99572 | hydroelectric | Hydroelectric = 19.4 MW | Conventional Hydroelectric | 19.4 | 19.4 |  |  |  |  | 19.4 | [7 empty] | EIA-860, EIA-860M and EIA-923 | 202406 | -149.6656 | 60.3923
-16852368.2805 | 8555783.3374 | 37640 | 6292 | Bernice Lake | 19558 | Homer Electric Assn Inc | Electric Utility | 53318 Chevron Refinery Road | Nikiski | Kenai Peninsula | Alaska | 99635 | natural gas | Natural Gas = 62.4 MW | Natural Gas Fired Combustion Turbine | 76.7 | 62.4 | [6 empty] | 62.4 | [5 empty] | EIA-860, EIA-860M and EIA-923 | 202406 | -151.3874 | 60.6935
-17899107.0109 | 9318544.8565 | 37641 | 6299 | Unalakleet | 40548 | Unalakleet Valley Elec Coop | Electric Utility | 186 Main Street | Unalakleet | Nome | Alaska | 99684 | petroleum | Petroleum = 1.6 MW | Petroleum Liquids | 2 | 1.6 | [8 empty] | 1.6 |  |  |  | EIA-860, EIA-860M and EIA-923 | 202406 | -160.7904 | 63.8768
-17477964.0039 | 8122346.3927 | 37642 | 6301 | Naknek | 13201 | Naknek Electric Assn, Inc | Electric Utility | 1 School Road | Naknek | Bristol Bay | Alaska | 99633 | petroleum | Petroleum = 15.9 MW | Petroleum Liquids | 16.5 | 15.9 | [8 empty] | 15.9 |  |  |  | EIA-860, EIA-860M and EIA-923 | 202406 | -157.0072 | 58.7304
-14643519.9674 | 7379598.5846 | 37643 | 6302 | Purple Lake | 12385 | Metlakatla Power & Light | Electric Utility | Hatchery Road | Metlakatla | Prince of Wales Ketchikan | Alaska | 99926 | hydroelectric | Hydroelectric = 3.9 MW | Conventional Hydroelectric | 3.9 | 3.9 |  |  |  |  | 3.9 | [7 empty] | EIA-860, EIA-860M and EIA-923 | 202406 | -131.545 | 55.0913
-18095756.231 | 10109994.9891 | 37644 | 6304 | Kotzebue Hybrid | 10451 | Kotzebue Electric Assn Inc | Electric Utility | 245 4th Street | Kotzebue | NORTHWEST ARCTIC | Alaska | 99752 | petroleum | Battery = 1.2 MW, Petroleum = 11.8 MW,Solar = 1.7 MW,Wind = 3.3 MW | Batteries; Petroleum Liquids; Solar Photovoltaic; Onshore Wind Turbine; | 18 | 18 | 1.2 | [7 empty] | 11.8 | 1.7 | 3.3 |  | EIA-860, EIA-860M and EIA-923 | 202406 | -162.5569 | 66.8378
-16200607.0221 | 8885371.6039 | 37645 | 6305 | Glennallen | 4329 | Copper Valley Elec Assn, Inc | Electric Utility | mile post 187 Glenn highway | Glennallen | Valdez Cordova | Alaska | 99588 | petroleum | Petroleum = 9 MW | Petroleum Liquids | 9.2 | 9 | [8 empty] | 9 |  |  |  | EIA-860, EIA-860M and EIA-923 | 202406 | -145.5325 | 62.1104
-16293243.8741 | 8655803.5841 | 37646 | 6306 | Valdez | 4329 | Copper Valley Elec Assn, Inc | Electric Utility | 527 West Egan | Valdez | Valdez Cordova | Alaska | 99686 | petroleum | Petroleum = 7.5 MW | Petroleum Liquids | 8.6 | 7.5 | [8 empty] | 7.5 |  |  |  | EIA-860, EIA-860M and EIA-923 | 202406 | -146.3647 | 61.1303
-18433411.401 | 8747449.5396 | 37647 | 6311 | Chevak | 221 | Alaska Village Elec Coop, Inc | Electric Utility | 14 Utility Drive | Chevak | Bethel | Alaska | 99563 | petroleum | Petroleum = 1.8 MW | Petroleum Liquids | 1.8 | 1.8 | [8 empty] | 1.8 |  |  |  | EIA-860, EIA-860M and EIA-923 | 202406 | -165.5902 | 61.5253
-18315564.6919 | 9045947.3363 | 37648 | 6314 | Emmonak | 221 | Alaska Village Elec Coop, Inc | Electric Utility | 07 Utility Drive | Emmonak | Kusilvak | Alaska | 99581 | petroleum | Petroleum = 3.2 MW | Petroleum Liquids | 3.2 | 3.2 | [8 empty] | 3.2 |  |  |  | EIA-860, EIA-860M and EIA-923 | 202406 | -164.5315 | 62.7777
-18490383.8259 | 8748748.0739 | 37649 | 6319 | Hooper Bay | 221 | Alaska Village Elec Coop, Inc | Electric Utility | 08 Utility Drive | Hooper Bay | Bethel | Alaska | 99604 | petroleum | Petroleum = 2.2 MW | Petroleum Liquids | 2.2 | 2.2 | [8 empty] | 2.2 |  |  |  | EIA-860, EIA-860M and EIA-923 | 202406 | -166.1019 | 61.5309
-17858829.1701 | 10148623.676 | 37650 | 6323 | Kiana | 221 | Alaska Village Elec Coop, Inc | Electric Utility | 01 Utility Drive | Kiana | Northwest Arctic | Alaska | 99749 | petroleum | Petroleum = 1.2 MW | Petroleum Liquids | 1.2 | 1.2 | [8 empty] | 1.2 |  |  |  | EIA-860, EIA-860M and EIA-923 | 202406 | -160.4286 | 66.9739
-18226236.9231 | 8879461.1851 | 37651 | 6329 | Mountain Village | 221 | Alaska Village Elec Coop, Inc | Electric Utility | 68 Utility Drive | Mountain Village | Bethel | Alaska | 99632 | petroleum | Petroleum = 1.8 MW | Petroleum Liquids | 1.8 | 1.8 | [8 empty] | 1.8 |  |  |  | EIA-860, EIA-860M and EIA-923 | 202406 | -163.7291 | 62.0856
-17926747.9744 | 10109072.7081 | 37652 | 6330 | Noorvik | 221 | Alaska Village Elec Coop, Inc | Electric Utility | 02 Utility Drive | Noorvik | Northwest Arctic | Alaska | 99763 | petroleum | Petroleum = 1.5 MW | Petroleum Liquids | 1.5 | 1.5 | [8 empty] | 1.5 |  |  |  | EIA-860, EIA-860M and EIA-923 | 202406 | -161.0387 | 66.8345
-18084937.3123 | 8601954.7919 | 37653 | 6333 | Nunapitchuk | 221 | Alaska Village Elec Coop, Inc | Electric Utility | 09 Utility Drive | Nunapitchuk | Bethel | Alaska | 99641 | petroleum | Petroleum = 0.5 MW | Petroleum Liquids | 0.5 | 0.5 | [8 empty] | 0.5 |  |  |  | EIA-860, EIA-860M and EIA-923 | 202406 | -162.4598 | 60.8959
-18164287.0699 | 8871370.5773 | 37654 | 6338 | St Marys IC | 221 | Alaska Village Elec Coop, Inc | Electric Utility | 26 Utility Drive | St. Mary's | Bethel | Alaska | 99658 | petroleum | Petroleum = 4.6 MW | Petroleum Liquids | 4.6 | 4.6 | [8 empty] | 4.6 |  |  |  | EIA-860, EIA-860M and EIA-923 | 202406 | -163.1726 | 62.0515
-17812766.9459 | 10044924.7322 | 37655 | 6341 | Selawik | 221 | Alaska Village Elec Coop, Inc | Electric Utility | 03 Utility Drive | Selawik | Northwest Arctic | Alaska | 99770 | petroleum | Petroleum = 1.8 MW | Petroleum Liquids | 2.2 | 1.8 | [8 empty] | 1.8 |  |  |  | EIA-860, EIA-860M and EIA-923 | 202406 | -160.0148 | 66.6068
-18487227.3617 | 9947007.9833 | 37656 | 6345 | Shishmaref | 221 | Alaska Village Elec Coop, Inc | Electric Utility | 27 Utility Drive | Shishmaref | Nome | Alaska | 99772 | petroleum | Petroleum = 1.5 MW | Petroleum Liquids | 1.5 | 1.5 | [8 empty] | 1.5 |  |  |  | EIA-860, EIA-860M and EIA-923 | 202406 | -166.0736 | 66.2551
-17853450.8802 | 8193311.0767 | 37657 | 6348 | Togiak | 221 | Alaska Village Elec Coop, Inc | Electric Utility | 10 Utility Drive | Togiak | Dillingham | Alaska | 99678 | petroleum | Petroleum = 2.8 MW | Petroleum Liquids | 2.8 | 2.8 | [8 empty] | 2.8 |  |  |  | EIA-860, EIA-860M and EIA-923 | 202406 | -160.3803 | 59.0597
-10502921.376 | 5604045.0043 | 37658 | 6358 | Hutchinson Plant #2 | 9130 | Hutchinson Utilities Comm | Electric Utility | 1100 Industrial Blvd. | Hutchinson | McLeod | Minnesota | 55350 | natural gas | Natural Gas = 73 MW | Natural Gas Fired Combined Cycle; Natural Gas Fired Combustion Turbine; | 90.5 | 73 | [6 empty] | 73 | [5 empty] | EIA-860, EIA-860M and EIA-923 | 202406 | -94.3493 | 44.8889
-12388002.4049 | 5452062.1438 | 37659 | 6359 | Felt | 6169 | Fall River Rural Elec Coop Inc | Electric Utility | 1300 N. | Felt | Teton | Idaho | 83424 | hydroelectric | Hydroelectric = 5.9 MW | Conventional Hydroelectric | 7.4 | 5.9 |  |  |  |  | 5.9 | [7 empty] | EIA-860, EIA-860M and EIA-923 | 202406 | -111.2833 | 43.9135
-9340582.4751 | 5777726.3042 | 37660 | 6369 | Detour | 3828 | Cloverland Electric Co-op | Electric Utility | 836 Hwy M134 | Detour | Chippewa | Michigan | 49725 | petroleum | Petroleum = 5 MW | Petroleum Liquids | 6 | 5 | [8 empty] | 5 |  |  |  | EIA-860, EIA-860M and EIA-923 | 202406 | -83.9079 | 45.9836
-10768646.7892 | 4972832.9688 | 37661 | 6373 | Rokeby | 11018 | Lincoln Electric System | Electric Utility | 8000 SW 12 Street | Lincoln | Lancaster | Nebraska | 68523 | natural gas | Natural Gas = 255.1 MW, Petroleum = 3.2 MW | Natural Gas Fired Combustion Turbine; Petroleum Liquids; | 266.1 | 258.3 | [6 empty] | 255.1 |  | 3.2 |  |  |  | EIA-860, EIA-860M and EIA-923 | 202406 | -96.7364 | 40.7316
-8458023.9637 | 4178764.1108 | 37662 | 6377 | Ocracoke Hybrid | 13683 | North Carolina El Member Corp | Electric Utility | Odd Fellow Road | Ocracoke | Hyde | North Carolina | 27960 | petroleum | Battery = 1 MW, Petroleum = 3 MW | Batteries; Petroleum Liquids; | 4 | 4 | 1 | [7 empty] | 3 |  |  |  | EIA-860, EIA-860M and EIA-923 | 202406 | -75.9797 | 35.1094
-8083013.8687 | 5183399.7419 | 37663 | 6378 | Dwight | 61350 | Central Rivers Power MA, LLC | IPP Non-CHP | 165 Front St | Chicopee | Hampden | Massachusetts | 1020 | hydroelectric | Hydroelectric = 1.2 MW | Conventional Hydroelectric | 1.2 | 1.2 |  |  |  |  | 1.2 | [7 empty] | EIA-860, EIA-860M and EIA-923 | 202406 | -72.6109 | 42.1495
-8071512.5615 | 5185120.148 | 37664 | 6379 | Indian Orchard | 61350 | Central Rivers Power MA, LLC | IPP Non-CHP | 34-40 Front St | Indian Orchard | Hampden | Massachusetts | 1151 | hydroelectric | Hydroelectric = 3.7 MW | Conventional Hydroelectric | 3.7 | 3.7 |  |  |  |  | 3.7 | [7 empty] | EIA-860, EIA-860M and EIA-923 | 202406 | -72.5076 | 42.161
-8077504.5558 | 5252500.87 | 37665 | 6388 | Turners Falls | 58185 | FirstLight Power Resources, Inc. - MA | IPP Non-CHP | I Street | Montague | Franklin | Massachusetts | 1376 | hydroelectric | Hydroelectric = 6.4 MW | Conventional Hydroelectric | 5.7 | 6.4 |  |  |  |  | 6.4 | [7 empty] | EIA-860, EIA-860M and EIA-923 | 202406 | -72.5615 | 42.608
-8459335.0846 | 4555114.1137 | 37666 | 6390 | Tangier | 84 | A & N Electric Coop | Electric Utility | 4463 Janders Rd | Tangier | Accomack | Virginia | 23440 | petroleum | Petroleum = 2.4 MW | Petroleum Liquids | 2.4 | 2.4 | [8 empty] | 2.4 |  |  |  | EIA-860, EIA-860M and EIA-923 | 202406 | -75.9915 | 37.8277
-8464609.5134 | 4578790.1333 | 37667 | 6391 | Smith Island | 84 | A & N Electric Coop | Electric Utility | 20697 Caleb Jones Rd | Ewell | Somerset | Maryland | 21824 | petroleum | Petroleum = 1.4 MW | Petroleum Liquids | 1.5 | 1.4 | [8 empty] | 1.4 |  |  |  | EIA-860, EIA-860M and EIA-923 | 202406 | -76.0389 | 37.9955
-12344599.2694 | 5297544.6194 | 37668 | 6393 | Strawberry Creek | 11273 | Lower Valley Energy Inc | Electric Utility | 5698 Strawberry Creek Rd | Bedford | Lincoln | Wyoming | 83112 | hydroelectric | Hydroelectric = 1.5 MW | Conventional Hydroelectric | 1.5 | 1.5 |  |  |  |  | 1.5 | [7 empty] | EIA-860, EIA-860M and EIA-923 | 202406 | -110.8934 | 42.9051
-12347178.542 | 5270728.4159 | 37669 | 6394 | Swift Creek | 11273 | Lower Valley Energy Inc | Electric Utility | 2nd and Monroe St | Afton | Lincoln | Wyoming | 83110 | hydroelectric | Hydroelectric = 1.7 MW | Conventional Hydroelectric | 1.7 | 1.7 |  |  |  |  | 1.7 | [7 empty] | EIA-860, EIA-860M and EIA-923 | 202406 | -110.9166 | 42.7284
-12852004.0838 | 5366479.8244 | 37670 | 6395 | Anderson Ranch | 2518 | U S Bureau of Reclamation | Electric Utility | n/a | Mountain Home | Elmore | Idaho | 83647 | hydroelectric | Hydroelectric = 40 MW | Conventional Hydroelectric | 40 | 40 |  |  |  |  | 40 | [7 empty] | EIA-860, EIA-860M and EIA-923 | 202406 | -115.4515 | 43.3571
-12961726.6964 | 5454687.3163 | 37671 | 6396 | Black Canyon | 2518 | U S Bureau of Reclamation | Electric Utility | n/a | Emmet | Gem | Idaho | 83617 | hydroelectric | Hydroelectric = 10.2 MW | Conventional Hydroelectric | 10.2 | 10.2 |  |  |  |  | 10.2 | [7 empty] | EIA-860, EIA-860M and EIA-923 | 202406 | -116.4372 | 43.9305
-12923497.8022 | 5394174.4028 | 37672 | 6397 | Boise R Diversion | 2518 | U S Bureau of Reclamation | Electric Utility | n/a | Boise | Ada | Idaho | 83706 | hydroelectric | Hydroelectric = 3.3 MW | Conventional Hydroelectric | 3.3 | 3.3 |  |  |  |  | 3.3 | [7 empty] | EIA-860, EIA-860M and EIA-923 | 202406 | -116.0938 | 43.5377
-12632889.2546 | 5261861.3223 | 37673 | 6398 | Minidoka | 2518 | U S Bureau of Reclamation | Electric Utility | n/a | Rupert | Minidoka | Idaho | 83350 | hydroelectric | Hydroelectric = 27.7 MW | Conventional Hydroelectric | 27.7 | 27.7 |  |  |  |  | 27.7 | [7 empty] | EIA-860, EIA-860M and EIA-923 | 202406 | -113.4832 | 42.6699
-12437490.0411 | 5884973.1681 | 37674 | 6400 | Canyon Ferry | 2518 | U S Bureau of Reclamation | Electric Utility | n/a | Helena | Lewis and Clark | Montana | 59601 | hydroelectric | Hydroelectric = 57.6 MW | Conventional Hydroelectric | 52.4 | 57.6 |  |  |  |  | 57.6 | [7 empty] | EIA-860, EIA-860M and EIA-923 | 202406 | -111.7279 | 46.649
-11932555.8515 | 3915677.409 | 37675 | 6402 | Elephant Butte | 2518 | U S Bureau of Reclamation | Electric Utility | n/a | Truth or Consequences | Sierra | New Mexico | 87901 | hydroelectric | Hydroelectric = 27.9 MW | Conventional Hydroelectric | 27.9 | 27.9 |  |  |  |  | 27.9 | [7 empty] | EIA-860, EIA-860M and EIA-923 | 202406 | -107.192 | 33.1534
-13641969.3805 | 5179147.1389 | 37676 | 6403 | Green Springs | 2518 | U S Bureau of Reclamation | Electric Utility | n/a | Columbia Falls | Jackson | Oregon | 97520 | hydroelectric | Hydroelectric = 17.2 MW | Conventional Hydroelectric | 17.2 | 17.2 |  |  |  |  | 17.2 | [7 empty] | EIA-860, EIA-860M and EIA-923 | 202406 | -122.5479 | 42.1212
-12415289.8177 | 4924877.063 | 37677 | 6404 | Deer Creek (UT) | 2518 | U S Bureau of Reclamation | Electric Utility | n/a | Heber | Wasatch | Utah | 84601 | hydroelectric | Hydroelectric = 5.4 MW | Conventional Hydroelectric | 4.8 | 5.4 |  |  |  |  | 5.4 | [7 empty] | EIA-860, EIA-860M and EIA-923 | 202406 | -111.5284 | 40.4044
-12180763.6956 | 4999760.1084 | 37678 | 6405 | Flaming Gorge | 2518 | U S Bureau of Reclamation | Electric Utility | n/a | Dutch John | Daggett | Utah | 84023 | hydroelectric | Hydroelectric = 151.8 MW | Conventional Hydroelectric | 151.8 | 151.8 |  |  |  |  | 151.8 | [7 empty] | EIA-860, EIA-860M and EIA-923 | 202406 | -109.4217 | 40.9146
-13312677.9778 | 5823204.4565 | 37679 | 6406 | Chandler | 2518 | U S Bureau of Reclamation | Electric Utility | n/a | Benton City | Benton | Washington | 99320 | hydroelectric | Hydroelectric = 12 MW | Conventional Hydroelectric | 12 | 12 |  |  |  |  | 12 | [7 empty] | EIA-860, EIA-860M and EIA-923 | 202406 | -119.5898 | 46.2668
-13411522.7838 | 5880010.2683 | 37680 | 6407 | Roza | 2518 | U S Bureau of Reclamation | Electric Utility | n/a | Yakima | Yakima | Washington | 98901 | hydroelectric | Hydroelectric = 12.9 MW | Conventional Hydroelectric | 12.9 | 12.9 |  |  |  |  | 12.9 | [7 empty] | EIA-860, EIA-860M and EIA-923 | 202406 | -120.4778 | 46.6184
-12148250.1666 | 5545296.1214 | 37681 | 6408 | Heart Mountain | 2518 | U S Bureau of Reclamation | Electric Utility | n/a | Cody | Park | Wyoming | 82414 | hydroelectric | Hydroelectric = 5 MW | Conventional Hydroelectric | 5 | 5 |  |  |  |  | 5 | [7 empty] | EIA-860, EIA-860M and EIA-923 | 202406 | -109.1296 | 44.5138
-11879741.7662 | 5243486.2116 | 37682 | 6409 | Alcova | 2518 | U S Bureau of Reclamation | Electric Utility | n/a | Alcova | Natrona | Wyoming | 82620 | hydroelectric | Hydroelectric = 41.4 MW | Conventional Hydroelectric | 41.4 | 41.4 |  |  |  |  | 41.4 | [7 empty] | EIA-860, EIA-860M and EIA-923 | 202406 | -106.7175 | 42.5484
-11038908.2489 | 3068295.1655 | 37683 | 6410 | Falcon Dam & Power | 9339 | International Bound & Wtr Comm | Electric Utility | PO Bx 1, FM 2098 Reservoir Rd | Falcon Heights | Starr | Texas | 78545 | hydroelectric | Hydroelectric = 30.5 MW | Conventional Hydroelectric | 31.5 | 30.5 |  |  |  |  | 30.5 | [7 empty] | EIA-860, EIA-860M and EIA-923 | 202406 | -99.1642 | 26.5575
-10475854.2645 | 3640659.7861 | 37684 | 6413 | Sam Rayburn Dam | 19449 | USACE-Fort Worth District | Electric Utility | 7696 RR 255 West | Jasper | Jasper | Texas | 75951 | hydroelectric | Hydroelectric = 52 MW | Conventional Hydroelectric | 52 | 52 |  |  |  |  | 52 | [7 empty] | EIA-860, EIA-860M and EIA-923 | 202406 | -94.1062 | 31.0609
-10838811.4642 | 3746179.5301 | 37685 | 6414 | Whitney | 19449 | USACE-Fort Worth District | Electric Utility | 285 County Road 3602 | Clifton | Bosque | Texas | 76634 | hydroelectric | Hydroelectric = 42 MW | Conventional Hydroelectric | 41.8 | 42 |  |  |  |  | 42 | [7 empty] | EIA-860, EIA-860M and EIA-923 | 202406 | -97.3667 | 31.8694
-10540230.1034 | 4047451.9123 | 37686 | 6415 | Broken Bow Dam | 27470 | USCE-Tulsa District | Electric Utility | 4905 N. State Hwy 259-A | Broken Bow | McCurtain | Oklahoma | 74728 | hydroelectric | Hydroelectric = 115 MW | Conventional Hydroelectric | 100 | 115 |  |  |  |  | 115 | [7 empty] | EIA-860, EIA-860M and EIA-923 | 202406 | -94.6845 | 34.1388
-10750034.1703 | 4004403.3737 | 37687 | 6416 | Denison | 27470 | USCE-Tulsa District | Electric Utility | 351 Corps Rd | Denison | Grayson | Texas | 75020 | hydroelectric | Hydroelectric = 100 MW | Conventional Hydroelectric | 104.3 | 100 |  |  |  |  | 100 | [7 empty] | EIA-860, EIA-860M and EIA-923 | 202406 | -96.5692 | 33.8181
-9554262.4641 | 4314004.1978 | 37688 | 6417 | Center Hill | 19462 | USCE-Nashville District | Electric Utility | 270 Lancaster Road | Lancaster | DeKalb | Tennessee | 38569 | hydroelectric | Hydroelectric = 154 MW | Conventional Hydroelectric | 140 | 154 |  |  |  |  | 154 | [7 empty] | EIA-860, EIA-860M and EIA-923 | 202406 | -85.8274 | 36.0972
-9709497.494 | 4344853.2157 | 37689 | 6418 | Cheatham | 19462 | USCE-Nashville District | Electric Utility | 2250 Cheatham Dam Road | Ashland City | Dickson | Tennessee | 37036 | hydroelectric | Hydroelectric = 41.4 MW | Conventional Hydroelectric | 36 | 41.4 |  |  |  |  | 41.4 | [7 empty] | EIA-860, EIA-860M and EIA-923 | 202406 | -87.2219 | 36.3208
-10615114.9475 | 4205666.2369 | 37690 | 6419 | Eufaula Dam | 27470 | USCE-Tulsa District | Electric Utility | 430720 Hwy 71 | Porum | Haskell | Oklahoma | 74455 | hydroelectric | Hydroelectric = 95 MW | Conventional Hydroelectric | 90 | 95 |  |  |  |  | 95 | [7 empty] | EIA-860, EIA-860M and EIA-923 | 202406 | -95.3572 | 35.3069
-13625781.7454 | 5354781.7062 | 37691 | 6421 | Lemolo 2 | 14354 | PacifiCorp | Electric Utility | Nfd 34 Road | Toketee Falls | Douglas | Oregon | 97447 | hydroelectric | Hydroelectric = 38.5 MW | Conventional Hydroelectric | 43.7 | 38.5 |  |  |  |  | 38.5 | [7 empty] | EIA-860, EIA-860M and EIA-923 | 202406 | -122.4025 | 43.2806
-12427018.5506 | 5698656.2758 | 37692 | 6422 | Madison Dam | 13902 | NorthWestern Energy (MT Hydro) | Electric Utility | 950 Ennis Lake Road | Ennis | Madison | Montana | 59729 | hydroelectric | Hydroelectric = 16.4 MW | Conventional Hydroelectric | 16.4 | 16.4 |  |  |  |  | 16.4 | [7 empty] | EIA-860, EIA-860M and EIA-923 | 202406 | -111.6338 | 45.4879
-13359819.4444 | 6079398.73 | 37693 | 6424 | Chelan | 3413 | PUD No 1 of Chelan County | Electric Utility | Chelan Hydro | Wenatchee | Chelan | Washington | 98801 | hydroelectric | Hydroelectric = 62.1 MW | Conventional Hydroelectric | 59.2 | 62.1 |  |  |  |  | 62.1 | [7 empty] | EIA-860, EIA-860M and EIA-923 | 202406 | -120.0133 | 47.8347
-13556694.4204 | 6010785.0873 | 37694 | 6430 | Cedar Falls (WA) | 16868 | City of Seattle - (WA) | Electric Utility | 20030 Cedar Falls Road S.E. | North Bend | King | Washington | 98045 | hydroelectric | Hydroelectric = 30 MW | Conventional Hydroelectric | 30 | 30 |  |  |  |  | 30 | [7 empty] | EIA-860, EIA-860M and EIA-923 | 202406 | -121.7819 | 47.4193
-13492880.8563 | 6223782.2523 | 37695 | 6431 | Gorge | 16868 | City of Seattle - (WA) | Electric Utility | 500 Newhalem Street | Rockport | Whatcom | Washington | 98283 | hydroelectric | Hydroelectric = 193 MW | Conventional Hydroelectric | 207.3 | 193 |  |  |  |  | 193 | [7 empty] | EIA-860, EIA-860M and EIA-923 | 202406 | -121.2086 | 48.6981
-13484323.1704 | 6226446.976 | 37696 | 6432 | Diablo | 16868 | City of Seattle - (WA) | Electric Utility | 500 Newhalem Street | Rockport | Whatcom | Washington | 98283 | hydroelectric | Hydroelectric = 182.4 MW | Conventional Hydroelectric | 182.4 | 182.4 |  |  |  |  | 182.4 | [7 empty] | EIA-860, EIA-860M and EIA-923 | 202406 | -121.1317 | 48.7139
-13063102.5737 | 6272674.6833 | 37697 | 6433 | Boundary | 16868 | City of Seattle - (WA) | Electric Utility | 1198 Boundary Dam Access Road | Metaline | Pend Oreille | Washington | 99152 | hydroelectric | Hydroelectric = 1144.9 MW | Conventional Hydroelectric | 1118.6 | 1144.9 |  |  |  |  | 1144.9 | [7 empty] | EIA-860, EIA-860M and EIA-923 | 202406 | -117.3478 | 48.9871
-9314771.4927 | 4200807.0333 | 37698 | 6438 | Queens Creek | 5416 | Duke Energy Carolinas, LLC | Electric Utility | 27656 Wayah Road | Topton | Macon | North Carolina | 28781 | hydroelectric | Hydroelectric = 1.4 MW | Conventional Hydroelectric | 1.4 | 1.4 |  |  |  |  | 1.4 | [7 empty] | EIA-860, EIA-860M and EIA-923 | 202406 | -83.676 | 35.2713
-9754411.569 | 4136439.5205 | 37699 | 6440 | Wilson Dam | 18642 | Tennessee Valley Authority | Electric Utility | TVA Reservation Road | Muscle Shoals | Lauderdale | Alabama | 35662 | hydroelectric | Hydroelectric = 667.5 MW | Conventional Hydroelectric | 666.7 | 667.5 |  |  |  |  | 667.5 | [7 empty] | EIA-860, EIA-860M and EIA-923 | 202406 | -87.6254 | 34.7978
-13125603.2358 | 4049606.8721 | 37700 | 6449 | Azusa | 14534 | City of Pasadena - (CA) | Electric Utility | 1850 N San Gabriel Canyon Rd | Azusa | Los Angeles | California | 91702 | hydroelectric | Hydroelectric = 2 MW | Conventional Hydroelectric | 3 | 2 |  |  |  |  | 2 | [7 empty] | EIA-860, EIA-860M and EIA-923 | 202406 | -117.9093 | 34.1548
-8130110.2509 | 5413403.286 | 37701 | 6450 | Proctor | 7601 | Green Mountain Power Corp | Electric Utility | 61 Main Street | Proctor | Rutland | Vermont | 5765 | hydroelectric | Hydroelectric = 6.5 MW | Conventional Hydroelectric | 6.9 | 6.5 |  |  |  |  | 6.5 | [7 empty] | EIA-860, EIA-860M and EIA-923 | 202406 | -73.034 | 43.6628
-8145937.3222 | 5473570.277 | 37702 | 6451 | Beldens | 7601 | Green Mountain Power Corp | Electric Utility | 402 Belden Road | New Haven | Addison | Vermont | 5472 | hydroelectric | Hydroelectric = 4.4 MW | Conventional Hydroelectric | 5.7 | 4.4 |  |  |  |  | 4.4 | [7 empty] | EIA-860, EIA-860M and EIA-923 | 202406 | -73.1762 | 44.0525
-8160531.3074 | 5407776.8253 | 37703 | 6456 | Carver Falls | 7601 | Green Mountain Power Corp | Electric Utility | 1491 Carvers Falls Lane | Hampton | Washington | New York | 12887 | hydroelectric | Hydroelectric = 1.9 MW | Conventional Hydroelectric | 1.9 | 1.9 |  |  |  |  | 1.9 | [7 empty] | EIA-860, EIA-860M and EIA-923 | 202406 | -73.3073 | 43.6262
-12698303.3704 | 6116709.2624 | 37704 | 6459 | Big Fork | 14354 | PacifiCorp | Electric Utility | Hwy 35 & Hwy 209 | Big Fork | Flathead | Montana | 59911 | hydroelectric | Hydroelectric = 4.6 MW | Conventional Hydroelectric | 4.1 | 4.6 |  |  |  |  | 4.6 | [7 empty] | EIA-860, EIA-860M and EIA-923 | 202406 | -114.0708 | 48.0592
-10167109.6568 | 3601231.0157 | 37705 | 6462 | River Bend | 11241 | Entergy Louisiana LLC | Electric Utility | 5485 U.S. Highway 61 | St. Francisville | West Feliciana | Louisiana | 70775 | nuclear | Nuclear = 972.3 MW | Nuclear | 1035.9 | 972.3 | [7 empty] | 972.3 |  |  |  |  | EIA-860, EIA-860M and EIA-923 | 202406 | -91.3327 | 30.757
-10417589.643 | 5165054.7433 | 37706 | 6463 | Ames GT | 554 | City of Ames - (IA) | Electric Utility | 2300 Pullman St | Ames | Story | Iowa | 50010 | petroleum | Petroleum = 41.7 MW | Petroleum Liquids | 78.7 | 41.7 | [8 empty] | 41.7 |  |  |  | EIA-860, EIA-860M and EIA-923 | 202406 | -93.5828 | 42.0272
-11336293.8158 | 6002767.085 | 37707 | 6469 | Antelope Valley | 1307 | Basin Electric Power Coop | Electric Utility | Hwy 200 | Beulah | Mercer | North Dakota | 58523 | coal | Coal = 900 MW | Conventional Steam Coal | 954 | 900 |  |  | 900 | [9 empty] | EIA-860, EIA-860M and EIA-923 | 202406 | -101.8357 | 47.3705
-17764925.6137 | 2499473.2355 | 37708 | 6474 | Port Allen (HI) | 10071 | Kauai Island Utility Cooperative | Electric Utility | 261 Akaula St | Eleele | Kauai | Hawaii | 96705 | petroleum | Petroleum = 80.1 MW | Petroleum Liquids | 89.5 | 80.1 | [8 empty] | 80.1 |  |  |  | EIA-860, EIA-860M and EIA-923 | 202406 | -159.585 | 21.8996
-8145170.5535 | 5541586.1346 | 37709 | 6475 | Gorge 18 | 7601 | Green Mountain Power Corp | Electric Utility | 30 Berard Drive | South Burlington | Chittenden | Vermont | 5403 | hydroelectric | Hydroelectric = 3 MW | Conventional Hydroelectric | 3 | 3 |  |  |  |  | 3 | [7 empty] | EIA-860, EIA-860M and EIA-923 | 202406 | -73.1693 | 44.49
-13186314.2144 | 4108327.1785 | 37710 | 6479 | San Francisquito 1 | 11208 | Los Angeles Department of Water & Power | Electric Utility | 37000 Clearcreek Rd. | Saugus | Los Angeles | California | 91390 | hydroelectric | Hydroelectric = 77 MW | Conventional Hydroelectric | 65.5 | 77 |  |  |  |  | 77 | [7 empty] | EIA-860, EIA-860M and EIA-923 | 202406 | -118.4547 | 34.5902
-13194155.2254 | 4100778.0933 | 37711 | 6480 | San Francisquito 2 | 11208 | Los Angeles Department of Water & Power | Electric Utility | 32400 San Francisquito Cyn Rd. | Saugus | Los Angeles | California | 91390 | hydroelectric | Hydroelectric = 44.9 MW | Conventional Hydroelectric | 46 | 44.9 |  |  |  |  | 44.9 | [7 empty] | EIA-860, EIA-860M and EIA-923 | 202406 | -118.5251 | 34.5343
-12532368.311 | 4794951.4136 | 37712 | 6481 | Intermountain Power Project | 11208 | Los Angeles Department of Water & Power | Electric Utility | 850 Brush Wellman Rd. | Delta | Millard | Utah | 84624 | coal | Coal = 1800 MW | Conventional Steam Coal | 1640 | 1800 |  |  | 1800 | [9 empty] | EIA-860, EIA-860M and EIA-923 | 202406 | -112.5802 | 39.5097
-8021593.451 | 5505812.9694 | 37713 | 6483 | Mcindoes | 61122 | Great River Hydro, LLC | IPP Non-CHP | 137 McIndoes Station Drive | Barnet | Caledonia | Vermont | 5050 | hydroelectric | Hydroelectric = 10.2 MW | Conventional Hydroelectric | 10.4 | 10.2 |  |  |  |  | 10.2 | [7 empty] | EIA-860, EIA-860M and EIA-923 | 202406 | -72.0592 | 44.2603
-13504538.2334 | 5475092.3468 | 37714 | 6484 | Bend | 14354 | PacifiCorp | Electric Utility | NW Bond St & NW Wall St | Bend | Deschutes | Oregon | 97701 | hydroelectric | Hydroelectric = 1 MW | Conventional Hydroelectric | 1.1 | 1 |  |  |  |  | 1 | [7 empty] | EIA-860, EIA-860M and EIA-923 | 202406 | -121.3133 | 44.0623
-8194472.6202 | 5573898.8229 | 37715 | 6486 | Mill C | 13511 | New York State Elec & Gas Corp | Electric Utility | 609 Kents Falls Rd | Town of Plattsburgh | Clinton | New York | 12901 | hydroelectric | Hydroelectric = 6 MW | Conventional Hydroelectric | 6 | 6 |  |  |  |  | 6 | [7 empty] | EIA-860, EIA-860M and EIA-923 | 202406 | -73.6122 | 44.6967
-17420718.9576 | 2368185.9643 | 37716 | 6504 | Maalaea | 11843 | Maui Electric Co Ltd | Electric Utility | 1000 N Kihei Road | Kihei | Maui | Hawaii | 96753 | petroleum | Petroleum = 197.9 MW | Petroleum Liquids | 229.8 | 197.9 | [8 empty] | 197.9 |  |  |  | EIA-860, EIA-860M and EIA-923 | 202406 | -156.493 | 20.8012
-13588755.7696 | 5640749.8009 | 37717 | 6505 | Oak Grove | 15248 | Portland General Electric Co | Electric Utility | 55580 E Hwy 224 | Estacada | Clackamas | Oregon | 97023 | hydroelectric | Hydroelectric = 44 MW | Conventional Hydroelectric | 51 | 44 |  |  |  |  | 44 | [7 empty] | EIA-860, EIA-860M and EIA-923 | 202406 | -122.0699 | 45.122
-12932564.1068 | 6229829.8177 | 37718 | 6506 | Moyie Springs | 1956 | City of Bonners Ferry | Electric Utility | Old Highway 2 | Moyie Springs | Boundary | Idaho | 83845 | hydroelectric | Hydroelectric = 4.3 MW | Conventional Hydroelectric | 3.9 | 4.3 |  |  |  |  | 4.3 | [7 empty] | EIA-860, EIA-860M and EIA-923 | 202406 | -116.1752 | 48.7339
-13417805.7672 | 5852628.3777 | 37719 | 6507 | Drop 2 (WA) | 56621 | Yakama Power | Electric Utility | 4981 West Wapato Rd | Wapato | Yakima | Washington | 98951 | hydroelectric | Hydroelectric = 2.1 MW | Conventional Hydroelectric | 2.5 | 2.1 |  |  |  |  | 2.1 | [7 empty] | EIA-860, EIA-860M and EIA-923 | 202406 | -120.5342 | 46.4492
-13420677.4761 | 5848417.8089 | 37720 | 6508 | Drop 3 (WA) | 56621 | Yakama Power | Electric Utility | 7761 Progressive Rd | Wapato | Yakima | Washington | 98951 | hydroelectric | Hydroelectric = 1 MW | Conventional Hydroelectric | 1.6 | 1 |  |  |  |  | 1 | [7 empty] | EIA-860, EIA-860M and EIA-923 | 202406 | -120.56 | 46.4231
-13330264.1196 | 4743496.4245 | 37721 | 6510 | Brunswick | 17166 | Sierra Pacific Power Co | Electric Utility | US Hwy 50 East | Carson City | Carson City | Nevada | 89701 | petroleum | Petroleum = 6 MW | Petroleum Liquids | 6 | 6 | [8 empty] | 6 |  |  |  | EIA-860, EIA-860M and EIA-923 | 202406 | -119.7478 | 39.1522
-13313065.2583 | 4762592.3696 | 37722 | 6513 | Fleish | 56369 | Truckee Meadows Water Authority | IPP Non-CHP | Hwy 80 | Fleish | Washoe | Nevada | 89439 | hydroelectric | Hydroelectric = 2.5 MW | Conventional Hydroelectric | 2.5 | 2.5 |  |  |  |  | 2.5 | [7 empty] | EIA-860, EIA-860M and EIA-923 | 202406 | -119.5933 | 39.2851
-12348820.6158 | 3680043.4129 | 37723 | 6515 | Valencia | 19728 | UNS Electric, Inc | Electric Utility | 1741N. Grand Ave | Nogales | Santa Cruz | Arizona | 85621 | natural gas | Natural Gas = 60.3 MW | Natural Gas Fired Combustion Turbine | 108 | 60.3 | [6 empty] | 60.3 | [5 empty] | EIA-860, EIA-860M and EIA-923 | 202406 | -110.9313 | 31.3635
-11545345.1403 | 4586378.4561 | 37724 | 6516 | Rocky Ford | 56146 | Black Hills Colorado Electric, LLC | Electric Utility | 300 14th St South | Rocky Ford | Otero | Colorado | 81067 | petroleum | Petroleum = 10 MW | Petroleum Liquids | 10 | 10 | [8 empty] | 10 |  |  |  | EIA-860, EIA-860M and EIA-923 | 202406 | -103.7136 | 38.0492
-9226960.8973 | 4136477.4779 | 37725 | 6517 | Keowee | 5416 | Duke Energy Carolinas, LLC | Electric Utility | 7800 Rochester Hwy | Seneca | Pickens | South Carolina | 29672 | hydroelectric | Hydroelectric = 152 MW | Conventional Hydroelectric | 157.6 | 152 |  |  |  |  | 152 | [7 empty] | EIA-860, EIA-860M and EIA-923 | 202406 | -82.8872 | 34.7981
-13361369.2344 | 4756946.4649 | 37726 | 6518 | Kings Beach | 57222 | Liberty Utilities (CalPeco Electric) LLC | Electric Utility | N. End of Deer St. | Kings Beach | Placer | California | 96143 | petroleum | Petroleum = 12 MW | Petroleum Liquids | 15 | 12 | [8 empty] | 12 |  |  |  | EIA-860, EIA-860M and EIA-923 | 202406 | -120.0272 | 39.2458
-8154987.5968 | 5491229.1806 | 37727 | 6519 | Vergennes 9 | 7601 | Green Mountain Power Corp | Electric Utility | 4 Green Mountain Drive | Vergennes | Addison | Vermont | 5491 | hydroelectric | Hydroelectric = 2.4 MW | Conventional Hydroelectric | 2.4 | 2.4 |  |  |  |  | 2.4 | [7 empty] | EIA-860, EIA-860M and EIA-923 | 202406 | -73.2575 | 44.1664
-8100462.197 | 5524633.869 | 37728 | 6520 | Waterbury 22 | 7601 | Green Mountain Power Corp | Electric Utility | 2246 Little River Road | Waterbury | Washington | Vermont | 5676 | hydroelectric | Hydroelectric = 5 MW | Conventional Hydroelectric | 5.5 | 5 |  |  |  |  | 5 | [7 empty] | EIA-860, EIA-860M and EIA-923 | 202406 | -72.7677 | 44.3813
-13254444.4144 | 4788138.9281 | 37729 | 6521 | Lahontan | 40444 | Truckee-Carson Irrigation District | IPP Non-CHP | Lahontan Dam | Fallon | Churchill | Nevada | 89406 | hydroelectric | Hydroelectric = 1.8 MW | Conventional Hydroelectric | 1.8 | 1.8 |  |  |  |  | 1.8 | [7 empty] | EIA-860, EIA-860M and EIA-923 | 202406 | -119.0667 | 39.4625
-8352457.2415 | 5012430.1641 | 37730 | 6522 | Yards Creek Energy | 64574 | Yards Creek Energy | IPP Non-CHP | 117 Walnut Valley Rd | Blairstown | Warren | New Jersey | 7825 | pumped storage | Pumped Storage = 415.4 MW | Hydroelectric Pumped Storage | 453 | 415.4 | [5 empty] | 415.4 | [6 empty] | EIA-860, EIA-860M and EIA-923 | 202406 | -75.0314 | 41.0006
-8177719.0368 | 5546831.2841 | 37731 | 6526 | Rainbow Falls Auscble | 13511 | New York State Elec & Gas Corp | Electric Utility | 47 Mace Chasm Rd | Town of Auscble | Clinton | New York | 12911 | hydroelectric | Hydroelectric = 2.6 MW | Conventional Hydroelectric | 2.6 | 2.6 |  |  |  |  | 2.6 | [7 empty] | EIA-860, EIA-860M and EIA-923 | 202406 | -73.4617 | 44.5236
-8228824.1452 | 5360639.2533 | 37732 | 6527 | E J West | 5914 | Erie Boulevard Hydropower LP | IPP Non-CHP | 00 Conklingville Roud, CR 10 | Lake Luzerne | Saratoga | New York | 12846 | hydroelectric | Hydroelectric = 20.6 MW | Conventional Hydroelectric | 22 | 20.6 |  |  |  |  | 20.6 | [7 empty] | EIA-860, EIA-860M and EIA-923 | 202406 | -73.9208 | 43.3189
-8118232.1273 | 5292332.9959 | 37733 | 6529 | Searsburg | 61122 | Great River Hydro, LLC | IPP Non-CHP | 133 New England Power Road | Searsburg | Bennington | Vermont | 5363 | hydroelectric | Hydroelectric = 4.5 MW | Conventional Hydroelectric | 4 | 4.5 |  |  |  |  | 4.5 | [7 empty] | EIA-860, EIA-860M and EIA-923 | 202406 | -72.9273 | 42.8708
-13312141.3065 | 4766533.8834 | 37734 | 6531 | Verdi | 56369 | Truckee Meadows Water Authority | IPP Non-CHP | Hwy 80 | Verdi | Washoe | Nevada | 89439 | hydroelectric | Hydroelectric = 2.4 MW | Conventional Hydroelectric | 2.4 | 2.4 |  |  |  |  | 2.4 | [7 empty] | EIA-860, EIA-860M and EIA-923 | 202406 | -119.585 | 39.3125
-13309402.847 | 4765052.0385 | 37735 | 6532 | Washoe | 56369 | Truckee Meadows Water Authority | IPP Non-CHP | Hwy 80 | Verdi | Washoe | Nevada | 89439 | hydroelectric | Hydroelectric = 1.8 MW | Conventional Hydroelectric | 2.6 | 1.8 |  |  |  |  | 1.8 | [7 empty] | EIA-860, EIA-860M and EIA-923 | 202406 | -119.5604 | 39.3022
-12445586.419 | 4951318.4309 | 37736 | 6537 | Little Cottonwood | 13137 | City of Murray - (UT) | Electric Utility | 9000 South Danish Rd | Sandy | Salt Lake | Utah | 84070 | hydroelectric | Hydroelectric = 4.8 MW | Conventional Hydroelectric | 4.8 | 4.8 |  |  |  |  | 4.8 | [7 empty] | EIA-860, EIA-860M and EIA-923 | 202406 | -111.8006 | 40.585
-8663655.7761 | 4792545.7233 | 37737 | 6543 | Dam No. 4 Hydro Station | 57280 | Eagle Creek Renewable Energy, LLC | IPP Non-CHP | -- | Shepherdstown | Jefferson | West Virginia | 25400 | hydroelectric | Hydroelectric = 1.9 MW | Conventional Hydroelectric | 1.9 | 1.9 |  |  |  |  | 1.9 | [7 empty] | EIA-860, EIA-860M and EIA-923 | 202406 | -77.8269 | 39.4931
-8674354.8037 | 4808706.8916 | 37738 | 6544 | Dam No. 5 Hydro Station | 57280 | Eagle Creek Renewable Energy, LLC | IPP Non-CHP | -- | Hedgesville | Berkeley | West Virginia | 25400 | hydroelectric | Hydroelectric = 1 MW | Conventional Hydroelectric | 1 | 1 |  |  |  |  | 1 | [7 empty] | EIA-860, EIA-860M and EIA-923 | 202406 | -77.9231 | 39.605
-8658924.6977 | 4760860.3177 | 37739 | 6546 | Millville Hydro Station | 57280 | Eagle Creek Renewable Energy, LLC | IPP Non-CHP | -- | Millville | Jefferson | West Virginia | 25400 | hydroelectric | Hydroelectric = 2.4 MW | Conventional Hydroelectric | 2.8 | 2.4 |  |  |  |  | 2.4 | [7 empty] | EIA-860, EIA-860M and EIA-923 | 202406 | -77.7844 | 39.2731
-13655695.519 | 5529828.2743 | 37740 | 6552 | Foster | 19400 | USACE Northwestern Division | Electric Utility | P.O. BOX 807, 2000 53rd Ave | Foster | Linn | Oregon | 97345 | hydroelectric | Hydroelectric = 20 MW | Conventional Hydroelectric | 20 | 20 |  |  |  |  | 20 | [7 empty] | EIA-860, EIA-860M and EIA-923 | 202406 | -122.6712 | 44.4146
-10293835.7651 | 5271222.6078 | 37741 | 6554 | Waverly Municipal Electric North Plant | 20214 | Waverly Municipal Elec Utility | Electric Utility | 1002 Adams Parkway | Waverly | Bremer | Iowa | 50677 | petroleum | Natural Gas = 10.9 MW, Petroleum = 14.2 MW | Natural Gas Internal Combustion Engine; Petroleum Liquids; | 25.1 | 25.1 | [6 empty] | 10.9 |  | 14.2 |  |  |  | EIA-860, EIA-860M and EIA-923 | 202406 | -92.4711 | 42.7317
-17320755.836 | 9089712.5184 | 37742 | 6555 | McGrath | 12119 | McGrath Light & Power Co | Electric Utility | 10 Mcguire Dr. | McGrath | Yukon Koyukuk | Alaska | 99627 | petroleum | Petroleum = 1.6 MW | Petroleum Liquids | 1.6 | 1.6 | [8 empty] | 1.6 |  |  |  | EIA-860, EIA-860M and EIA-923 | 202406 | -155.595 | 62.957
-10292744.8341 | 3674468.5555 | 37743 | 6558 | D G Hunter | 298 | City of Alexandria - (LA) | Electric Utility | 1011 North Third Street | Alexandria | Rapides | Louisiana | 71301 | natural gas | Natural Gas = 60.2 MW | Natural Gas Internal Combustion Engine | 65.1 | 60.2 | [6 empty] | 60.2 | [5 empty] | EIA-860, EIA-860M and EIA-923 | 202406 | -92.4613 | 31.3207
-16666391.7053 | 8678760.5357 | 37744 | 6559 | George M Sullivan Generation Plant 2 | 3522 | Chugach Electric Assn Inc | Electric Utility | 8700 Starview Drive | Anchorage | Anchorage | Alaska | 99504 | natural gas | Natural Gas = 309.3 MW | Natural Gas Fired Combined Cycle; Natural Gas Fired Combustion Turbine; | 346.9 | 309.3 | [6 empty] | 309.3 | [5 empty] | EIA-860, EIA-860M and EIA-923 | 202406 | -149.7167 | 61.2297
-9058133.7575 | 4606924.5293 | 37745 | 6560 | London | 733 | Appalachian Power Co | Electric Utility | State Route 61 | Handley | Kanawha | West Virginia | 25126 | hydroelectric | Hydroelectric = 14.4 MW | Conventional Hydroelectric | 14.4 | 14.4 |  |  |  |  | 14.4 | [7 empty] | EIA-860, EIA-860M and EIA-923 | 202406 | -81.3706 | 38.1944
-9080275.2043 | 4615171.4344 | 37746 | 6561 | Marmet | 733 | Appalachian Power Co | Electric Utility | 86th Street | Marmet | Kanawha | West Virginia | 25315 | hydroelectric | Hydroelectric = 14.4 MW | Conventional Hydroelectric | 14.4 | 14.4 |  |  |  |  | 14.4 | [7 empty] | EIA-860, EIA-860M and EIA-923 | 202406 | -81.5695 | 38.2526
-9118615.8633 | 4654200.0001 | 37747 | 6562 | Winfield | 733 | Appalachian Power Co | Electric Utility | U.S. Route 35 | Winfield | Putnam | West Virginia | 25213 | hydroelectric | Hydroelectric = 18.7 MW | Conventional Hydroelectric | 24.5 | 18.7 |  |  |  |  | 18.7 | [7 empty] | EIA-860, EIA-860M and EIA-923 | 202406 | -81.9139 | 38.5274
-10355143.0822 | 4932919.1505 | 37748 | 6563 | Unionville | 924 | Associated Electric Coop, Inc | Electric Utility | 18895 State Hwy 5 | Unionville | Putnam | Missouri | 63565 | petroleum | Petroleum = 44 MW | Petroleum Liquids | 53.2 | 44 | [8 empty] | 44 |  |  |  | EIA-860, EIA-860M and EIA-923 | 202406 | -93.0218 | 40.4593
-8373142.8519 | 4625833.8943 | 37749 | 6565 | Berlin | 1615 | Town of Berlin - (MD) | Electric Utility | 309 William Street | Berlin | Worcester | Maryland | 21811 | petroleum | Natural Gas = 2 MW, Petroleum = 3.6 MW | Natural Gas Internal Combustion Engine; Petroleum Liquids; | 5.6 | 5.6 | [6 empty] | 2 |  | 3.6 |  |  |  | EIA-860, EIA-860M and EIA-923 | 202406 | -75.2172 | 38.3278
-18010133.0635 | 8577694.2589 | 37750 | 6566 | Bethel | 221 | Alaska Village Elec Coop, Inc | Electric Utility | 1340 Kwethluk Lane | Bethel | Bethel | Alaska | 99559 | petroleum | Petroleum = 10.5 MW | Petroleum Liquids | 10.5 | 10.5 | [8 empty] | 10.5 |  |  |  | EIA-860, EIA-860M and EIA-923 | 202406 | -161.7878 | 60.7897
-7967258.4075 | 5038270.721 | 37751 | 6567 | Block Island | 1857 | Block Island Utility District | Electric Utility | 100 Ocean Ave | Block Island | Washington | Rhode Island | 2807 | petroleum | Petroleum = 7.1 MW | Petroleum Liquids | 7.1 | 7.1 | [8 empty] | 7.1 |  |  |  | EIA-860, EIA-860M and EIA-923 | 202406 | -71.5711 | 41.1756
-11326876.7435 | 4518420.0179 | 37752 | 6579 | Johnson | 9776 | City of Johnson - (KS) | Electric Utility | 402 S. Main | Johnson | Stanton | Kansas | 67855 | petroleum | Petroleum = 6 MW | Petroleum Liquids | 6 | 6 | [8 empty] | 6 |  |  |  | EIA-860, EIA-860M and EIA-923 | 202406 | -101.7511 | 37.5669
-14635203.3995 | 7435919.4235 | 37753 | 6580 | Beaver Falls | 10210 | Ketchikan Public Utilities | Electric Utility | 13110 S. Tongass Ave. | Ketchikan | Ketchikan Gateway | Alaska | 99901 | hydroelectric | Hydroelectric = 5.4 MW | Conventional Hydroelectric | 5.4 | 5.4 |  |  |  |  | 5.4 | [7 empty] | EIA-860, EIA-860M and EIA-923 | 202406 | -131.4703 | 55.3798
-14640489.8508 | 7436243.1208 | 37754 | 6581 | Silvis | 10210 | Ketchikan Public Utilities | Electric Utility | (unnamed mtn road, remote) | Ketchikan | Ketchikan Gateway | Alaska | 99901 | hydroelectric | Hydroelectric = 2.1 MW | Conventional Hydroelectric | 2.1 | 2.1 |  |  |  |  | 2.1 | [7 empty] | EIA-860, EIA-860M and EIA-923 | 202406 | -131.5178 | 55.3814
-9098609.5244 | 2822204.4853 | 37755 | 6584 | Stock Island | 50079 | Utility Board of Key West City | Electric Utility | 6900 Front Street Extension | Stock Island | Monroe | Florida | 33041 | petroleum | Petroleum = 114.5 MW | Petroleum Liquids | 126.5 | 114.5 | [8 empty] | 114.5 |  |  |  | EIA-860, EIA-860M and EIA-923 | 202406 | -81.7342 | 24.5633
-7887909.8745 | 5238151.9244 | 37756 | 6586 | Wilkins Station | 11624 | Town of Marblehead - (MA) | Electric Utility | WoodFin Terrace | Marblehead | Essex | Massachusetts | 1945 | petroleum | Petroleum = 5 MW | Petroleum Liquids | 5.4 | 5 | [8 empty] | 5 |  |  |  | EIA-860, EIA-860M and EIA-923 | 202406 | -70.8583 | 42.5131
-10415705.7833 | 3655299.8975 | 37757 | 6595 | Toledo Bend | 55937 | Entergy Texas Inc. | Electric Utility | 209 Private Road 6055 | Burkville | Newton | Texas | 75932 | hydroelectric | Hydroelectric = 80 MW | Conventional Hydroelectric | 81 | 80 |  |  |  |  | 80 | [7 empty] | EIA-860, EIA-860M and EIA-923 | 202406 | -93.5659 | 31.1735
-13407802.0411 | 4702250.8803 | 37758 | 6612 | Union Valley | 16534 | Sacramento Municipal Util Dist | Electric Utility | Pevine Ridge Rd | Fresh Pond | El Dorado | California | 95725 | hydroelectric | Hydroelectric = 38.6 MW | Conventional Hydroelectric | 38.6 | 38.6 |  |  |  |  | 38.6 | [7 empty] | EIA-860, EIA-860M and EIA-923 | 202406 | -120.4443 | 38.8643
-8132012.4784 | 5611075.945 | 37759 | 6618 | Highgate Falls | 18371 | Village of Swanton - (VT) | Electric Utility | Baker Rd | Highgate | Franklin | Vermont | 5488 | hydroelectric | Hydroelectric = 9.8 MW | Conventional Hydroelectric | 11.6 | 9.8 |  |  |  |  | 9.8 | [7 empty] | EIA-860, EIA-860M and EIA-923 | 202406 | -73.0511 | 44.9336
-11381649.8291 | 4772808.9647 | 37760 | 6619 | Burlington (CO) | 30151 | Tri-State G & T Assn, Inc | Electric Utility | 21889 County Road 50 | Burlington | Kit Carson | Colorado | 80807 | petroleum | Petroleum = 100 MW | Petroleum Liquids | 129.4 | 100 | [8 empty] | 100 |  |  |  | EIA-860, EIA-860M and EIA-923 | 202406 | -102.2431 | 39.3561
-11845763.0501 | 6108884.7202 | 37761 | 6623 | Fort Peck | 19635 | USACE-Omaha | Electric Utility | 215 Yellowstone Rd | Fort Peck | McCone | Montana | 59223 | hydroelectric | Hydroelectric = 218 MW | Conventional Hydroelectric | 179.7 | 218 |  |  |  |  | 218 | [7 empty] | EIA-860, EIA-860M and EIA-923 | 202406 | -106.4123 | 48.0122
-10851588.6041 | 5288990.3127 | 37762 | 6624 | Gavins Point | 19635 | USACE-Omaha | Electric Utility | 200 Powerplant Rd | Crofton | Cedar | Nebraska | 68730 | hydroelectric | Hydroelectric = 102 MW | Conventional Hydroelectric | 132.3 | 102 |  |  |  |  | 102 | [7 empty] | EIA-860, EIA-860M and EIA-923 | 202406 | -97.4815 | 42.8488
-8107942.1989 | 5078681.9949 | 37763 | 6635 | A L Pierce | 4180 | Connecticut Mun Elec Engy Coop | Electric Utility | 195 East Street | Wallingford | New Haven | Connecticut | 6492 | natural gas | Natural Gas = 74.1 MW | Natural Gas Fired Combustion Turbine | 84 | 74.1 | [6 empty] | 74.1 | [5 empty] | EIA-860, EIA-860M and EIA-923 | 202406 | -72.8349 | 41.4482
-8889541.6133 | 4825376.7125 | 37764 | 6636 | Lake Lynn Hydro Station | 57280 | Eagle Creek Renewable Energy, LLC | IPP Non-CHP | 700 Lake Lynn Road | Lake Lynn | Fayette | Pennsylvania | 15451 | hydroelectric | Hydroelectric = 52 MW | Conventional Hydroelectric | 51.2 | 52 |  |  |  |  | 52 | [7 empty] | EIA-860, EIA-860M and EIA-923 | 202406 | -79.8561 | 39.7203
-15554038.5954 | 8299028.2894 | 37765 | 6637 | Yakutat | 221 | Alaska Village Elec Coop, Inc | Electric Utility | #1 Forest Hwy. | Yakutat | Yakutat | Alaska | 99689 | petroleum | Petroleum = 3.8 MW | Petroleum Liquids | 3.8 | 3.8 | [8 empty] | 3.8 |  |  |  | EIA-860, EIA-860M and EIA-923 | 202406 | -139.7243 | 59.5446
-9740455.4444 | 4529551.54 | 37766 | 6639 | R D Green | 1692 | Big Rivers Electric Corp | Electric Utility | 9000 Highway 2096 | Robards | Webster | Kentucky | 42452 | natural gas | Coal = 231 MW, Natural Gas = 223 MW | Conventional Steam Coal; Natural Gas Steam Turbine; | 586 | 454 |  |  | 231 |  |  |  | 223 | [5 empty] | EIA-860, EIA-860M and EIA-923 | 202406 | -87.5 | 37.6461
-10175576.7286 | 4256465.2187 | 37767 | 6641 | Independence Steam Electric Station | 814 | Entergy Arkansas LLC | Electric Utility | 555 Point Ferry Road | Newark | Independence | Arkansas | 72562 | coal | Coal = 1666.4 MW | Conventional Steam Coal | 1800 | 1666.4 |  |  | 1666.4 | [9 empty] | EIA-860, EIA-860M and EIA-923 | 202406 | -91.4088 | 35.6784
-13074886.0758 | 4009388.861 | 37768 | 6644 | Lake Mathews | 12397 | Metropolitan Water District of S CA | Electric Utility | 18250 La Sierra | Riverside | Riverside | California | 92503 | hydroelectric | Hydroelectric = 4.9 MW | Conventional Hydroelectric | 4.9 | 4.9 |  |  |  |  | 4.9 | [7 empty] | EIA-860, EIA-860M and EIA-923 | 202406 | -117.4537 | 33.8553
-13203515.7474 | 4098138.3395 | 37769 | 6645 | Foothill Feeder | 12397 | Metropolitan Water District of S CA | Electric Utility | 81849 N. Lake Hughes Rd. | Castaic | Los Angeles | California | 91384 | hydroelectric | Hydroelectric = 7.1 MW | Conventional Hydroelectric | 9 | 7.1 |  |  |  |  | 7.1 | [7 empty] | EIA-860, EIA-860M and EIA-923 | 202406 | -118.6092 | 34.5148
-13112968.4736 | 4045935.0366 | 37770 | 6646 | San Dimas | 12397 | Metropolitan Water District of S CA | Electric Utility | 1507 Sycamore Road | San Dimas | Los Angeles | California | 91773 | hydroelectric | Hydroelectric = 9.9 MW | Conventional Hydroelectric | 9.9 | 9.9 |  |  |  |  | 9.9 | [7 empty] | EIA-860, EIA-860M and EIA-923 | 202406 | -117.7958 | 34.1275
-13115573.3497 | 4016951.647 | 37771 | 6647 | Yorba Linda | 12397 | Metropolitan Water District of S CA | Electric Utility | 3972 Valley View Ave | Yorba Linda | Orange | California | 92886 | hydroelectric | Hydroelectric = 5.1 MW | Conventional Hydroelectric | 5.1 | 5.1 |  |  |  |  | 5.1 | [7 empty] | EIA-860, EIA-860M and EIA-923 | 202406 | -117.8192 | 33.9117
-10222535.6312 | 4742907.8837 | 37772 | 6650 | Mexico | 19436 | Union Electric Co - (MO) | Electric Utility | 2951 Christopher Drive | Mexico | Audrain | Missouri | 65265 | petroleum | Petroleum = 54 MW | Petroleum Liquids | 60.7 | 54 | [8 empty] | 54 |  |  |  | EIA-860, EIA-860M and EIA-923 | 202406 | -91.8306 | 39.1481
-10295238.3907 | 4782646.8442 | 37773 | 6651 | Moberly | 19436 | Union Electric Co - (MO) | Electric Utility | 1063 County Road 215 | Moberly | Randolph | Missouri | 65270 | petroleum | Petroleum = 54 MW | Petroleum Liquids | 60.6 | 54 | [8 empty] | 54 |  |  |  | EIA-860, EIA-860M and EIA-923 | 202406 | -92.4837 | 39.4244
-10252782.918 | 4658229.6144 | 37774 | 6652 | Moreau | 19436 | Union Electric Co - (MO) | Electric Utility | 5530 Algoa Road | Moreau | Cole | Missouri | 65101 | petroleum | Petroleum = 54 MW | Petroleum Liquids | 60.8 | 54 | [8 empty] | 54 |  |  |  | EIA-860, EIA-860M and EIA-923 | 202406 | -92.1023 | 38.5557
-10140437.5068 | 5059375.1709 | 37775 | 6664 | Louisa | 12341 | MidAmerican Energy Co | Electric Utility | 8602 - 172 St. | Muscatine | Louisa | Iowa | 52761 | coal | Coal = 745.6 MW | Conventional Steam Coal | 811.9 | 745.6 |  |  | 745.6 | [9 empty] | EIA-860, EIA-860M and EIA-923 | 202406 | -91.0931 | 41.3181
-15163951.6112 | 7958331.331 | 37776 | 6702 | Pelican | 29297 | Pelican Utility | Electric Utility | 1120 Salmon Way | Pelican | Skagway Hoonah Angoon | Alaska | 99832 | hydroelectric | Hydroelectric = 0.6 MW, Petroleum = 0.8 MW | Conventional Hydroelectric; Petroleum Liquids; | 2.2 | 1.4 |  |  |  |  | 0.6 |  |  |  | 0.8 |  |  |  | EIA-860, EIA-860M and EIA-923 | 202406 | -136.2201 | 57.9572
-13170239.9026 | 3939595.4785 | 37777 | 6704 | Pebbly Beach Generating Station Hybrid | 17609 | Southern California Edison Co | Electric Utility | #1 Pebbly Beach Road | Avalon | Los Angeles | California | 90704 | petroleum | Battery = 1 MW, Petroleum = 11.7 MW | Batteries; Petroleum Liquids; | 12.7 | 12.7 | 1 | [7 empty] | 11.7 |  |  |  | EIA-860, EIA-860M and EIA-923 | 202406 | -118.3103 | 33.3331
-9721842.8256 | 4567425.1127 | 37778 | 6705 | Warrick | 261 | AGC Division of APGI Inc | IPP CHP | 4700 Darlington Rd. | Newburgh | Warrick | Indiana | 47630 | coal | Coal = 720.3 MW | Conventional Steam Coal | 822.8 | 720.3 |  |  | 720.3 | [9 empty] | EIA-860, EIA-860M and EIA-923 | 202406 | -87.3328 | 37.915
-10349568.9814 | 5749225.9524 | 37779 | 6741 | Rock Lake CT | 7570 | Great River Energy | Electric Utility | 1655 Main Street | Pine City | Pine | Minnesota | 55063 | petroleum | Petroleum = 20.7 MW | Petroleum Liquids | 25 | 20.7 | [8 empty] | 20.7 |  |  |  | EIA-860, EIA-860M and EIA-923 | 202406 | -92.9718 | 45.8054
-11690907.2857 | 4991846.7809 | 37780 | 6761 | Rawhide | 15143 | Platte River Power Authority | Electric Utility | 2700 East Co. Rd. 82 | Wellington | Larimer | Colorado | 80549 | natural gas | Coal = 280 MW, Natural Gas = 388 MW | Conventional Steam Coal; Natural Gas Fired Combustion Turbine; | 800.4 | 668 |  |  | 280 |  |  |  | 388 | [5 empty] | EIA-860, EIA-860M and EIA-923 | 202406 | -105.0212 | 40.8609
-9976552.9524 | 4422268.2576 | 37781 | 6768 | Sikeston Power Station | 17177 | City of Sikeston - (MO) | Electric Utility | 1551 West Wakefield St | Sikeston | Scott | Missouri | 63801 | coal | Coal = 240 MW | Conventional Steam Coal | 261 | 240 |  |  | 240 | [9 empty] | EIA-860, EIA-860M and EIA-923 | 202406 | -89.6209 | 36.8791
-10611040.6541 | 4030923.7775 | 37782 | 6772 | Hugo | 20447 | Western Farmers Elec Coop, Inc | Electric Utility | 3 Miles West on Hyw. 70 | Fort Towson | Choctaw | Oklahoma | 74735 | coal | Coal = 440 MW | Conventional Steam Coal | 446 | 440 |  |  | 440 | [9 empty] | EIA-860, EIA-860M and EIA-923 | 202406 | -95.3206 | 34.0158
-8897766.8991 | 3951999.1514 | 37783 | 6789 | St Stephen | 50118 | US Army Corps of Engineers | Electric Utility | 1275 Rediverson Road | St. Stephen | Berkeley | South Carolina | 29479 | hydroelectric | Hydroelectric = 84 MW | Conventional Hydroelectric | 84 | 84 |  |  |  |  | 84 | [7 empty] | EIA-860, EIA-860M and EIA-923 | 202406 | -79.93 | 33.4261
-10794092.421 | 4535174.5728 | 37784 | 6791 | Augusta Electric Plant No 2 | 998 | City of Augusta - (KS) | Electric Utility | 615 E 12th Street | Augusta | Butler | Kansas | 67010 | natural gas | Natural Gas = 20.1 MW | Natural Gas Internal Combustion Engine | 20.7 | 20.1 | [6 empty] | 20.1 | [5 empty] | EIA-860, EIA-860M and EIA-923 | 202406 | -96.965 | 37.6861
-15062951.9938 | 7770283.7131 | 37785 | 6801 | Jarvis Street | 17271 | City & Borough of Sitka - (AK) | Electric Utility | 103 Jarvis Street | Sitka | Sitka | Alaska | 99835 | petroleum | Petroleum = 25.1 MW | Petroleum Liquids | 25.6 | 25.1 | [8 empty] | 25.1 |  |  |  | EIA-860, EIA-860M and EIA-923 | 202406 | -135.3128 | 57.0497
-9693768.05 | 4501975.9164 | 37786 | 6823 | D B Wilson | 1692 | Big Rivers Electric Corp | Electric Utility | 5663 Highway 85 West | Centertown | Ohio | Kentucky | 42328 | coal | Coal = 417 MW | Conventional Steam Coal | 509.4 | 417 |  |  | 417 | [9 empty] | EIA-860, EIA-860M and EIA-923 | 202406 | -87.0806 | 37.4497
-10444079.3404 | 5606582.1452 | 37787 | 6824 | St Bonifacius | 7570 | Great River Energy | Electric Utility | PO Box 100, 5430 City Road 10 | St. Bonifacius | Carver | Minnesota | 55375 | petroleum | Petroleum = 60.2 MW | Petroleum Liquids | 61.2 | 60.2 | [8 empty] | 60.2 |  |  |  | EIA-860, EIA-860M and EIA-923 | 202406 | -93.8208 | 44.905
-11281132.0025 | 4462024.5176 | 37788 | 7011 | Hugoton 2 | 9011 | City of Hugoton - (KS) | Electric Utility | 1601 S. Washington | Hugoton | Stevens | Kansas | 67951 | petroleum | Natural Gas = 0.5 MW, Petroleum = 16.8 MW | Natural Gas Internal Combustion Engine; Petroleum Liquids; | 19.2 | 17.3 | [6 empty] | 0.5 |  | 16.8 |  |  |  | EIA-860, EIA-860M and EIA-923 | 202406 | -101.3401 | 37.1642
-12474740.3257 | 5383583.8454 | 37789 | 7012 | Lower No 1 | 9187 | City of Idaho Falls - (ID) | Electric Utility | 1690 W. Sunnyside Road | Idaho Falls | Bonneville | Idaho | 83402 | hydroelectric | Hydroelectric = 8 MW | Conventional Hydroelectric | 8 | 8 |  |  |  |  | 8 | [7 empty] | EIA-860, EIA-860M and EIA-923 | 202406 | -112.0625 | 43.4687
-10793816.126 | 4472151.2706 | 37790 | 7013 | East 12th Street | 20813 | City of Winfield - (KS) | Electric Utility | 2801 East 12th Ave. | Winfield | Cowley | Kansas | 67156 | natural gas | Natural Gas = 25.8 MW, Petroleum = 1.6 MW | Natural Gas Steam Turbine; Petroleum Liquids; | 28.1 | 27.4 | [6 empty] | 25.8 |  | 1.6 |  |  |  | EIA-860, EIA-860M and EIA-923 | 202406 | -96.9625 | 37.2367
-12403075.9545 | 4799912.7815 | 37791 | 7015 | Unit 4 | 13037 | City of Mt Pleasant - (UT) | Electric Utility | 11775 E 18500 N | Mt Pleasent | Sanpete | Utah | 84647 | hydroelectric | Hydroelectric = 1.3 MW | Conventional Hydroelectric | 1.3 | 1.3 |  |  |  |  | 1.3 | [7 empty] | EIA-860, EIA-860M and EIA-923 | 202406 | -111.4187 | 39.5441
-10627716.3138 | 4528356.5876 | 37792 | 7018 | Chanute 3 | 3355 | City of Chanute | Electric Utility | 4302 S Plummer | Chanute | Neosho | Kansas | 66720 | natural gas | Natural Gas = 20.7 MW, Petroleum = 11.4 MW | Natural Gas Internal Combustion Engine; Petroleum Liquids; | 34.8 | 32.1 | [6 empty] | 20.7 |  | 11.4 |  |  |  | EIA-860, EIA-860M and EIA-923 | 202406 | -95.4704 | 37.6376
-12425514.9582 | 4892381.666 | 37793 | 7028 | Whitehead | 17845 | City of Springville - (UT) | Electric Utility | 450 W. 600 N. | Springville | Utah | Utah | 84663 | natural gas | Natural Gas = 16.9 MW | Natural Gas Internal Combustion Engine | 19 | 16.9 | [6 empty] | 16.9 | [5 empty] | EIA-860, EIA-860M and EIA-923 | 202406 | -111.6203 | 40.1817
-10764041.5018 | 3644693.1176 | 37794 | 7030 | Major Oak Power | 56598 | Major Oak Power, LLC | IPP Non-CHP | 13065 Plant Rd. | Bremond | Robertson | Texas | 76629 | coal | Coal = 305 MW | Conventional Steam Coal | 349.2 | 305 |  |  | 305 | [9 empty] | EIA-860, EIA-860M and EIA-923 | 202406 | -96.695 | 31.0919
-8537214.2004 | 4461083.0529 | 37795 | 7032 | Gravel Neck | 19876 | Virginia Electric & Power Co | Electric Utility | 5208 Hog Island Road | Surry | Surry | Virginia | 23883 | natural gas | Natural Gas = 340 MW, Petroleum = 28 MW | Natural Gas Fired Combustion Turbine; Petroleum Liquids; | 407.7 | 368 | [6 empty] | 340 |  | 28 |  |  |  | EIA-860, EIA-860M and EIA-923 | 202406 | -76.6911 | 37.1575
-12443645.4523 | 5122668.108 | 37796 | 7034 | Hydro II | 11135 | City of Logan - (UT) | Electric Utility | 1990 E Hwy 89 | Logan | Cache | Utah | 84321 | hydroelectric | Hydroelectric = 6.2 MW | Conventional Hydroelectric | 6.6 | 6.2 |  |  |  |  | 6.2 | [7 empty] | EIA-860, EIA-860M and EIA-923 | 202406 | -111.7832 | 41.7437
-12309030.243 | 5529890.6127 | 37797 | 7039 | Lake (WY) | 56815 | NorthWestern Energy (MT wind/thermal) | Electric Utility | YellowStone Lake (area) | Yellowstone | Teton | Wyoming | 82190 | petroleum | Petroleum = 2.7 MW | Petroleum Liquids | 2.7 | 2.7 | [8 empty] | 2.7 |  |  |  | EIA-860, EIA-860M and EIA-923 | 202406 | -110.5739 | 44.415
-10496798.9154 | 4211732.8109 | 37798 | 7040 | Ellis Hydro | 807 | Arkansas Electric Coop Corp | Electric Utility | Hwy 59 | Van Buren | Crawford | Arkansas | 72956 | hydroelectric | Hydroelectric = 17 MW | Conventional Hydroelectric | 32.4 | 17 |  |  |  |  | 17 | [7 empty] | EIA-860, EIA-860M and EIA-923 | 202406 | -94.2943 | 35.3514
-16216957.8516 | 8537458.246 | 37799 | 7042 | Humpback Creek | 40215 | Cordova Electric Coop, Inc | Electric Utility | Orca Inlet-Mile .05 Hmpbck Crk | Cordova | Valdez Cordova | Alaska | 99574 | hydroelectric | Hydroelectric = 1 MW | Conventional Hydroelectric | 1.2 | 1 |  |  |  |  | 1 | [7 empty] | EIA-860, EIA-860M and EIA-923 | 202406 | -145.6794 | 60.6128
-8079045.9968 | 5513493.6392 | 37800 | 7051 | Wrightsville Hydro Plant | 20151 | Washington Electric Coop - (VT) | Electric Utility | 329 Mill Road | Montpelier | Washington | Vermont | 5602 | hydroelectric | Hydroelectric = 0.7 MW | Conventional Hydroelectric | 1 | 0.7 |  |  |  |  | 0.7 | [7 empty] | EIA-860, EIA-860M and EIA-923 | 202406 | -72.5753 | 44.3097
-8105921.3048 | 5521226.7063 | 37801 | 7056 | Bolton Falls | 7601 | Green Mountain Power Corp | Electric Utility | 341 Power Plant Road | Duxbury | Washington | Vermont | 5676 | hydroelectric | Hydroelectric = 7.8 MW | Conventional Hydroelectric | 8.8 | 7.8 |  |  |  |  | 7.8 | [7 empty] | EIA-860, EIA-860M and EIA-923 | 202406 | -72.8167 | 44.3594
-10221759.8457 | 5838059.953 | 37802 | 7058 | Solon Diesel | 4715 | Dahlberg Light & Power Co | Electric Utility | 9178 E Dahlberg Parkway | Solon Springs | Douglas | Wisconsin | 54873 | petroleum | Petroleum = 6.4 MW | Petroleum Liquids | 8 | 6.4 | [8 empty] | 6.4 |  |  |  | EIA-860, EIA-860M and EIA-923 | 202406 | -91.8236 | 46.359
-10658803.3948 | 5372573.0219 | 37803 | 7060 | Sibley No Two | 17141 | City of Sibley - (IA) | Electric Utility | 321 11th St. | Sibley | Osceola | Iowa | 51249 | petroleum | Petroleum = 1 MW | Petroleum Liquids | 1.1 | 1 | [8 empty] | 1 |  |  |  | EIA-860, EIA-860M and EIA-923 | 202406 | -95.7497 | 43.3969
-9799443.6426 | 3665858.1289 | 37804 | 7063 | McIntosh (AL) | 189 | PowerSouth Energy Cooperative | Electric Utility | Hwy 43, Mile 37.5 | McIntosh | Washington | Alabama | 36553 | natural gas | Natural Gas = 688 MW | Natural Gas with Compressed Air Storage; Natural Gas Fired Combustion Turbine; | 676 | 688 | [6 empty] | 688 | [5 empty] | EIA-860, EIA-860M and EIA-923 | 202406 | -88.0299 | 31.2546
-13369977.348 | 4789284.8605 | 37805 | 7066 | Stampede | 2518 | U S Bureau of Reclamation | Electric Utility | n/a | Truckee | Sierra | California | 96161 | hydroelectric | Hydroelectric = 3.6 MW | Conventional Hydroelectric | 3.6 | 3.6 |  |  |  |  | 3.6 | [7 empty] | EIA-860, EIA-860M and EIA-923 | 202406 | -120.1046 | 39.4704
-13060397.6214 | 4070159.331 | 37806 | 7072 | Mojave Siphon | 3255 | California Dept. of Water Resources | Electric Utility | 16001 Hwy. 173 | Hesperia | San Bernardino | California | 92345 | hydroelectric | Hydroelectric = 32.4 MW | Conventional Hydroelectric | 32.7 | 32.4 |  |  |  |  | 32.4 | [7 empty] | EIA-860, EIA-860M and EIA-923 | 202406 | -117.3235 | 34.3074
-12791526.3195 | 5276482.4128 | 37807 | 7079 | Upper Salmon B | 9191 | Idaho Power Co | Electric Utility | Bell Rapids Road | Hagerman | Twin Falls | Idaho | 83332 | hydroelectric | Hydroelectric = 18.3 MW | Conventional Hydroelectric | 16.5 | 18.3 |  |  |  |  | 18.3 | [7 empty] | EIA-860, EIA-860M and EIA-923 | 202406 | -114.9082 | 42.7664
-12642437.016 | 4454971.9983 | 37808 | 7080 | St George Red Rock | 17874 | City of St George | Electric Utility | 695 East Red Hills Park Way | St George | Washington | Utah | 84770 | petroleum | Petroleum = 14 MW | Petroleum Liquids | 14 | 14 | [8 empty] | 14 |  |  |  | EIA-860, EIA-860M and EIA-923 | 202406 | -113.5689 | 37.1137
-12790877.2155 | 4360027.816 | 37809 | 7082 | Harry Allen | 13407 | Nevada Power Co | Electric Utility | 14601 North Las Vegas Blvd | Las Vegas | Clark | Nevada | 89124 | natural gas | Natural Gas = 654 MW | Natural Gas Fired Combined Cycle; Natural Gas Fired Combustion Turbine; | 745 | 654 | [6 empty] | 654 | [5 empty] | EIA-860, EIA-860M and EIA-923 | 202406 | -114.9024 | 36.4306
-10944965.7306 | 3415126.0767 | 37810 | 7097 | J K Spruce | 16604 | City of San Antonio - (TX) | Electric Utility | 12940 US Hwy 181 South | San Antonio | Bexar | Texas | 78263 | coal | Coal = 1345 MW | Conventional Steam Coal | 1488.5 | 1345 |  |  | 1345 | [9 empty] | EIA-860, EIA-860M and EIA-923 | 202406 | -98.3203 | 29.3097
-12403801.6462 | 4939407.9235 | 37811 | 7111 | Heber City | 8366 | Heber Light & Power Company | Electric Utility | 750 West 350 South | Heber City | Wasatch | Utah | 84032 | natural gas | Natural Gas = 18.9 MW | Natural Gas Internal Combustion Engine | 18.9 | 18.9 | [6 empty] | 18.9 | [5 empty] | EIA-860, EIA-860M and EIA-923 | 202406 | -111.4252 | 40.5037
-14645221.9311 | 7385469.5397 | 37812 | 7112 | Centennial | 12385 | Metlakatla Power & Light | Electric Utility | Walden Point Road | Metlakatla | Prince of Wales Ketchikan | Alaska | 99926 | petroleum | Petroleum = 1.8 MW | Petroleum Liquids | 1.8 | 1.8 | [8 empty] | 1.8 |  |  |  | EIA-860, EIA-860M and EIA-923 | 202406 | -131.5603 | 55.1214
-13346795.7319 | 5968156.18 | 37813 | 7113 | PEC Headworks | 14624 | PUD No 2 of Grant County | Electric Utility | SR 262 | Moses Lake | Grant | Washington | 98837 | hydroelectric | Hydroelectric = 6.6 MW | Conventional Hydroelectric | 6.6 | 6.6 |  |  |  |  | 6.6 | [7 empty] | EIA-860, EIA-860M and EIA-923 | 202406 | -119.8963 | 47.1596
-9748091.9615 | 5871001.6071 | 37814 | 7115 | Hoist | 19578 | Upper Peninsula Power Company | Electric Utility | Hoist Dam Rd | Negaunee | Marquette | Michigan | 49866 | hydroelectric | Hydroelectric = 2 MW | Conventional Hydroelectric | 3.4 | 2 |  |  |  |  | 2 | [7 empty] | EIA-860, EIA-860M and EIA-923 | 202406 | -87.5686 | 46.5628
-9737828.3044 | 5872442.6829 | 37815 | 7116 | McClure Dam | 19578 | Upper Peninsula Power Company | Electric Utility | 800 Forestville Rd | Marquette | Marquette | Michigan | 49855 | hydroelectric | Hydroelectric = 5.8 MW | Conventional Hydroelectric | 8 | 5.8 |  |  |  |  | 5.8 | [7 empty] | EIA-860, EIA-860M and EIA-923 | 202406 | -87.4764 | 46.5717
-9741880.3339 | 5831069.3894 | 37816 | 7118 | Cataract (MI) | 65429 | Cataract Hydro, LLC | IPP Non-CHP | 1200 N Cataract | Gwinn | Marquette | Michigan | 49841 | hydroelectric | Hydroelectric = 0.6 MW | Conventional Hydroelectric | 2 | 0.6 |  |  |  |  | 0.6 | [7 empty] | EIA-860, EIA-860M and EIA-923 | 202406 | -87.5128 | 46.3156
-9685196.4492 | 5755944.5761 | 37817 | 7119 | Gladstone | 19578 | Upper Peninsula Power Company | Electric Utility | 11 Delta Av | Gladstone | Delta | Michigan | 49837 | petroleum | Petroleum = 17 MW | Petroleum Liquids | 22.6 | 17 | [8 empty] | 17 |  |  |  | EIA-860, EIA-860M and EIA-923 | 202406 | -87.0036 | 45.8475
-9239239.4371 | 4164900.4108 | 37818 | 7125 | Bad Creek | 5416 | Duke Energy Carolinas, LLC | Electric Utility | 151 Bad Creek Road | Salem | Oconee | South Carolina | 29676 | pumped storage | Pumped Storage = 1680 MW | Hydroelectric Pumped Storage | 1680 | 1680 | [5 empty] | 1680 | [6 empty] | EIA-860, EIA-860M and EIA-923 | 202406 | -82.9975 | 35.0075
-13759670.7064 | 6005155.6929 | 37819 | 7127 | Wynoochee | 18429 | City of Tacoma - (WA) | Electric Utility | 5120 Wynoochee Valley Road | Montesano | Grays Harbor | Washington | 98520 | hydroelectric | Hydroelectric = 15.5 MW | Conventional Hydroelectric | 12.8 | 15.5 |  |  |  |  | 15.5 | [7 empty] | EIA-860, EIA-860M and EIA-923 | 202406 | -123.6052 | 47.3851
-8683241.6612 | 4929053.1846 | 37820 | 7128 | William F Matson Generating Station | 332 | Allegheny Electric Coop Inc | Electric Utility | 13797 Point Road | Huntingdon | Huntingdon | Pennsylvania | 16652 | hydroelectric | Hydroelectric = 8.4 MW | Conventional Hydroelectric | 21.7 | 8.4 |  |  |  |  | 8.4 | [7 empty] | EIA-860, EIA-860M and EIA-923 | 202406 | -78.0029 | 40.4329
-13530478.7917 | 4797695.8316 | 37821 | 7129 | Thermalito Diverson Dam | 3255 | California Dept. of Water Resources | Electric Utility | 460 Glen Dr. | Oroville | Butte | California | 95966 | hydroelectric | Hydroelectric = 3 MW | Conventional Hydroelectric | 3.4 | 3 |  |  |  |  | 3 | [7 empty] | EIA-860, EIA-860M and EIA-923 | 202406 | -121.5464 | 39.5287
-17258005.373 | 2229439.577 | 37822 | 7130 | Puna | 8287 | Hawaii Electric Light Co Inc | Electric Utility | Puna Mill Road | Keaau | Hawaii | Hawaii | 96749 | petroleum | Petroleum = 34 MW | Petroleum Liquids | 39.1 | 34 | [8 empty] | 34 |  |  |  | EIA-860, EIA-860M and EIA-923 | 202406 | -155.0313 | 19.6316
-11341907.9917 | 3973247.2034 | 37823 | 7131 | Brandon Station | 11292 | City of Lubbock - (TX) | Electric Utility | 1201 Hartford Ave | Lubbock | Lubbock | Texas | 79409 | natural gas | Natural Gas = 20 MW | Natural Gas Fired Combustion Turbine | 21 | 20 | [6 empty] | 20 | [5 empty] | EIA-860, EIA-860M and EIA-923 | 202406 | -101.8861 | 33.5853
-12450920.849 | 5049928.1158 | 37824 | 7132 | Pine View Dam | 2010 | City of Bountiful | Electric Utility | 902 Ogden Canyon | Ogden | Weber | Utah | 84401 | hydroelectric | Hydroelectric = 1.8 MW | Conventional Hydroelectric | 1.8 | 1.8 |  |  |  |  | 1.8 | [7 empty] | EIA-860, EIA-860M and EIA-923 | 202406 | -111.8485 | 41.2543
-10329365.9409 | 4181233.798 | 37825 | 7135 | Whillock | 807 | Arkansas Electric Coop Corp | Electric Utility | Cherokee Park | Morrilton | Conway | Arkansas | 72110 | hydroelectric | Hydroelectric = 17 MW | Conventional Hydroelectric | 32.4 | 17 |  |  |  |  | 17 | [7 empty] | EIA-860, EIA-860M and EIA-923 | 202406 | -92.7903 | 35.1276
-8260997.1479 | 4839152.8603 | 37826 | 7138 | Forked River | 61358 | Forked River Power, LLC | IPP Non-CHP | 789 South Main Street | Forked River | Ocean | New Jersey | 8731 | natural gas | Natural Gas = 65 MW | Natural Gas Fired Combustion Turbine | 76.8 | 65 | [6 empty] | 65 | [5 empty] | EIA-860, EIA-860M and EIA-923 | 202406 | -74.2098 | 39.8154
-10411066.3208 | 5094879.2117 | 37827 | 7145 | Pleasant Hill | 12341 | MidAmerican Energy Co | Electric Utility | 3191 SE 45 St. | Pleasant Hill | Polk | Iowa | 50317 | natural gas | Natural Gas = 154.2 MW | Natural Gas Fired Combustion Turbine | 179.8 | 154.2 | [6 empty] | 154.2 | [5 empty] | EIA-860, EIA-860M and EIA-923 | 202406 | -93.5242 | 41.5572
-8112676.2829 | 5005991.2176 | 37828 | 7146 | Wading River | 56505 | National Grid Generation LLC | Electric Utility | North Country Road | Shoreham | Suffolk | New York | 11786 | petroleum | Petroleum = 240.6 MW | Petroleum Liquids | 238.5 | 240.6 | [8 empty] | 240.6 |  |  |  | EIA-860, EIA-860M and EIA-923 | 202406 | -72.8774 | 40.9569
-13028781.8842 | 4040626.9595 | 37829 | 7147 | Mill Creek 3 | 17609 | Southern California Edison Co | Electric Utility | Hwy38 San Bernardino Nat'l For | Mill Creek | San Bernardino | California | 96061 | hydroelectric | Hydroelectric = 3 MW | Conventional Hydroelectric | 3 | 3 |  |  |  |  | 3 | [7 empty] | EIA-860, EIA-860M and EIA-923 | 202406 | -117.0395 | 34.088
-13640338.7726 | 4806086.8565 | 37830 | 7151 | Stony Gorge | 16655 | City of Santa Clara - (CA) | Electric Utility | County Road 306 | Elk Creek | Glenn | California | 95939 | hydroelectric | Hydroelectric = 5 MW | Conventional Hydroelectric | 5 | 5 |  |  |  |  | 5 | [7 empty] | EIA-860, EIA-860M and EIA-923 | 202406 | -122.5332 | 39.5869
-8405423.0552 | 4828752.5861 | 37831 | 7153 | Hay Road | 56609 | Calpine Mid-Atlantic Generation LLC | IPP Non-CHP | 198 Hay Road | Wilmington | New Castle | Delaware | 19809 | natural gas | Natural Gas = 1128 MW | Natural Gas Fired Combined Cycle | 1098.2 | 1128 | [6 empty] | 1128 | [5 empty] | EIA-860, EIA-860M and EIA-923 | 202406 | -75.5072 | 39.7436
-10375533.1394 | 5349811.7643 | 37832 | 7155 | Lime Creek | 9417 | Interstate Power and Light Co | Electric Utility | 24510 Orchid Ave | Mason City | Cerro Gordo | Iowa | 50401 | petroleum | Petroleum = 70.3 MW | Petroleum Liquids | 90.2 | 70.3 | [8 empty] | 70.3 |  |  |  | EIA-860, EIA-860M and EIA-923 | 202406 | -93.205 | 43.2481
-9402166.6438 | 4786221.4026 | 37833 | 7158 | Woodsdale | 55729 | Duke Energy Kentucky Inc | Electric Utility | 2100 Woodsdale Rd | Trenton | Butler | Ohio | 45067 | natural gas | Natural Gas = 476 MW | Natural Gas Fired Combustion Turbine | 571.8 | 476 | [6 empty] | 476 | [5 empty] | EIA-860, EIA-860M and EIA-923 | 202406 | -84.4611 | 39.4492
-9872925.6385 | 5337410.3307 | 37834 | 7159 | Concord | 20847 | Wisconsin Electric Power Co | Electric Utility | N8914 County Highway E | Watertown | Jefferson | Wisconsin | 53094 | natural gas | Natural Gas = 368.5 MW | Natural Gas Fired Combustion Turbine | 381.6 | 368.5 | [6 empty] | 368.5 | [5 empty] | EIA-860, EIA-860M and EIA-923 | 202406 | -88.69 | 43.1669
-12497995.0786 | 4007968.044 | 37835 | 7164 | Waddell | 2850 | Central Arizona Water Conservation Dist | Electric Utility | 39300 N Lake Pleasant Rd | Peoria | Maricopa | Arizona | 85383 | pumped storage | Pumped Storage = 40 MW | Hydroelectric Pumped Storage | 40 | 40 | [5 empty] | 40 | [6 empty] | EIA-860, EIA-860M and EIA-923 | 202406 | -112.2714 | 33.8447
-10281123.0792 | 4136138.5772 | 37836 | 7166 | Murray | 13718 | City of North Little Rock - (AR) | Electric Utility | 4000 Cooks Landing | North Little Rock | Pulaski | Arkansas | 72115 | hydroelectric | Hydroelectric = 42.4 MW | Conventional Hydroelectric | 45.4 | 42.4 |  |  |  |  | 42.4 | [7 empty] | EIA-860, EIA-860M and EIA-923 | 202406 | -92.3569 | 34.7956
-14643620.2662 | 7384583.0664 | 37837 | 7168 | Chester Lake | 12385 | Metlakatla Power & Light | Electric Utility | Walden Point Road | Metlakatla | Prince of Wales Ketchikan | Alaska | 99926 | hydroelectric | Hydroelectric = 1.2 MW | Conventional Hydroelectric | 1.3 | 1.2 |  |  |  |  | 1.2 | [7 empty] | EIA-860, EIA-860M and EIA-923 | 202406 | -131.5459 | 55.1169
-15800376.8286 | 9090865.8152 | 37838 | 7169 | Northway | 219 | Alaska Power and Telephone Co | Electric Utility | Milepost 1314 AK Hwy | Tok | Southeast Fairbanks | Alaska | 99764 | petroleum | Petroleum = 0.9 MW | Petroleum Liquids | 1.1 | 0.9 | [8 empty] | 0.9 |  |  |  | EIA-860, EIA-860M and EIA-923 | 202406 | -141.9372 | 62.9617
-17452513.9193 | 11502860.5873 | 37839 | 7173 | Barrow | 1276 | Barrow Utils & Elec Coop, Inc | Electric Utility | 1295 Agvik Street | Barrow | North Slope | Alaska | 99723 | natural gas | Natural Gas = 17.3 MW | Natural Gas Fired Combustion Turbine | 17.3 | 17.3 | [6 empty] | 17.3 | [5 empty] | EIA-860, EIA-860M and EIA-923 | 202406 | -156.7786 | 71.292
-16169495.7848 | 10033581.3716 | 37840 | 7174 | Gwitchyaa Zhee | 7833 | Gwitchyaa Zhee Utility Co | Electric Utility | East 4th Ave | Fort Yukon | Yukon Koyukuk | Alaska | 99740 | petroleum | Petroleum = 1.2 MW | Petroleum Liquids | 2.8 | 1.2 | [8 empty] | 1.2 |  |  |  | EIA-860, EIA-860M and EIA-923 | 202406 | -145.2531 | 66.5663
-12721297.0791 | 4051418.2101 | 37841 | 7179 | Headgate Rock | 3990 | Colorado River Indian Irr Proj | Electric Utility | 11850 Headgate Rock Dam Rd. | Parker | La Paz | Arizona | 85344 | hydroelectric | Hydroelectric = 19.5 MW | Conventional Hydroelectric | 19.5 | 19.5 |  |  |  |  | 19.5 | [7 empty] | EIA-860, EIA-860M and EIA-923 | 202406 | -114.2774 | 34.1683
-17759426.5421 | 8760391.7894 | 37842 | 7182 | Aniak | 4959 | Aniak Light & Power Co Inc | Electric Utility | 4th Boundary Ave. | Aniak | Bethel | Alaska | 99557 | petroleum | Petroleum = 1.7 MW | Petroleum Liquids | 1.7 | 1.7 | [8 empty] | 1.7 |  |  |  | EIA-860, EIA-860M and EIA-923 | 202406 | -159.5356 | 61.5807
-17220984.4066 | 8377297.5856 | 37843 | 7183 | Newhalen | 9188 | I-N-N Electric Coop, Inc | Electric Utility | 1001 Fire Lane | Iliamna | Lake and Peninsula | Alaska | 99606 | petroleum | Hydroelectric = 0.8 MW, Petroleum = 0.9 MW | Conventional Hydroelectric; Petroleum Liquids; | 1.7 | 1.7 |  |  |  |  | 0.8 |  |  |  | 0.9 |  |  |  | EIA-860, EIA-860M and EIA-923 | 202406 | -154.6987 | 59.8991
-13640943.794 | 4953170.2128 | 37844 | 7189 | Whiskeytown | 15783 | City of Redding - (CA) | Electric Utility | Whiskeytown Dam | Whiskeytown | Shasta | California | 96001 | hydroelectric | Hydroelectric = 3.5 MW | Conventional Hydroelectric | 3.5 | 3.5 |  |  |  |  | 3.5 | [7 empty] | EIA-860, EIA-860M and EIA-923 | 202406 | -122.5387 | 40.5976
-12694528.4151 | 5240218.9955 | 37845 | 7190 | Milner Hydro | 9191 | Idaho Power Co | Electric Utility | 3625 North 5200 East | Murtaugh | Cassia | Idaho | 83344 | hydroelectric | Hydroelectric = 35.1 MW | Conventional Hydroelectric | 59.5 | 35.1 |  |  |  |  | 35.1 | [7 empty] | EIA-860, EIA-860M and EIA-923 | 202406 | -114.0369 | 42.5268
-9295004.7134 | 4027345.632 | 37846 | 7191 | Tallassee Hydro Project | 56477 | Tallassee Shoals LLC | IPP Non-CHP | 2395 Tallassee Rd | Clarke | Clarke | Georgia | 30607 | hydroelectric | Hydroelectric = 2.1 MW | Conventional Hydroelectric | 2.3 | 2.1 |  |  |  |  | 2.1 | [7 empty] | EIA-860, EIA-860M and EIA-923 | 202406 | -83.4984 | 33.9892
-10483579.8372 | 3606478.4935 | 37847 | 7200 | Robert D Willis | 19449 | USACE-Fort Worth District | Electric Utility | 1494 CR 154 | Jasper | Jasper | Texas | 75951 | hydroelectric | Hydroelectric = 8 MW | Conventional Hydroelectric | 8 | 8 |  |  |  |  | 8 | [7 empty] | EIA-860, EIA-860M and EIA-923 | 202406 | -94.1756 | 30.7975
-9851403.9073 | 5424570.2084 | 37848 | 7203 | South Fond Du Lac | 20856 | Wisconsin Power & Light Co | Electric Utility | 5356 River Rd | Fond du Lac | Fond Du Lac | Wisconsin | 54937 | natural gas | Natural Gas = 327.5 MW | Natural Gas Fired Combustion Turbine | 381.6 | 327.5 | [6 empty] | 327.5 | [5 empty] | EIA-860, EIA-860M and EIA-923 | 202406 | -88.4967 | 43.7353
-9020218.339 | 3943772.4575 | 37849 | 7210 | Cope | 17539 | Dominion Energy South Carolina, Inc | Electric Utility | 405 Teamwork Road | Cope | Orangeburg | South Carolina | 29038 | natural gas | Natural Gas = 415 MW | Natural Gas Steam Turbine | 417.3 | 415 | [6 empty] | 415 | [5 empty] | EIA-860, EIA-860M and EIA-923 | 202406 | -81.03 | 33.3644
-8612626.9215 | 4508782.056 | 37850 | 7212 | Darbytown | 19876 | Virginia Electric & Power Co | Electric Utility | 6001 Fergus Blvd | Richmond | Henrico | Virginia | 23883 | natural gas | Natural Gas = 340 MW | Natural Gas Fired Combustion Turbine | 368.4 | 340 | [6 empty] | 340 | [5 empty] | EIA-860, EIA-860M and EIA-923 | 202406 | -77.3685 | 37.4982
-8761289.2034 | 4420862.7727 | 37851 | 7213 | Clover | 19876 | Virginia Electric & Power Co | Electric Utility | P. O. Box 245 Route 92 | Clover | Halifax | Virginia | 24534 | coal | Coal = 877.1 MW | Conventional Steam Coal | 848 | 877.1 |  |  | 877.1 | [9 empty] | EIA-860, EIA-860M and EIA-923 | 202406 | -78.704 | 36.869
-13617973.2398 | 4839081.122 | 37852 | 7229 | Black Butte | 16655 | City of Santa Clara - (CA) | Electric Utility | County Road 200 | Orland | Tehama | California | 95963 | hydroelectric | Hydroelectric = 6.1 MW | Conventional Hydroelectric | 6.1 | 6.1 |  |  |  |  | 6.1 | [7 empty] | EIA-860, EIA-860M and EIA-923 | 202406 | -122.3323 | 39.8149
-13577490.2371 | 4495149.3873 | 37853 | 7231 | Gianera | 16655 | City of Santa Clara - (CA) | Electric Utility | 2339 Gianera Street | Santa Clara | Santa Clara | California | 95054 | natural gas | Natural Gas = 49.6 MW | Natural Gas Fired Combustion Turbine | 64.6 | 49.6 | [6 empty] | 49.6 | [5 empty] | EIA-860, EIA-860M and EIA-923 | 202406 | -121.9687 | 37.401
-13574770.4793 | 4490007.4705 | 37854 | 7232 | Santa Clara Cogen | 16655 | City of Santa Clara - (CA) | Electric Utility | 524 Robert Avenue | Santa Clara | Santa Clara | California | 95054 | natural gas | Natural Gas = 7 MW | Natural Gas Fired Combustion Turbine | 7.8 | 7 | [6 empty] | 7 | [5 empty] | EIA-860, EIA-860M and EIA-923 | 202406 | -121.9442 | 37.3643
-11677541.5998 | 4717898.5796 | 37855 | 7233 | Tesla | 3989 | City of Colorado Springs - (CO) | Electric Utility | 690 W Monument Creek Rd | Colorado Springs | El Paso | Colorado | 80840 | hydroelectric | Hydroelectric = 28 MW | Conventional Hydroelectric | 26.6 | 28 |  |  |  |  | 28 | [7 empty] | EIA-860, EIA-860M and EIA-923 | 202406 | -104.9011 | 38.9737
-10757425.7845 | 5404281.9143 | 37856 | 7237 | Angus Anson | 13781 | Northern States Power Co - Minnesota | Electric Utility | 7100 East Rice St. | Sioux Falls | Minnehaha | South Dakota | 57101 | natural gas | Natural Gas = 327 MW | Natural Gas Fired Combustion Turbine | 405.7 | 327 | [6 empty] | 327 | [5 empty] | EIA-860, EIA-860M and EIA-923 | 202406 | -96.6356 | 43.6035
-9076212.0428 | 3283866.4106 | 37857 | 7238 | Cane Island | 10376 | Kissimmee Utility Authority | Electric Utility | 6075 Old Tampa Highway | Intercession City | Osceola | Florida | 33848 | natural gas | Natural Gas = 679 MW | Natural Gas Fired Combined Cycle; Natural Gas Fired Combustion Turbine; | 706 | 679 | [6 empty] | 679 | [5 empty] | EIA-860, EIA-860M and EIA-923 | 202406 | -81.533 | 28.2764
-9127051.6543 | 3214799.3493 | 37858 | 7242 | Polk | 18454 | Tampa Electric Co | Electric Utility | 9995 State Road 37 South | Mulberry | Polk | Florida | 33860 | natural gas | Natural Gas = 1281 MW | Natural Gas Fired Combined Cycle | 1492.5 | 1281 | [6 empty] | 1281 | [5 empty] | EIA-860, EIA-860M and EIA-923 | 202406 | -81.9897 | 27.7286
-10165227.0215 | 4026989.5842 | 37859 | 7246 | Dam 2 | 807 | Arkansas Electric Coop Corp | Electric Utility | Jarvis Point Park | Dumas | Desha | Arkansas | 71639 | hydroelectric | Hydroelectric = 35 MW | Conventional Hydroelectric | 102.6 | 35 |  |  |  |  | 35 | [7 empty] | EIA-860, EIA-860M and EIA-923 | 202406 | -91.3158 | 33.9865
-10810050.1813 | 5606054.2292 | 37860 | 7247 | Watertown Power Plant | 12710 | Missouri Basin Muni Power Agny | Electric Utility | 123 4th St NE | Watertown | Codington | South Dakota | 57201 | petroleum | Petroleum = 50 MW | Petroleum Liquids | 67.5 | 50 | [8 empty] | 50 |  |  |  | EIA-860, EIA-860M and EIA-923 | 202406 | -97.1083 | 44.9017
-14988568.3101 | 8049163.5365 | 37861 | 7250 | Auke Bay | 213 | Alaska Electric Light & Power Co. | Electric Utility | 12480 Mendenhall Loop Rd. | Juneau | Juneau | Alaska | 99801 | petroleum | Petroleum = 28.3 MW | Petroleum Liquids | 36.2 | 28.3 | [8 empty] | 28.3 |  |  |  | EIA-860, EIA-860M and EIA-923 | 202406 | -134.6446 | 58.3875
-13661094.5143 | 5906953.3949 | 37862 | 7259 | Skookumchuck | 19099 | TransAlta Centralia Gen LLC | IPP Non-CHP | 10510 Skookumchuck Rd | Tenino | Thurston | Washington | 98530 | hydroelectric | Hydroelectric = 1 MW | Conventional Hydroelectric | 1 | 1 |  |  |  |  | 1 | [7 empty] | EIA-860, EIA-860M and EIA-923 | 202406 | -122.7197 | 46.7844
-17469835.232 | 2366855.8743 | 37863 | 7264 | Miki Basin | 11843 | Maui Electric Co Ltd | Electric Utility | 1001 Miki Road | Lanai City | Maui | Hawaii | 96763 | petroleum | Petroleum = 10.2 MW | Petroleum Liquids | 10.4 | 10.2 | [8 empty] | 10.2 |  |  |  | EIA-860, EIA-860M and EIA-923 | 202406 | -156.9342 | 20.79
-13471928.9696 | 4530465.7007 | 37864 | 7266 | Woodland | 12745 | Modesto Irrigation District | Electric Utility | 920 Woodland Ave. | Modesto | Stanislaus | California | 95351 | natural gas | Natural Gas = 177.2 MW | Natural Gas Fired Combined Cycle; Natural Gas Fired Combustion Turbine; Natural Gas Internal Combustion Engine | 199 | 177.2 | [6 empty] | 177.2 | [5 empty] | EIA-860, EIA-860M and EIA-923 | 202406 | -121.0204 | 37.6526
-9582971.7608 | 5274799.8705 | 37865 | 7268 | 491 E 48th Street | 8723 | City of Holland | Electric Utility | 491 E 48th Street | Holland | Allegan | Michigan | 49423 | natural gas | Natural Gas = 145 MW | Natural Gas Fired Combustion Turbine | 161.7 | 145 | [6 empty] | 145 | [5 empty] | EIA-860, EIA-860M and EIA-923 | 202406 | -86.0853 | 42.7553
-9797573.4751 | 5261240.7569 | 37866 | 7270 | Paris (WI) | 20847 | Wisconsin Electric Power Co | Electric Utility | 335 North 172nd Avenue | Union Grove | Kenosha | Wisconsin | 53182 | natural gas | Natural Gas = 363.9 MW | Natural Gas Fired Combustion Turbine | 381.6 | 363.9 | [6 empty] | 363.9 | [5 empty] | EIA-860, EIA-860M and EIA-923 | 202406 | -88.0131 | 42.6658
-9020741.5406 | 4222703.31 | 37867 | 7277 | Lincoln Combustion | 5416 | Duke Energy Carolinas, LLC | Electric Utility | 6769 Old Plank Road | Stanley | Lincoln | North Carolina | 28164 | natural gas | Natural Gas = 1161 MW | Natural Gas Fired Combustion Turbine | 1753.6 | 1161 | [6 empty] | 1161 | [5 empty] | EIA-860, EIA-860M and EIA-923 | 202406 | -81.0347 | 35.4317
-9253624.0304 | 4888248.567 | 37868 | 7279 | O'Shaughnessy Hydro | 4065 | City of Columbus - (OH) | Electric Utility | 5959 Glick Rd | Dublin | Delaware | Ohio | 43017 | hydroelectric | Hydroelectric = 5.2 MW | Conventional Hydroelectric | 5.2 | 5.2 |  |  |  |  | 5.2 | [7 empty] | EIA-860, EIA-860M and EIA-923 | 202406 | -83.1267 | 40.1533
-10563137.4282 | 4697468.738 | 37869 | 7281 | Gardner Energy Center | 6949 | City of Gardner - (KS) | Electric Utility | 1150 E. Sante Fe | Gardner | Johnson | Kansas | 66030 | natural gas | Natural Gas = 25 MW | Natural Gas Fired Combustion Turbine | 39.2 | 25 | [6 empty] | 25 | [5 empty] | EIA-860, EIA-860M and EIA-923 | 202406 | -94.8903 | 38.8308
-10075441.2844 | 4303961.676 | 37870 | 7283 | Paragould Turbine | 14446 | Paragould Light & Water Comm | Electric Utility | 1901 Jones Road | Paragould | Greene | Arkansas | 72450 | natural gas | Natural Gas = 13.6 MW, Petroleum = 0.2 MW | Natural Gas Fired Combustion Turbine; Petroleum Liquids; | 13.9 | 13.8 | [6 empty] | 13.6 |  | 0.2 |  |  |  | EIA-860, EIA-860M and EIA-923 | 202406 | -90.5092 | 36.0243
-8355396.0761 | 4786480.8959 | 37871 | 7288 | Sherman Avenue | 56606 | Calpine New Jersey Generation LLC | IPP Non-CHP | Orchard Road | Vineland | Cumberland | New Jersey | 8360 | natural gas | Natural Gas = 86.9 MW | Natural Gas Fired Combustion Turbine | 112.8 | 86.9 | [6 empty] | 86.9 | [5 empty] | EIA-860, EIA-860M and EIA-923 | 202406 | -75.0578 | 39.451
-9081544.2465 | 3302827.5596 | 37872 | 7294 | Central Energy Plant | 15776 | Central Florida Tourism Oversight District | Electric Utility | 5300 North Center Drive | Lake Buena Vista | Orange | Florida | 32830 | natural gas | Natural Gas = 56 MW | Natural Gas Fired Combined Cycle | 70 | 56 | [6 empty] | 56 | [5 empty] | EIA-860, EIA-860M and EIA-923 | 202406 | -81.5809 | 28.4263
-10532382.3019 | 4448296.3824 | 37873 | 7296 | State Line Combined Cycle | 5860 | Empire District Electric Co | Electric Utility | 2299 S State Line Ave | Joplin | Jasper | Missouri | 64804 | natural gas | Natural Gas = 621 MW | Natural Gas Fired Combined Cycle; Natural Gas Fired Combustion Turbine; | 690.5 | 621 | [6 empty] | 621 | [5 empty] | EIA-860, EIA-860M and EIA-923 | 202406 | -94.614 | 37.0659
-9113724.8188 | 3222298.6906 | 37874 | 7302 | Hines Energy Complex | 6455 | Duke Energy Florida, LLC | Electric Utility | 7700 County Road 555 | Bartow | Polk | Florida | 33830 | natural gas | Natural Gas = 2081 MW | Natural Gas Fired Combined Cycle | 2266.3 | 2081 | [6 empty] | 2081 | [5 empty] | EIA-860, EIA-860M and EIA-923 | 202406 | -81.87 | 27.7882
-13628097.3022 | 4939936.7448 | 37875 | 7307 | Redding Power | 15783 | City of Redding - (CA) | Electric Utility | 17120 Clear Creek Road | Redding | Shasta | California | 96001 | natural gas | Natural Gas = 171 MW | Natural Gas Fired Combined Cycle; Natural Gas Fired Combustion Turbine; | 183.1 | 171 | [6 empty] | 171 | [5 empty] | EIA-860, EIA-860M and EIA-923 | 202406 | -122.4233 | 40.5073
-8133447.2753 | 4985210.0535 | 37876 | 7314 | Richard M Flynn | 15296 | New York Power Authority | Electric Utility | 607 Union Ave | Holtsville | Suffolk | New York | 11742 | natural gas | Natural Gas = 136.9 MW | Natural Gas Fired Combined Cycle | 170 | 136.9 | [6 empty] | 136.9 | [5 empty] | EIA-860, EIA-860M and EIA-923 | 202406 | -73.064 | 40.8158
-13467988.5936 | 4519476.0473 | 37877 | 7315 | Almond Power Plant | 19281 | Turlock Irrigation District | Electric Utility | 4500 Crows Landing Road | Modesto | Stanislaus | California | 95358 | natural gas | Natural Gas = 199.5 MW | Natural Gas Fired Combustion Turbine | 223.5 | 199.5 | [6 empty] | 199.5 | [5 empty] | EIA-860, EIA-860M and EIA-923 | 202406 | -120.985 | 37.5744
-12152822.3921 | 5544422.2576 | 37878 | 7317 | Buffalo Bill | 2518 | U S Bureau of Reclamation | Electric Utility | n/a | Cody | Park | Wyoming | 82414 | hydroelectric | Hydroelectric = 18 MW | Conventional Hydroelectric | 18 | 18 |  |  |  |  | 18 | [7 empty] | EIA-860, EIA-860M and EIA-923 | 202406 | -109.1707 | 44.5082
-8409984.0374 | 4742468.0795 | 37879 | 7318 | Van Sant Station | 54899 | NAES Corporation - (DE) | IPP Non-CHP | 125 Electric Avenue | Dover | Kent | Delaware | 19904 | natural gas | Natural Gas = 42 MW | Natural Gas Fired Combustion Turbine | 45.1 | 42 | [6 empty] | 42 | [5 empty] | EIA-860, EIA-860M and EIA-923 | 202406 | -75.5482 | 39.145
-10579873.6457 | 3464384.1155 | 37880 | 7325 | San Jacinto Steam Electric Station | 54888 | NRG Texas Power LLC | IPP Non-CHP | 845 Sens Road | La Porte | Harris | Texas | 77571 | natural gas | Natural Gas = 160 MW | Natural Gas Fired Combustion Turbine | 176.4 | 160 | [6 empty] | 160 | [5 empty] | EIA-860, EIA-860M and EIA-923 | 202406 | -95.0406 | 29.6948
-9458336.4551 | 4842656.6332 | 37881 | 7335 | Richmond | 9234 | Indiana Municipal Power Agency | Electric Utility | 4752 Gates Road | Centerville | Wayne | Indiana | 47330 | natural gas | Natural Gas = 68 MW | Natural Gas Fired Combustion Turbine | 82.8 | 68 | [6 empty] | 68 | [5 empty] | EIA-860, EIA-860M and EIA-923 | 202406 | -84.9657 | 39.8396
-9544410.6892 | 4873632.5437 | 37882 | 7336 | Anderson | 9234 | Indiana Municipal Power Agency | Electric Utility | 6035 Park Road | Anderson | Madison | Indiana | 46011 | natural gas | Natural Gas = 140 MW | Natural Gas Fired Combustion Turbine | 168.7 | 140 | [6 empty] | 140 | [5 empty] | EIA-860, EIA-860M and EIA-923 | 202406 | -85.7389 | 40.0529
-13500735.7822 | 4849866.7869 | 37883 | 7338 | Grizzly | 16655 | City of Santa Clara - (CA) | Electric Utility | N/A | N/A | Plumas | California | 95971 | hydroelectric | Hydroelectric = 17.7 MW | Conventional Hydroelectric | 22 | 17.7 |  |  |  |  | 17.7 | [7 empty] | EIA-860, EIA-860M and EIA-923 | 202406 | -121.2792 | 39.8893
-10836919.0329 | 4476500.6813 | 37884 | 7339 | Wellington 2 | 20315 | City of Wellington - (KS) | Electric Utility | 151 S. Seneca | Wellington | Sumner | Kansas | 67152 | natural gas | Natural Gas = 21 MW | Natural Gas Fired Combustion Turbine | 20 | 21 | [6 empty] | 21 | [5 empty] | EIA-860, EIA-860M and EIA-923 | 202406 | -97.3497 | 37.2678
-10726935.376 | 5206114.7658 | 37885 | 7343 | George Neal South | 12341 | MidAmerican Energy Co | Electric Utility | 2761 Port Neal Circle | Salix | Woodbury | Iowa | 51052 | coal | Coal = 647.1 MW | Conventional Steam Coal | 695.9 | 647.1 |  |  | 647.1 | [9 empty] | EIA-860, EIA-860M and EIA-923 | 202406 | -96.3617 | 42.3006
-9167005.4441 | 3457394.2334 | 37886 | 7345 | University of Florida | 6455 | Duke Energy Florida, LLC | Electric Utility | Building 82, Mowry Road | Gainesville | Alachua | Florida | 32611 | natural gas | Natural Gas = 44 MW | Natural Gas Fired Combustion Turbine | 54.2 | 44 | [6 empty] | 44 | [5 empty] | EIA-860, EIA-860M and EIA-923 | 202406 | -82.3486 | 29.6403
-9304327.9434 | 3839582.0778 | 37887 | 7348 | Robins | 7140 | Georgia Power Co | Electric Utility | 1300 Macon Street Facility | Robins AFB | Houston | Georgia | 31098 | petroleum | Petroleum = 160 MW | Petroleum Liquids | 183.8 | 160 | [8 empty] | 160 |  |  |  | EIA-860, EIA-860M and EIA-923 | 202406 | -83.5822 | 32.5792
-13322039.8356 | 5756024.1623 | 37888 | 7350 | Coyote Springs | 15248 | Portland General Electric Co | Electric Utility | 200 Ullman Blvd | Boardman | Morrow | Oregon | 97818 | natural gas | Natural Gas = 244.2 MW | Natural Gas Fired Combined Cycle | 296 | 244.2 | [6 empty] | 244.2 | [5 empty] | EIA-860, EIA-860M and EIA-923 | 202406 | -119.6739 | 45.848
-16802580.6383 | 8350614.1431 | 37889 | 7367 | Bradley Lake | 19558 | Homer Electric Assn Inc | Electric Utility | Bradley Lake | Homer | Kenai Peninsula | Alaska | 99603 | hydroelectric | Hydroelectric = 126 MW | Conventional Hydroelectric | 126 | 126 |  |  |  |  | 126 | [7 empty] | EIA-860, EIA-860M and EIA-923 | 202406 | -150.9401 | 59.7786
-13661072.2504 | 4686209.702 | 37890 | 7368 | Geothermal 1 | 40613 | Northern California Power Agny | Electric Utility | 12000 Ridge Road | Middletown | Sonoma | California | 95461 | geothermal | Geothermal = 60MW | Geothermal | 110 | 60 |  |  |  | 60 | [8 empty] | EIA-860, EIA-860M and EIA-923 | 202406 | -122.7195 | 38.752
-13660203.9584 | 4685810.031 | 37891 | 7369 | Geothermal 2 | 40613 | Northern California Power Agny | Electric Utility | 12000 Ridge Road | Middletown | Sonoma | California | 95461 | geothermal | Geothermal = 65MW | Geothermal | 110 | 65 |  |  |  | 65 | [8 empty] | EIA-860, EIA-860M and EIA-923 | 202406 | -122.7117 | 38.7492
-12086402.616 | 4519591.2212 | 37892 | 7372 | McPhee | 2518 | U S Bureau of Reclamation | Electric Utility | n/a | Cortez | Montezuma | Colorado | 81302 | hydroelectric | Hydroelectric = 1.2 MW | Conventional Hydroelectric | 1.2 | 1.2 |  |  |  |  | 1.2 | [7 empty] | EIA-860, EIA-860M and EIA-923 | 202406 | -108.574 | 37.5752
-12086499.3527 | 4499149.1666 | 37893 | 7373 | Towaoc | 2518 | U S Bureau of Reclamation | Electric Utility | n/a | Cortez | Montezuma | Colorado | 81302 | hydroelectric | Hydroelectric = 11.4 MW | Conventional Hydroelectric | 11.4 | 11.4 |  |  |  |  | 11.4 | [7 empty] | EIA-860, EIA-860M and EIA-923 | 202406 | -108.5749 | 37.4295
-9124023.7641 | 3203870.853 | 37894 | 7380 | Midulla Generating Station | 21554 | Seminole Electric Cooperative Inc | Electric Utility | 6697 County Road 663 | Bowling Green | Hardee | Florida | 33834 | natural gas | Natural Gas = 786 MW | Natural Gas Fired Combined Cycle; Natural Gas Fired Combustion Turbine; | 853.3 | 786 | [6 empty] | 786 | [5 empty] | EIA-860, EIA-860M and EIA-923 | 202406 | -81.9625 | 27.6417
-8122181.7429 | 5291066.3081 | 37895 | 7381 | Searsburg Wind Turbine | 7601 | Green Mountain Power Corp | Electric Utility | 528 Sleepy Hollow Road | Searsburg | Bennington | Vermont | 5363 | wind | Wind = 5.2 MW | Onshore Wind Turbine | 6 | 5.2 | [10 empty] | 5.2 |  | EIA-860, EIA-860M and EIA-923 | 202406 | -72.9628 | 42.8625
-10062202.1687 | 4405664.7859 | 37896 | 7392 | Poplar Bluff Generating Station | 15229 | City of Poplar Bluff - (MO) | Electric Utility | 112 Johnson Drive | Poplar Bluff | Butler | Missouri | 63901 | natural gas | Natural Gas = 33.4 MW | Natural Gas Internal Combustion Engine | 34.1 | 33.4 | [6 empty] | 33.4 | [5 empty] | EIA-860, EIA-860M and EIA-923 | 202406 | -90.3903 | 36.7597
-8080804.2881 | 5183220.016 | 37897 | 7396 | Front Street | 3477 | City of Chicopee - (MA) | Electric Utility | 725 Front Street | Chicopee | Hampden | Massachusetts | 1020 | petroleum | Petroleum = 8.4 MW | Petroleum Liquids | 8.1 | 8.4 | [8 empty] | 8.4 |  |  |  | EIA-860, EIA-860M and EIA-923 | 202406 | -72.5911 | 42.1483
-8644882.4119 | 4857067.3624 | 37898 | 7397 | Falling Spring | 3329 | Borough of Chambersburg | Electric Utility | 160 North Second Street | Chambersburg | Franklin | Pennsylvania | 17201 | natural gas | Natural Gas = 7.1 MW | Natural Gas Internal Combustion Engine | 7.2 | 7.1 | [6 empty] | 7.1 | [5 empty] | EIA-860, EIA-860M and EIA-923 | 202406 | -77.6583 | 39.9389
-9339337.478 | 5401111.9594 | 37899 | 7398 | Water Street Station | 1366 | City of Bay City - (MI) | Electric Utility | 900 S. Water Street | Bay City | Bay | Michigan | 48708 | petroleum | Petroleum = 12.2 MW | Petroleum Liquids | 12.6 | 12.2 | [8 empty] | 12.2 |  |  |  | EIA-860, EIA-860M and EIA-923 | 202406 | -83.8967 | 43.5828
-9339689.6928 | 5402995.4493 | 37900 | 7399 | Henry Station | 1366 | City of Bay City - (MI) | Electric Utility | 619 S. Henry Street | Bay City | Bay | Michigan | 48706 | petroleum | Petroleum = 15 MW | Petroleum Liquids | 15.4 | 15 | [8 empty] | 15 |  |  |  | EIA-860, EIA-860M and EIA-923 | 202406 | -83.8999 | 43.5951
-10330760.4402 | 4782531.5571 | 37901 | 7400 | Salisbury City of | 16560 | City of Salisbury - (MO) | Electric Utility | 128 W 2nd Street | Salisbury | Chariton | Missouri | 65281 | petroleum | Petroleum = 5.2 MW | Petroleum Liquids | 6.4 | 5.2 | [8 empty] | 5.2 |  |  |  | EIA-860, EIA-860M and EIA-923 | 202406 | -92.8028 | 39.4236
-10246626.7275 | 4821683.5508 | 37902 | 7405 | Shelbina Power #1 | 17035 | City of Shelbina - (MO) | Electric Utility | 410 W. Chestnut | Shelbina | Shelby | Missouri | 63468 | petroleum | Petroleum = 4.6 MW | Petroleum Liquids | 4.6 | 4.6 | [8 empty] | 4.6 |  |  |  | EIA-860, EIA-860M and EIA-923 | 202406 | -92.047 | 39.6948
-10246596.226 | 4821687.7463 | 37903 | 7406 | Shelbina Power #2 | 17035 | City of Shelbina - (MO) | Electric Utility | 410 W. Chestnut | Shelbina | Shelby | Missouri | 63468 | petroleum | Petroleum = 6.6 MW | Petroleum Liquids | 6.6 | 6.6 | [8 empty] | 6.6 |  |  |  | EIA-860, EIA-860M and EIA-923 | 202406 | -92.0467 | 39.6948
-12437752.3098 | 4874787.3252 | 37904 | 7408 | Payson | 14600 | Payson City Corporation | Electric Utility | 1100 North 100 East | Payson | Utah | Utah | 84651 | natural gas | Natural Gas = 9.2 MW | Natural Gas Internal Combustion Engine | 9.7 | 9.2 | [6 empty] | 9.2 | [5 empty] | EIA-860, EIA-860M and EIA-923 | 202406 | -111.7302 | 40.0608
-13692003.5954 | 5459580.4896 | 37905 | 7413 | Short Mountain | 40437 | Emerald People's Utility Dist | Electric Utility | 84777 Dillard Access Road | Eugene | Lane | Oregon | 97405 | biomass | Biomass = 3.2 MW | Landfill Gas | 3.2 | 3.2 |  | 3.2 | [10 empty] | EIA-860, EIA-860M and EIA-923 | 202406 | -122.9974 | 43.9621
-14753051.8898 | 7496131.7532 | 37906 | 7414 | Thorne Bay Plant | 219 | Alaska Power and Telephone Co | Electric Utility | 401 7th Street | Craig | Prince of Wales Ketchikan | Alaska | 99919 | petroleum | Petroleum = 1 MW | Petroleum Liquids | 1 | 1 | [8 empty] | 1 |  |  |  | EIA-860, EIA-860M and EIA-923 | 202406 | -132.5289 | 55.6859
-10594342.7305 | 5415159.3817 | 37907 | 7415 | Lakefield Utilities | 10622 | City of Lakefield - (MN) | Electric Utility | 402 Mill Road East | Lakefield | Jackson | Minnesota | 56150 | petroleum | Petroleum = 2.9 MW | Petroleum Liquids | 3.4 | 2.9 | [8 empty] | 2.9 |  |  |  | EIA-860, EIA-860M and EIA-923 | 202406 | -95.1706 | 43.6742
-9973012.9926 | 4840297.8432 | 37908 | 7425 | Interstate | 17828 | City of Springfield - (IL) | Electric Utility | 3570 Ridgely Road | Springfield | Sangamon | Illinois | 62707 | natural gas | Natural Gas = 114.3 MW | Natural Gas Fired Combustion Turbine | 138.6 | 114.3 | [6 empty] | 114.3 | [5 empty] | EIA-860, EIA-860M and EIA-923 | 202406 | -89.5891 | 39.8233
-13593189.6249 | 5855359.2896 | 37909 | 7427 | Cowlitz Falls | 10944 | PUD No 1 of Lewis County | Electric Utility | 1379 Falls Road | Randle | Lewis | Washington | 98377 | hydroelectric | Hydroelectric = 70 MW | Conventional Hydroelectric | 70 | 70 |  |  |  |  | 70 | [7 empty] | EIA-860, EIA-860M and EIA-923 | 202406 | -122.1097 | 46.4661
-8523949.8151 | 4304558.916 | 37910 | 7429 | Edenton Generators | 6710 | Town of Edenton - (NC) | Electric Utility | 523 Soundside Rd | Edenton | Chowan | North Carolina | 27932 | petroleum | Petroleum = 2.4 MW | Petroleum Liquids | 2.4 | 2.4 | [8 empty] | 2.4 |  |  |  | EIA-860, EIA-860M and EIA-923 | 202406 | -76.5719 | 36.0286
-13484896.3545 | 5718766.4336 | 37911 | 7431 | Dalles Dam North Fishway Project | 13788 | Northern Wasco County PUD | Electric Utility | The Dalles Federal Dam | The Dalles | Wasco | Oregon | 97058 | hydroelectric | Hydroelectric = 5 MW | Conventional Hydroelectric | 6.5 | 5 |  |  |  |  | 5 | [7 empty] | EIA-860, EIA-860M and EIA-923 | 202406 | -121.1369 | 45.6144
-10816202.4756 | 4477619.7912 | 37912 | 7432 | Oxford (KS) | 14276 | City of Oxford - (KS) | Electric Utility | 804 N Water St | Oxford | Sumner | Kansas | 67119 | petroleum | Petroleum = 4.8 MW | Petroleum Liquids | 5.1 | 4.8 | [8 empty] | 4.8 |  |  |  | EIA-860, EIA-860M and EIA-923 | 202406 | -97.1636 | 37.2758
-13160401.7086 | 4028614.0419 | 37913 | 7436 | Vernon | 19798 | City of Vernon | Electric Utility | 4990 Seville Avenue | Vernon | Los Angeles | California | 90058 | petroleum | Petroleum = 18 MW | Petroleum Liquids | 30 | 18 | [8 empty] | 18 |  |  |  | EIA-860, EIA-860M and EIA-923 | 202406 | -118.2219 | 33.9986
-17463089.2709 | 9541305.1346 | 37914 | 7437 | Galena Electric Utility | 6915 | Galena Electric Utility | Electric Utility | 100 Antoski Drive | Galena | Yukon Koyukuk | Alaska | 99741 | petroleum | Petroleum = 3.1 MW | Petroleum Liquids | 3.1 | 3.1 | [8 empty] | 3.1 |  |  |  | EIA-860, EIA-860M and EIA-923 | 202406 | -156.8736 | 64.7442
-8623132.5871 | 4686259.2338 | 37915 | 7438 | Church Street Plant | 11560 | City of Manassas - (VA) | Electric Utility | 8885 Church Street | Manassas | Prince William | Virginia | 20110 | petroleum | Petroleum = 4 MW | Petroleum Liquids | 4.3 | 4 | [8 empty] | 4 |  |  |  | EIA-860, EIA-860M and EIA-923 | 202406 | -77.4629 | 38.7523
-8628157.8829 | 4684574.005 | 37916 | 7439 | Godwin Drive Plant | 11560 | City of Manassas - (VA) | Electric Utility | 9898 Godwin Drive | Manassas | Prince William | Virginia | 20110 | petroleum | Petroleum = 6 MW | Petroleum Liquids | 6.3 | 6 | [8 empty] | 6 |  |  |  | EIA-860, EIA-860M and EIA-923 | 202406 | -77.5081 | 38.7405
-8628157.8829 | 4684574.005 | 37917 | 7440 | VMEA 1 Credit Gen | 11560 | City of Manassas - (VA) | Electric Utility | 9898 Godwin Drive | Manassas | Prince William | Virginia | 20110 | petroleum | Petroleum = 12.3 MW | Petroleum Liquids | 13.2 | 12.3 | [8 empty] | 12.3 |  |  |  | EIA-860, EIA-860M and EIA-923 | 202406 | -77.5081 | 38.7405
-8628157.8829 | 4684574.005 | 37918 | 7441 | VMEA Peaking Gen | 11560 | City of Manassas - (VA) | Electric Utility | 9898 Godwin Drive | Manassas | Prince William | Virginia | 20110 | petroleum | Petroleum = 6 MW | Petroleum Liquids | 6.4 | 6 | [8 empty] | 6 |  |  |  | EIA-860, EIA-860M and EIA-923 | 202406 | -77.5081 | 38.7405
-10992243.1184 | 4528075.4421 | 37919 | 7447 | Pratt 2 | 15321 | City of Pratt- (KS) | Electric Utility | 328 West 10th Street | Pratt | Pratt | Kansas | 67124 | natural gas | Natural Gas = 15.2 MW | Natural Gas Internal Combustion Engine | 16 | 15.2 | [6 empty] | 15.2 | [5 empty] | EIA-860, EIA-860M and EIA-923 | 202406 | -98.745 | 37.6356
-13512732.795 | 4591884.2493 | 37920 | 7449 | Combustion Turbine Project No 2 | 40613 | Northern California Power Agny | Electric Utility | 12751 N. Thornton Road | Lodi | San Joaquin | California | 95242 | natural gas | Natural Gas = 49.3 MW | Natural Gas Fired Combustion Turbine | 50 | 49.3 | [6 empty] | 49.3 | [5 empty] | EIA-860, EIA-860M and EIA-923 | 202406 | -121.3869 | 38.0881
-13613138.0777 | 4549604.9762 | 37921 | 7450 | Alameda | 40613 | Northern California Power Agny | Electric Utility | 2900 Main Street | Alameda | Alameda | California | 94501 | natural gas | Natural Gas = 49.8 MW | Natural Gas Fired Combustion Turbine | 54.8 | 49.8 | [6 empty] | 49.8 | [5 empty] | EIA-860, EIA-860M and EIA-923 | 202406 | -122.2889 | 37.7886
-13503114.4571 | 4600152.1212 | 37922 | 7451 | Lodi | 40613 | Northern California Power Agny | Electric Utility | 2131 West Turner Road | Lodi | San Joaquin | California | 95240 | natural gas | Natural Gas = 25.2 MW | Natural Gas Fired Combustion Turbine | 27.4 | 25.2 | [6 empty] | 25.2 | [5 empty] | EIA-860, EIA-860M and EIA-923 | 202406 | -121.3005 | 38.1466
-13505704.4163 | 4694588.8456 | 37923 | 7452 | Roseville Power Plant #2 | 16295 | City of Roseville - (CA) | Electric Utility | 2155 Nichols Blvd. | Rocklin | Placer | California | 95765 | natural gas | Natural Gas = 42.4 MW | Natural Gas Fired Combustion Turbine | 66 | 42.4 | [6 empty] | 42.4 | [5 empty] | EIA-860, EIA-860M and EIA-923 | 202406 | -121.3238 | 38.8107
-13009609.6622 | 6074353.8893 | 37924 | 7456 | Rathdrum | 20169 | Avista Corp | Electric Utility | 5999 W Boekel Road | Rathdrum | Kootenai | Idaho | 83858 | natural gas | Natural Gas = 132 MW | Natural Gas Fired Combustion Turbine | 166.4 | 132 | [6 empty] | 132 | [5 empty] | EIA-860, EIA-860M and EIA-923 | 202406 | -116.8673 | 47.8043
-11891364.4116 | 4773810.4614 | 37925 | 7458 | Basalt | 918 | City of Aspen- (CO) | Electric Utility | 14151 Frying Pan Road | Aspen | Eagle | Colorado | 81611 | hydroelectric | Hydroelectric = 4.5 MW | Conventional Hydroelectric | 5 | 4.5 |  |  |  |  | 4.5 | [7 empty] | EIA-860, EIA-860M and EIA-923 | 202406 | -106.8219 | 39.3631
-14982060.5726 | 7862835.7222 | 37926 | 7462 | Angoon | 18963 | Inside Passage Elec Coop, Inc | Electric Utility | 413 Katanook Way | Angoon | Skagway Hoonah Angoon | Alaska | 99820 | petroleum | Petroleum = 1.5 MW | Petroleum Liquids | 1.5 | 1.5 | [8 empty] | 1.5 |  |  |  | EIA-860, EIA-860M and EIA-923 | 202406 | -134.5861 | 57.4992
-15076081.0146 | 7989708.8864 | 37927 | 7463 | Hoonah | 18963 | Inside Passage Elec Coop, Inc | Electric Utility | 681 White Alice Rd | Hoonah | Skagway Hoonah Angoon | Alaska | 99829 | petroleum | Petroleum = 2 MW | Petroleum Liquids | 2 | 2 | [8 empty] | 2 |  |  |  | EIA-860, EIA-860M and EIA-923 | 202406 | -135.4307 | 58.1064
-14908190.851 | 7752556.4799 | 37928 | 7464 | Kake | 18963 | Inside Passage Elec Coop, Inc | Electric Utility | Keku Road | Kake | Wrangell Petersburg | Alaska | 99830 | petroleum | Petroleum = 3.1 MW | Petroleum Liquids | 3.1 | 3.1 | [8 empty] | 3.1 |  |  |  | EIA-860, EIA-860M and EIA-923 | 202406 | -133.9226 | 56.963
-10848782.9076 | 5135511.4351 | 37929 | 7469 | Madison Utilities | 11481 | City of Madison - (NE) | Electric Utility | 110 West 1st | Madison | Madison | Nebraska | 68748 | petroleum | Petroleum = 4.6 MW | Petroleum Liquids | 5.8 | 4.6 | [8 empty] | 4.6 |  |  |  | EIA-860, EIA-860M and EIA-923 | 202406 | -97.4563 | 41.8298
-10346682.8009 | 4824894.2072 | 37930 | 7470 | Marceline | 11626 | City of Marceline - (MO) | Electric Utility | 126 E Chicago | Marceline | Linn | Missouri | 64658 | petroleum | Petroleum = 8 MW | Petroleum Liquids | 8 | 8 | [8 empty] | 8 |  |  |  | EIA-860, EIA-860M and EIA-923 | 202406 | -92.9458 | 39.7169
-9982856.5299 | 5129143.4542 | 37931 | 7474 | Upper Sterling | 16198 | City of Rock Falls - (IL) | Electric Utility | 811 East 2nd Street | Rock Falls | Whiteside | Illinois | 61071 | hydroelectric | Hydroelectric = 2 MW | Conventional Hydroelectric | 2.2 | 2 |  |  |  |  | 2 | [7 empty] | EIA-860, EIA-860M and EIA-923 | 202406 | -89.6775 | 41.7871
-9006960.1876 | 3967895.7627 | 37932 | 7479 | North Road Peak | 14164 | City of Orangeburg - (SC) | Electric Utility | 3990 North Road | Oangeburg | Orangeburg | South Carolina | 29115 | petroleum | Petroleum = 13 MW | Petroleum Liquids | 14 | 13 | [8 empty] | 13 |  |  |  | EIA-860, EIA-860M and EIA-923 | 202406 | -80.9109 | 33.5452
-8999890.1754 | 3953404.6737 | 37933 | 7480 | Rowesville Rd Plant | 14164 | City of Orangeburg - (SC) | Electric Utility | 369 Gulbrandsen Road | Orangeburg | Orangeburg | South Carolina | 29115 | natural gas | Natural Gas = 8.4 MW | Natural Gas Fired Combustion Turbine | 9.6 | 8.4 | [6 empty] | 8.4 | [5 empty] | EIA-860, EIA-860M and EIA-923 | 202406 | -80.8474 | 33.4366
-10959431.9211 | 4913714.4455 | 37934 | 7481 | City Light & Water | 20848 | City of Blue Hill - (NE) | Electric Utility | 509 South Williams | Blue Hill | Webster | Nebraska | 68930 | petroleum | Petroleum = 1.3 MW | Petroleum Liquids | 1.3 | 1.3 | [8 empty] | 1.3 |  |  |  | EIA-860, EIA-860M and EIA-923 | 202406 | -98.4503 | 40.328
-17524493.102 | 11227638.5321 | 37935 | 7482 | NSB Atqasuk Utility | 26616 | North Slope Borough Power & Light | Electric Utility | 106 Tikigluk | Atqasuk | North Slope | Alaska | 99791 | petroleum | Petroleum = 3.2 MW | Petroleum Liquids | 3.2 | 3.2 | [8 empty] | 3.2 |  |  |  | EIA-860, EIA-860M and EIA-923 | 202406 | -157.4252 | 70.4826
-15987597.6218 | 11109724.6998 | 37936 | 7483 | NSB Kaktovik Utility | 26616 | North Slope Borough Power & Light | Electric Utility | 439 Fourth Street | Kaktovik | North Slope | Alaska | 99747 | petroleum | Petroleum = 2.6 MW | Petroleum Liquids | 2.6 | 2.6 | [8 empty] | 2.6 |  |  |  | EIA-860, EIA-860M and EIA-923 | 202406 | -143.619 | 70.1256
-16808518.6425 | 11140886.8853 | 37937 | 7484 | NSB Nuiqsut Utility | 26616 | North Slope Borough Power & Light | Electric Utility | 3300 Anaktuvuk Street | Nuiqsut | North Slope | Alaska | 99789 | natural gas | Natural Gas = 2.2 MW, Petroleum = 2.2 MW | Natural Gas Internal Combustion Engine; Petroleum Liquids; | 4.4 | 4.4 | [6 empty] | 2.2 |  | 2.2 |  |  |  | EIA-860, EIA-860M and EIA-923 | 202406 | -150.9935 | 70.2206
-18561101.4248 | 10551324.0484 | 37938 | 7485 | NSB Point Hope Utility | 26616 | North Slope Borough Power & Light | Electric Utility | 1737 Qalgi Ave | Pt Hope | North Slope | Alaska | 99766 | petroleum | Petroleum = 3.1 MW | Petroleum Liquids | 3.1 | 3.1 | [8 empty] | 3.1 |  |  |  | EIA-860, EIA-860M and EIA-923 | 202406 | -166.7372 | 68.3484
-18145726.3259 | 10984882.4828 | 37939 | 7486 | NSB Point Lay Utility | 26616 | North Slope Borough Power & Light | Electric Utility | 109 Tuttunniaqvik Street | PT Lay | North Slope | Alaska | 99759 | petroleum | Petroleum = 2.4 MW | Petroleum Liquids | 2.4 | 2.4 | [8 empty] | 2.4 |  |  |  | EIA-860, EIA-860M and EIA-923 | 202406 | -163.0058 | 69.7408
-16891732.7449 | 10488113.7234 | 37940 | 7487 | NSB Anaktuvuk Pass | 26616 | North Slope Borough Power & Light | Electric Utility | 1024 Summer | Anaktuvuk Pass | North Slope | Alaska | 99721 | petroleum | Petroleum = 2.7 MW | Petroleum Liquids | 2.7 | 2.7 | [8 empty] | 2.7 |  |  |  | EIA-860, EIA-860M and EIA-923 | 202406 | -151.741 | 68.138
-17813396.235 | 11281254.5836 | 37941 | 7488 | NSB Wainwright Utility | 26616 | North Slope Borough Power & Light | Electric Utility | 117 Summer Rd | Wainwright | North Slope | Alaska | 99782 | petroleum | Petroleum = 3 MW | Petroleum Liquids | 3 | 3 | [8 empty] | 3 |  |  |  | EIA-860, EIA-860M and EIA-923 | 202406 | -160.0205 | 70.6429
-13712953.367 | 4749961.4339 | 37942 | 7489 | Lake Mendocino | 19397 | City of Ukiah - (CA) | Electric Utility | 1229 Lake Mendocino Drive | Ukiah | Mendocino | California | 95482 | hydroelectric | Hydroelectric = 3.5 MW | Conventional Hydroelectric | 3.5 | 3.5 |  |  |  |  | 3.5 | [7 empty] | EIA-860, EIA-860M and EIA-923 | 202406 | -123.1856 | 39.1972
-18068299.9465 | 7373846.7404 | 37943 | 7493 | King Cove | 9897 | City of King Cove | Electric Utility | 10000 Windy Walkway | King Cove | Aleutians East | Alaska | 99612 | hydroelectric | Hydroelectric = 1.1 MW, Other = 0.9 MW,Petroleum = 0.7 MW | Conventional Hydroelectric; All Other; Petroleum Liquids | 3 | 2.7 |  |  |  |  | 1.1 |  |  |  | 0.7 |  |  | 0.9 | EIA-860, EIA-860M and EIA-923 | 202406 | -162.3103 | 55.0617
-9196536.0559 | 5353456.5264 | 37944 | 7497 | Croswell | 4562 | City of Croswell - (MI) | Electric Utility | 100 North Howard Ave | Croswell | Sanilac | Michigan | 48422 | petroleum | Petroleum = 5.1 MW | Petroleum Liquids | 5.1 | 5.1 | [8 empty] | 5.1 |  |  |  | EIA-860, EIA-860M and EIA-923 | 202406 | -82.6139 | 43.2719
-8003871.388 | 5232988.4899 | 37945 | 7501 | Princeton Wind Farm | 15371 | Town of Princeton - (MA) | Electric Utility | Westminster Road | Princeton | Worcester | Massachusetts | 1541 | wind | Wind = 3 MW | Onshore Wind Turbine | 3 | 3 | [10 empty] | 3 |  | EIA-860, EIA-860M and EIA-923 | 202406 | -71.9 | 42.4789
-18538945.9518 | 7149815.5667 | 37946 | 7502 | Dutch Harbor | 19454 | City of Unalaska - (AK) | Electric Utility | 1732 East Point Road | Dutch Harbor | Aleutians West | Alaska | 99692 | petroleum | Petroleum = 18.4 MW | Petroleum Liquids | 21.9 | 18.4 | [8 empty] | 18.4 |  |  |  | EIA-860, EIA-860M and EIA-923 | 202406 | -166.5382 | 53.8925
-18536096.8408 | 7144440.1593 | 37947 | 7503 | Unalaska Power Module | 19454 | City of Unalaska - (AK) | Electric Utility | 1035 East Broadway | Unalaska | Aleutians West | Alaska | 99685 | petroleum | Petroleum = 0.8 MW | Petroleum Liquids | 1.1 | 0.8 | [8 empty] | 0.8 |  |  |  | EIA-860, EIA-860M and EIA-923 | 202406 | -166.5126 | 53.864
-11731215.2941 | 5509746.3425 | 37948 | 7504 | Neil Simpson II | 19545 | Black Hills Power, Inc. | Electric Utility | 13151 Highway 51 | Gillette | Campbell | Wyoming | 82718 | coal | Coal = 80 MW, Natural Gas = 34 MW | Conventional Steam Coal; Natural Gas Fired Combustion Turbine; | 130 | 114 |  |  | 80 |  |  |  | 34 | [5 empty] | EIA-860, EIA-860M and EIA-923 | 202406 | -105.3833 | 44.2856
-13480326.4667 | 4797876.3852 | 37949 | 7507 | Deadwood Creek | 61958 | Hydro Sierra Energy, LLC | IPP Non-CHP | US Forest Service Land | Dobbins | Yuba | California | 95930 | hydroelectric | Hydroelectric = 1.9 MW | Conventional Hydroelectric | 2 | 1.9 |  |  |  |  | 1.9 | [7 empty] | EIA-860, EIA-860M and EIA-923 | 202406 | -121.0958 | 39.53
-13568355.471 | 5634299.8043 | 37950 | 7508 | Stone Creek | 6013 | Eugene Water & Electric Board | Electric Utility | Forrest Service Rd 57 | Estacada | Clackamas | Oregon | 97023 | hydroelectric | Hydroelectric = 7 MW | Conventional Hydroelectric | 12 | 7 |  |  |  |  | 7 | [7 empty] | EIA-860, EIA-860M and EIA-923 | 202406 | -121.8866 | 45.0811
-13280312.6151 | 5770744.8286 | 37951 | 7511 | McNary Dam Fish Attraction Project | 13788 | Northern Wasco County PUD | Electric Utility | McNary Federal Dam | Plymouth | Benton | Washington | 99346 | hydroelectric | Hydroelectric = 9 MW | Conventional Hydroelectric | 10 | 9 |  |  |  |  | 9 | [7 empty] | EIA-860, EIA-860M and EIA-923 | 202406 | -119.2991 | 45.94
-10952061.7916 | 3408403.0879 | 37952 | 7512 | Arthur Von Rosenberg | 16604 | City of San Antonio - (TX) | Electric Utility | 15290 Streich Rd. | Elmendorf | Bexar | Texas | 78112 | natural gas | Natural Gas = 518 MW | Natural Gas Fired Combined Cycle | 575 | 518 | [6 empty] | 518 | [5 empty] | EIA-860, EIA-860M and EIA-923 | 202406 | -98.384 | 29.257
-10866015.7214 | 4634570.6019 | 37953 | 7515 | McPherson 3 | 12208 | City of McPherson - (KS) | Electric Utility | 1486 17th Avenue | McPherson | McPherson | Kansas | 67460 | natural gas | Natural Gas = 80.2 MW | Natural Gas Fired Combustion Turbine | 115.6 | 80.2 | [6 empty] | 80.2 | [5 empty] | EIA-860, EIA-860M and EIA-923 | 202406 | -97.6111 | 38.3893
-13555266.5253 | 4595884.4263 | 37954 | 7526 | Solano Wind | 16534 | Sacramento Municipal Util Dist | Electric Utility | Highway 12 | Rio Vista | Solano | California | 94512 | wind | Wind = 300.5 MW | Onshore Wind Turbine | 300.5 | 300.5 | [10 empty] | 300.5 |  | EIA-860, EIA-860M and EIA-923 | 202406 | -121.769 | 38.1164
-13521131.0714 | 4642578.3222 | 37955 | 7527 | Carson Ice-Gen Project | 16534 | Sacramento Municipal Util Dist | Electric Utility | Franklin Blvd | Sacramento | Sacramento | California | 95758 | natural gas | Natural Gas = 109 MW | Natural Gas Fired Combined Cycle; Natural Gas Fired Combustion Turbine; | 125.5 | 109 | [6 empty] | 109 | [5 empty] | EIA-860, EIA-860M and EIA-923 | 202406 | -121.4624 | 38.4457
-8693835.3806 | 4215067.3618 | 37956 | 7538 | Wayne County | 3046 | Duke Energy Progress - (NC) | Electric Utility | 1199 Black Church Road | Goldsboro | Wayne | North Carolina | 27530 | natural gas | Natural Gas = 822 MW | Natural Gas Fired Combustion Turbine | 979.7 | 822 | [6 empty] | 822 | [5 empty] | EIA-860, EIA-860M and EIA-923 | 202406 | -78.0981 | 35.3758
-12148282.4493 | 5545129.3971 | 37957 | 7541 | Spirit Mountain | 2518 | U S Bureau of Reclamation | Electric Utility | n/a | Cody | Park | Wyoming | 82414 | hydroelectric | Hydroelectric = 4.5 MW | Conventional Hydroelectric | 4.5 | 4.5 |  |  |  |  | 4.5 | [7 empty] | EIA-860, EIA-860M and EIA-923 | 202406 | -109.1299 | 44.5127
-10789953.3397 | 4397289.4401 | 37958 | 7545 | Kaw Hydro | 14077 | Oklahoma Municipal Power Authority | Electric Utility | 9683 Fisherman's Bend Road | Ponca City | Kay | Oklahoma | 74604 | hydroelectric | Hydroelectric = 29.6 MW | Conventional Hydroelectric | 37 | 29.6 |  |  |  |  | 29.6 | [7 empty] | EIA-860, EIA-860M and EIA-923 | 202406 | -96.9278 | 36.6994
-10807537.1438 | 4400120.7656 | 37959 | 7546 | Ponca City | 14077 | Oklahoma Municipal Power Authority | Electric Utility | 1420 N. Union | Ponca City | Kay | Oklahoma | 74601 | natural gas | Natural Gas = 106.8 MW | Natural Gas Fired Combined Cycle; Natural Gas Fired Combustion Turbine; | 134.3 | 106.8 | [6 empty] | 106.8 | [5 empty] | EIA-860, EIA-860M and EIA-923 | 202406 | -97.0858 | 36.7198
-12422013.8489 | 5056282.2211 | 37960 | 7548 | Causey | 20255 | Weber Basin Water Conserv Dist | Electric Utility | 14875 East Causey | South Fork | Weber | Utah | 84317 | hydroelectric | Hydroelectric = 2.2 MW | Conventional Hydroelectric | 2.2 | 2.2 |  |  |  |  | 2.2 | [7 empty] | EIA-860, EIA-860M and EIA-923 | 202406 | -111.5888 | 41.2972
-13514200.4312 | 4654704.1666 | 37961 | 7551 | SCA Cogen 2 | 16534 | Sacramento Municipal Util Dist | Electric Utility | Fruitrige Rd | Sacramento | Sacramento | California | 95824 | natural gas | Natural Gas = 176.6 MW | Natural Gas Fired Combined Cycle; Natural Gas Fired Combustion Turbine; | 193.4 | 176.6 | [6 empty] | 176.6 | [5 empty] | EIA-860, EIA-860M and EIA-923 | 202406 | -121.4001 | 38.5309
-13522368.1649 | 4651866.6146 | 37962 | 7552 | SPA Cogen 3 | 16534 | Sacramento Municipal Util Dist | Electric Utility | Freeport Blvd | Sacramento | Sacramento | California | 95824 | natural gas | Natural Gas = 178 MW | Natural Gas Fired Combined Cycle | 173.9 | 178 | [6 empty] | 178 | [5 empty] | EIA-860, EIA-860M and EIA-923 | 202406 | -121.4735 | 38.511
-10672014.0128 | 4963215.5416 | 37963 | 7555 | Nebraska City # 2 | 13334 | City of Nebraska City | Electric Utility | Industrial Rd & Bagel Dr | Nebraska | Otoe | Nebraska | 68410 | natural gas | Natural Gas = 8 MW, Petroleum = 4.2 MW | Natural Gas Internal Combustion Engine; Petroleum Liquids; | 13.5 | 12.2 | [6 empty] | 8 |  | 4.2 |  |  |  | EIA-860, EIA-860M and EIA-923 | 202406 | -95.8683 | 40.6661
-9903037.5607 | 4932064.1743 | 37964 | 7556 | State Farm | 56076 | State Farm Insurance | Commercial Non-CHP | 2102 E. Hamilton Rd. | Bloomington | McLean | Illinois | 61791 | petroleum | Petroleum = 5.1 MW | Petroleum Liquids | 5.1 | 5.1 | [8 empty] | 5.1 |  |  |  | EIA-860, EIA-860M and EIA-923 | 202406 | -88.9605 | 40.4535
-8383281.6085 | 5513276.9375 | 37965 | 7583 | Talcville | 5914 | Erie Boulevard Hydropower LP | IPP Non-CHP | 227 Talcville Road | Edwards | St Lawrence | New York | 13635 | hydroelectric | Hydroelectric = 0.8 MW | Conventional Hydroelectric | 1.1 | 0.8 |  |  |  |  | 0.8 | [7 empty] | EIA-860, EIA-860M and EIA-923 | 202406 | -75.3083 | 44.3083
-10504949.9511 | 5115352.1022 | 37966 | 7584 | Panora | 14433 | City of Panora - (IA) | Electric Utility | 102 NW 2nd Street | Panora | GUTHRIE | Iowa | 50216 | petroleum | Petroleum = 4.5 MW | Petroleum Liquids | 4.5 | 4.5 | [8 empty] | 4.5 |  |  |  | EIA-860, EIA-860M and EIA-923 | 202406 | -94.3676 | 41.6947
-13560316.9793 | 6091629.3651 | 37967 | 7588 | H M Jackson | 17470 | PUD No 1 of Snohomish County | Electric Utility | 31411 116th SE Extended | Sultan | Snohomish | Washington | 98294 | hydroelectric | Hydroelectric = 96 MW | Conventional Hydroelectric | 111.8 | 96 |  |  |  |  | 96 | [7 empty] | EIA-860, EIA-860M and EIA-923 | 202406 | -121.8144 | 47.9084
-11881366.3629 | 4382495.862 | 37968 | 7593 | El Vado Dam | 11204 | Los Alamos County | Electric Utility | 112, 13 mi W of 84/64 | Tierra Amarilla | Rio Arriba | New Mexico | 87575 | hydroelectric | Hydroelectric = 8 MW | Conventional Hydroelectric | 8 | 8 |  |  |  |  | 8 | [7 empty] | EIA-860, EIA-860M and EIA-923 | 202406 | -106.7321 | 36.5928
-9098976.8787 | 4738760.3609 | 37969 | 7594 | Belleville Dam | 40577 | American Mun Power-Ohio, Inc | Electric Utility | 79 Belleville Dr. | Belleville | Wood | West Virginia | 26133 | hydroelectric | Hydroelectric = 42 MW | Conventional Hydroelectric | 42 | 42 |  |  |  |  | 42 | [7 empty] | EIA-860, EIA-860M and EIA-923 | 202406 | -81.7375 | 39.1192
-9260479.196 | 4930250.3028 | 37970 | 7603 | Prospect Municipal | 40577 | American Mun Power-Ohio, Inc | Electric Utility | 139 N. Main St. | Prospect | Marion | Ohio | 43342 | petroleum | Petroleum = 1.8 MW | Petroleum Liquids | 1.8 | 1.8 | [8 empty] | 1.8 |  |  |  | EIA-860, EIA-860M and EIA-923 | 202406 | -83.1883 | 40.4411
-10038557.9088 | 4381445.6546 | 37971 | 7604 | St Francis Energy Facility | 924 | Associated Electric Coop, Inc | Electric Utility | 40753 County Road 101 | Campbell | Dunklin | Missouri | 63933 | natural gas | Natural Gas = 434 MW | Natural Gas Fired Combined Cycle | 506.6 | 434 | [6 empty] | 434 | [5 empty] | EIA-860, EIA-860M and EIA-923 | 202406 | -90.1779 | 36.5852
-13661751.2993 | 5724390.0075 | 37972 | 7605 | River Road Gen Plant | 3660 | PUD No 1 of Clark County - (WA) | Electric Utility | 5201 N W Lower River Road | Vancouver | Clark | Washington | 98660 | natural gas | Natural Gas = 230 MW | Natural Gas Fired Combined Cycle | 248 | 230 | [6 empty] | 230 | [5 empty] | EIA-860, EIA-860M and EIA-923 | 202406 | -122.7256 | 45.6497
-13592604.5297 | 4652159.1123 | 37973 | 7646 | Monticello Dam | 22776 | Solano Irrigation District | Electric Utility | Highway 128 | Winters | Solano | California | 95694 | hydroelectric | Hydroelectric = 11.5 MW | Conventional Hydroelectric | 11.5 | 11.5 |  |  |  |  | 11.5 | [7 empty] | EIA-860, EIA-860M and EIA-923 | 202406 | -122.1044 | 38.5131
-9395337.861 | 5047392.7049 | 37974 | 7657 | Auglaize Hydro | 2439 | City of Bryan - (OH) | Electric Utility | 841 East Edgerton Street | Bryan | Defiance | Ohio | 43512 | hydroelectric | Hydroelectric = 4.5 MW | Conventional Hydroelectric | 3.6 | 4.5 |  |  |  |  | 4.5 | [7 empty] | EIA-860, EIA-860M and EIA-923 | 202406 | -84.3998 | 41.2372
-8323263.2598 | 4888219.438 | 37975 | 7690 | Pennsbury | 54842 | WM Renewable Energy LLC | IPP Non-CHP | 1414 Bordentown Rd | Morrisville | Bucks | Pennsylvania | 19067 | biomass | Biomass = 4 MW | Landfill Gas | 6 | 4 |  | 4 | [10 empty] | EIA-860, EIA-860M and EIA-923 | 202406 | -74.7691 | 40.1531
-9796412.4128 | 3667112.1922 | 37976 | 7697 | Washington County Cogeneration Facility | 195 | Alabama Power Co | Electric Utility | Highway 43 | McIntosh | Washington | Alabama | 36553 | natural gas | Natural Gas = 100 MW | Natural Gas Fired Combined Cycle | 122.5 | 100 | [6 empty] | 100 | [5 empty] | EIA-860, EIA-860M and EIA-923 | 202406 | -88.0027 | 31.2642
-9631965.6951 | 3804101.854 | 37977 | 7698 | General Electric Plastic | 195 | Alabama Power Co | Electric Utility | Hwy. 43 & County Road 18 | Burkeville | Lowndes | Alabama | 36752 | natural gas | Natural Gas = 84.5 MW | Natural Gas Fired Combined Cycle | 97 | 84.5 | [6 empty] | 84.5 | [5 empty] | EIA-860, EIA-860M and EIA-923 | 202406 | -86.5254 | 32.3102
-9111438.6504 | 3217034.1927 | 37978 | 7699 | Tiger Bay | 6455 | Duke Energy Florida, LLC | Electric Utility | 3219 County Road 630 West | Ft. Meade | Polk | Florida | 33841 | natural gas | Natural Gas = 199 MW | Natural Gas Fired Combined Cycle | 278.1 | 199 | [6 empty] | 199 | [5 empty] | EIA-860, EIA-860M and EIA-923 | 202406 | -81.8494 | 27.7464
-9283791.835 | 4034478.8645 | 37979 | 7709 | Dahlberg | 17650 | Southern Power Co | IPP Non-CHP | 585 Jarrett Road | Nicholson | Jackson | Georgia | 30565 | natural gas | Natural Gas = 745.6 MW | Natural Gas Fired Combustion Turbine | 919 | 745.6 | [6 empty] | 745.6 | [5 empty] | EIA-860, EIA-860M and EIA-923 | 202406 | -83.3977 | 34.0423
-9473010.3678 | 3843360.9341 | 37980 | 7710 | H Allen Franklin Combined Cycle | 17650 | Southern Power Co | IPP Non-CHP | 6109 Lee Road 249 | Smiths | Lee | Alabama | 36877 | natural gas | Natural Gas = 1901.8 MW | Natural Gas Fired Combined Cycle | 1995.7 | 1901.8 | [6 empty] | 1901.8 | [5 empty] | EIA-860, EIA-860M and EIA-923 | 202406 | -85.0975 | 32.6078
-9699867.3562 | 3579885.5113 | 37981 | 7715 | Pea Ridge | 6452 | Florida Power & Light Co | Electric Utility | 4575 Highway 90 | Pace | Santa Rosa | Florida | 32571 | natural gas | Natural Gas = 12 MW | Natural Gas Fired Combustion Turbine | 14.1 | 12 | [6 empty] | 12 | [5 empty] | EIA-860, EIA-860M and EIA-923 | 202406 | -87.1354 | 30.5921
-9863651.6117 | 3835828.1983 | 37982 | 7719 | Meridian | 18642 | Tennessee Valley Authority | Electric Utility | 255 Rosenbaum Avenue | Meridian | Lauderdale | Mississippi | 39309 | petroleum | Petroleum = 9 MW | Petroleum Liquids | 9 | 9 | [8 empty] | 9 |  |  |  | EIA-860, EIA-860M and EIA-923 | 202406 | -88.6067 | 32.5508
-9810417.184 | 3571271.2916 | 37983 | 7721 | Theodore Cogen Facility | 195 | Alabama Power Co | Electric Utility | Industrial Blvd. | Theodore | Mobile | Alabama | 36582 | natural gas | Natural Gas = 231 MW | Natural Gas Fired Combined Cycle | 317.4 | 231 | [6 empty] | 231 | [5 empty] | EIA-860, EIA-860M and EIA-923 | 202406 | -88.1285 | 30.5254
-9438723.9646 | 4246008.1697 | 37984 | 7722 | Watts Bar Nuclear Plant | 18642 | Tennessee Valley Authority | Electric Utility | Hwy 68 PO Box 2000 | Spring City | Rhea | Tennessee | 37381 | nuclear | Nuclear = 2245 MW | Nuclear | 2539.8 | 2245 | [7 empty] | 2245 |  |  |  |  | EIA-860, EIA-860M and EIA-923 | 202406 | -84.7895 | 35.6021
-16977006.4805 | 7911146.8306 | 37985 | 7723 | Nymans Plant Microgrid | 10433 | Kodiak Electric Assn Inc | Electric Utility | Seafarer Dr. Building 12 | Kodiak | Kodiak Island | Alaska | 99619 | petroleum | Petroleum = 9.8 MW | Petroleum Liquids | 10 | 9.8 | [8 empty] | 9.8 |  |  |  | EIA-860, EIA-860M and EIA-923 | 202406 | -152.507 | 57.7316
-13717166.1418 | 5573930.1435 | 37986 | 7725 | Coffin Butte | 14323 | Pacific Northwest Generating Coop | Electric Utility | 29160 Coffin Butte Road | Corvallis | Benton | Oregon | 97330 | biomass | Biomass = 5.6 MW | Landfill Gas | 5.6 | 5.6 |  | 5.6 | [10 empty] | EIA-860, EIA-860M and EIA-923 | 202406 | -123.2234 | 44.6969
-10000962.3111 | 4420752.2899 | 37987 | 7749 | Essex | 924 | Associated Electric Coop, Inc | Electric Utility | 24201 State Hwy E | Essex | Stoddard | Missouri | 63846 | natural gas | Natural Gas = 94 MW | Natural Gas Fired Combustion Turbine | 121.2 | 94 | [6 empty] | 94 | [5 empty] | EIA-860, EIA-860M and EIA-923 | 202406 | -89.8402 | 36.8682
-15051764.385 | 8297084.2298 | 37988 | 7751 | Goat Lake Hydro | 219 | Alaska Power and Telephone Co | Electric Utility | 110 Spring St | Skagway | Skagway Hoonah Angoon | Alaska | 99840 | hydroelectric | Hydroelectric = 4 MW | Conventional Hydroelectric | 4 | 4 |  |  |  |  | 4 | [7 empty] | EIA-860, EIA-860M and EIA-923 | 202406 | -135.2123 | 59.5357
-14821936.3907 | 7454894.2117 | 37989 | 7752 | Black Bear Lake | 219 | Alaska Power and Telephone Co | Electric Utility | 401 7th Street | Craig | Prince of Wales Ketchikan | Alaska | 99921 | hydroelectric | Hydroelectric = 4.5 MW | Conventional Hydroelectric | 4.5 | 4.5 |  |  |  |  | 4.5 | [7 empty] | EIA-860, EIA-860M and EIA-923 | 202406 | -133.1477 | 55.4765
-10552119.2476 | 4907838.5603 | 37990 | 7754 | Nodaway | 924 | Associated Electric Coop, Inc | Electric Utility | 31491 300th Street | Conception Junction | Nodaway | Missouri | 64434 | natural gas | Natural Gas = 171 MW | Natural Gas Fired Combustion Turbine | 315.6 | 171 | [6 empty] | 171 | [5 empty] | EIA-860, EIA-860M and EIA-923 | 202406 | -94.7913 | 40.2877
-10606194.2488 | 4331219.3865 | 37991 | 7757 | Chouteau | 924 | Associated Electric Coop, Inc | Electric Utility | 5873 Hunt St | Pryor | Mayes | Oklahoma | 74361 | natural gas | Natural Gas = 901 MW | Natural Gas Fired Combined Cycle | 1069.6 | 901 | [6 empty] | 901 | [5 empty] | EIA-860, EIA-860M and EIA-923 | 202406 | -95.2771 | 36.2221
-10293835.7651 | 5271222.6078 | 37992 | 7758 | South Plant | 20214 | Waverly Municipal Elec Utility | Electric Utility | 10th Ave SW | Waverly | Bremer | Iowa | 50677 | petroleum | Petroleum = 11.4 MW | Petroleum Liquids | 12 | 11.4 | [8 empty] | 11.4 |  |  |  | EIA-860, EIA-860M and EIA-923 | 202406 | -92.4711 | 42.7317
-9600643.7299 | 4851792.0705 | 37993 | 7759 | Georgetown | 9273 | Indianapolis Power & Light Co | Electric Utility | Georgetown Road | Indianapolis | Marion | Indiana | 46268 | natural gas | Natural Gas = 316.4 MW | Natural Gas Fired Combustion Turbine | 340 | 316.4 | [6 empty] | 316.4 | [5 empty] | EIA-860, EIA-860M and EIA-923 | 202406 | -86.2441 | 39.9026
-9757578.3858 | 4881376.0809 | 37994 | 7760 | Tilton | 65379 | Earthrise Energy, PBC | IPP Non-CHP | 80 West 1st Street | Tilton | Vermilion | Illinois | 61833 | natural gas | Natural Gas = 182 MW | Natural Gas Fired Combustion Turbine | 188 | 182 | [6 empty] | 182 | [5 empty] | EIA-860, EIA-860M and EIA-923 | 202406 | -87.6538 | 40.1061
-9518250.6088 | 4859085.6729 | 37995 | 7763 | Henry County | 15470 | Duke Energy Indiana, LLC | Electric Utility | 6045 West SR 38 | New Castle | Henry | Indiana | 47362 | natural gas | Natural Gas = 126 MW | Natural Gas Fired Combustion Turbine | 181.5 | 126 | [6 empty] | 126 | [5 empty] | EIA-860, EIA-860M and EIA-923 | 202406 | -85.5039 | 39.9528
-9316918.1778 | 4003572.67 | 37996 | 7764 | MPC Generating | 59421 | SEPG Operating Services, LLC MPC | IPP Non-CHP | 208 Cherry Hill Road | Monroe | Walton | Georgia | 30656 | natural gas | Natural Gas = 302.5 MW | Natural Gas Fired Combustion Turbine | 386.1 | 302.5 | [6 empty] | 302.5 | [5 empty] | EIA-860, EIA-860M and EIA-923 | 202406 | -83.6953 | 33.8119
-10601759.0576 | 4519443.3213 | 37997 | 7766 | Erie Energy Center | 5957 | City of Erie - (KS) | Electric Utility | 621 Power Drive | Erie | Neosho | Kansas | 66733 | petroleum | Petroleum = 20 MW | Petroleum Liquids | 20 | 20 | [8 empty] | 20 |  |  |  | EIA-860, EIA-860M and EIA-923 | 202406 | -95.2372 | 37.5742
-12648870.392 | 4444962.2452 | 37998 | 7767 | Bloomington Power Plant | 17874 | City of St George | Electric Utility | 3780 S. 155 W. | Bloomington | Washington | Utah | 84780 | petroleum | Petroleum = 9 MW | Petroleum Liquids | 10.2 | 9 | [8 empty] | 9 |  |  |  | EIA-860, EIA-860M and EIA-923 | 202406 | -113.6267 | 37.042
-9359742.7859 | 3683098.0689 | 37999 | 7768 | Sowega Power | 17690 | SOWEGA Power LLC | Electric Utility | 2237 Hatcher Hill Rd. | Baconton | Mitchell | Georgia | 31716 | natural gas | Natural Gas = 97 MW | Natural Gas Fired Combustion Turbine | 99.6 | 97 | [6 empty] | 97 | [5 empty] | EIA-860, EIA-860M and EIA-923 | 202406 | -84.08 | 31.3869
-11107176.8191 | 5285492.7888 | 38000 | 7771 | Springview | 58190 | Bluestem LLC | IPP Non-CHP | West Highway 12 | Springview | Keya Paha | Nebraska | 68778 | wind | Wind = 3 MW | Onshore Wind Turbine | 3 | 3 | [10 empty] | 3 |  | EIA-860, EIA-860M and EIA-923 | 202406 | -99.7775 | 42.8258
-9082360.5523 | 5094806.9124 | 38001 | 7774 | Cleveland Peaking | 40577 | American Mun Power-Ohio, Inc | Electric Utility | 13611 Aspinwall Ave. | Cleveland | Cuyahoga | Ohio | 44114 | petroleum | Petroleum = 10.8 MW | Petroleum Liquids | 10.8 | 10.8 | [8 empty] | 10.8 |  |  |  | EIA-860, EIA-860M and EIA-923 | 202406 | -81.5882 | 41.5567
-9403925.4918 | 4898648.9993 | 38002 | 7775 | Versailles Peaking | 40577 | American Mun Power-Ohio, Inc | Electric Utility | 649 E. Water St. | Versailles | Darke | Ohio | 45380 | petroleum | Petroleum = 5.4 MW | Petroleum Liquids | 5.4 | 5.4 | [8 empty] | 5.4 |  |  |  | EIA-860, EIA-860M and EIA-923 | 202406 | -84.4769 | 40.2247
-9363026.7109 | 5072694.2744 | 38003 | 7776 | Napoleon Peaking | 40577 | American Mun Power-Ohio, Inc | Electric Utility | 1775 Industrial Dr. | Napoleon | Henry | Ohio | 43545 | petroleum | Petroleum = 5.4 MW | Petroleum Liquids | 5.4 | 5.4 | [8 empty] | 5.4 |  |  |  | EIA-860, EIA-860M and EIA-923 | 202406 | -84.1095 | 41.4079
-9072371.5204 | 4944961.0897 | 38004 | 7777 | Dover Peaking | 40577 | American Mun Power-Ohio, Inc | Electric Utility | 2995 Progress St. | Dover | Tuscarawas | Ohio | 44622 | petroleum | Petroleum = 10.8 MW | Petroleum Liquids | 10.8 | 10.8 | [8 empty] | 10.8 |  |  |  | EIA-860, EIA-860M and EIA-923 | 202406 | -81.4985 | 40.5416
-9101325.72 | 4991713.5753 | 38005 | 7778 | Orrville Peaking | 40577 | American Mun Power-Ohio, Inc | Electric Utility | 1530 N. Main St. | Orrville | Wayne | Ohio | 44667 | petroleum | Petroleum = 5.4 MW | Petroleum Liquids | 5.4 | 5.4 | [8 empty] | 5.4 |  |  |  | EIA-860, EIA-860M and EIA-923 | 202406 | -81.7586 | 40.86
-9409502.5983 | 5080563.8546 | 38006 | 7779 | Bryan Peaking | 40577 | American Mun Power-Ohio, Inc | Electric Utility | 1521 Evansport Rd. | Bryan | Williams | Ohio | 43506 | petroleum | Petroleum = 10.8 MW | Petroleum Liquids | 10.8 | 10.8 | [8 empty] | 10.8 |  |  |  | EIA-860, EIA-860M and EIA-923 | 202406 | -84.527 | 41.4609
-9355301.1382 | 4932971.2356 | 38007 | 7780 | Jackson Cntr Peaking | 40577 | American Mun Power-Ohio, Inc | Electric Utility | N. State Rt. 65 | Jackson Center | Shelby | Ohio | 45334 | petroleum | Petroleum = 1.8 MW | Petroleum Liquids | 1.8 | 1.8 | [8 empty] | 1.8 |  |  |  | EIA-860, EIA-860M and EIA-923 | 202406 | -84.0401 | 40.4597
-9412207.6619 | 4864009.7479 | 38008 | 7781 | Arcanum Peaking | 40577 | American Mun Power-Ohio, Inc | Electric Utility | 21 Water St. | Arcanum | Darke | Ohio | 45304 | petroleum | Petroleum = 1.8 MW | Petroleum Liquids | 1.8 | 1.8 | [8 empty] | 1.8 |  |  |  | EIA-860, EIA-860M and EIA-923 | 202406 | -84.5513 | 39.9867
-9408534.1187 | 4772333.879 | 38009 | 7782 | Hamilton Peaking | 40577 | American Mun Power-Ohio, Inc | Electric Utility | 8000 N. Gilmore Rd. | Hamilton | Butler | Ohio | 45015 | natural gas | Natural Gas = 29 MW | Natural Gas Fired Combustion Turbine | 32 | 29 | [6 empty] | 29 | [5 empty] | EIA-860, EIA-860M and EIA-923 | 202406 | -84.5183 | 39.3528
-9310784.4738 | 5069800.4785 | 38010 | 7783 | Bowling Green Peaking | 40577 | American Mun Power-Ohio, Inc | Electric Utility | 811 E. Poe Rd. | Bowling Green | Wood | Ohio | 43402 | natural gas | Natural Gas = 29 MW | Natural Gas Fired Combustion Turbine | 32 | 29 | [6 empty] | 29 | [5 empty] | EIA-860, EIA-860M and EIA-923 | 202406 | -83.6402 | 41.3884
-8690556.7989 | 5236581.4583 | 38011 | 7784 | Allegany Cogen | 58651 | Allegany Generating Station, LLC | IPP Non-CHP | Rt. 19A | Fillmore | Allegany | New York | 14735 | natural gas | Natural Gas = 60 MW | Natural Gas Fired Combined Cycle | 67 | 60 | [6 empty] | 60 | [5 empty] | EIA-860, EIA-860M and EIA-923 | 202406 | -78.0686 | 42.5027
-11846958.9554 | 4333679.7178 | 38012 | 7789 | Abiquiu Dam | 11204 | Los Alamos County | Electric Utility | state road 96, 1 mi W of 84/64 | Abiquiu | Rio Arriba | New Mexico | 87510 | hydroelectric | Hydroelectric = 16.8 MW | Conventional Hydroelectric | 15.6 | 16.8 |  |  |  |  | 16.8 | [7 empty] | EIA-860, EIA-860M and EIA-923 | 202406 | -106.423 | 36.2399
-12165483.7596 | 4878505.6469 | 38013 | 7790 | Bonanza | 40230 | Deseret Generation & Tran Coop | Electric Utility | 12500 East 25500 South | Vernal | Uintah | Utah | 84078 | coal | Coal = 458 MW, Solar = 12.5 MW | Conventional Steam Coal; Solar Photovoltaic; | 512 | 470.5 |  |  | 458 | [6 empty] | 12.5 |  |  | EIA-860, EIA-860M and EIA-923 | 202406 | -109.2844 | 40.0864
-9415335.7396 | 5099090.1666 | 38014 | 7791 | Montpelier | 40577 | American Mun Power-Ohio, Inc | Electric Utility | 1490 Travis Rd. | Montpelier | Williams | Ohio | 43543 | petroleum | Petroleum = 10.8 MW | Petroleum Liquids | 10.8 | 10.8 | [8 empty] | 10.8 |  |  |  | EIA-860, EIA-860M and EIA-923 | 202406 | -84.5794 | 41.5855
-9765625.0039 | 5478673.2894 | 38015 | 7795 | Custer Energy Center | 11571 | Manitowoc Public Utilities | Electric Utility | 5740 West Custer Street | Manitowoc | Manitowoc | Wisconsin | 54221 | natural gas | Natural Gas = 22 MW | Natural Gas Fired Combustion Turbine | 24.5 | 22 | [6 empty] | 22 | [5 empty] | EIA-860, EIA-860M and EIA-923 | 202406 | -87.7261 | 44.0854
-8626971.1058 | 4685110.6446 | 38016 | 7797 | Dominion/Lo Mar | 11560 | City of Manassas - (VA) | Electric Utility | 10304 Central Park Drive | Manassas | Prince William | Virginia | 20110 | petroleum | Petroleum = 15.8 MW | Petroleum Liquids | 19.2 | 15.8 | [8 empty] | 15.8 |  |  |  | EIA-860, EIA-860M and EIA-923 | 202406 | -77.4974 | 38.7443
-8628342.7846 | 4682396.0523 | 38017 | 7798 | Gateway Gen | 11560 | City of Manassas - (VA) | Electric Utility | 10509 Wakeman Drive | Manassas | Prince William | Virginia | 20110 | petroleum | Petroleum = 3.4 MW | Petroleum Liquids | 3.6 | 3.4 | [8 empty] | 3.4 |  |  |  | EIA-860, EIA-860M and EIA-923 | 202406 | -77.5097 | 38.7253
-9761517.0921 | 5635212.5031 | 38018 | 7799 | West Marinette 34 | 11479 | Madison Gas & Electric Co | Electric Utility | W1830 West Cleveland Avenue | Peshtigo | Marinette | Wisconsin | 54143 | natural gas | Natural Gas = 68.5 MW | Natural Gas Fired Combustion Turbine | 83 | 68.5 | [6 empty] | 68.5 | [5 empty] | EIA-860, EIA-860M and EIA-923 | 202406 | -87.6892 | 45.0869
-8876682.9876 | 4142050.4807 | 38019 | 7805 | Sherwood H Smith Jr Energy Complex | 3046 | Duke Energy Progress - (NC) | Electric Utility | 198 Energy Way | Hamlet | Richmond | North Carolina | 28345 | natural gas | Natural Gas = 1883 MW | Natural Gas Fired Combined Cycle; Natural Gas Fired Combustion Turbine; | 2244.8 | 1883 | [6 empty] | 1883 | [5 empty] | EIA-860, EIA-860M and EIA-923 | 202406 | -79.7406 | 34.8392
-9289606.2747 | 5425319.6188 | 38020 | 7806 | Pine Street | 16873 | Village of Sebewaing - (MI) | Electric Utility | 350 West Pine | Sebewaing | Huron | Michigan | 48759 | natural gas | Natural Gas = 7.7 MW | Natural Gas Internal Combustion Engine | 7.7 | 7.7 | [6 empty] | 7.7 | [5 empty] | EIA-860, EIA-860M and EIA-923 | 202406 | -83.45 | 43.7402
-9412708.5996 | 4780975.31 | 38021 | 7807 | Hamilton Hydro | 7977 | City of Hamilton - (OH) | Electric Utility | 960 N. 3RD STREET | HAMILTON | Butler | Ohio | 45011 | hydroelectric | Hydroelectric = 2 MW | Conventional Hydroelectric | 2.2 | 2 |  |  |  |  | 2 | [7 empty] | EIA-860, EIA-860M and EIA-923 | 202406 | -84.5558 | 39.4128
-10004249.2417 | 5266707.4996 | 38022 | 7810 | Argyle | 792 | City of Argyle - (WI) | Electric Utility | 100 E Milwaukee Street | Argyle | Lafayette | Wisconsin | 53504 | petroleum | Petroleum = 2 MW | Petroleum Liquids | 2.2 | 2 | [8 empty] | 2 |  |  |  | EIA-860, EIA-860M and EIA-923 | 202406 | -89.8697 | 42.7019
-9492981.0844 | 4021902.3483 | 38023 | 7813 | Sewell Creek Energy | 13994 | Oglethorpe Power Corporation | Electric Utility | 1031 Sewel Creek Rd | Cedartown | Polk | Georgia | 30125 | natural gas | Natural Gas = 452.3 MW | Natural Gas Fired Combustion Turbine | 570 | 452.3 | [6 empty] | 452.3 | [5 empty] | EIA-860, EIA-860M and EIA-923 | 202406 | -85.2769 | 33.9486
-9071636.8118 | 4103800.4443 | 38024 | 7814 | Webb Forging | 59159 | Central Electric Power | Electric Utility | 160 Webb Forging Road | Carlisle | Union | South Carolina | 29031 | petroleum | Petroleum = 4.8 MW | Petroleum Liquids | 5.8 | 4.8 | [8 empty] | 4.8 |  |  |  | EIA-860, EIA-860M and EIA-923 | 202406 | -81.4919 | 34.5567
-10067291.6958 | 4803618.1271 | 38025 | 7818 | Alsey | 40307 | Prairie Power, Inc | Electric Utility | Highway 106 South | Alsey | Scott | Illinois | 62694 | natural gas | Natural Gas = 164.3 MW | Natural Gas Fired Combustion Turbine | 173 | 164.3 | [6 empty] | 164.3 | [5 empty] | EIA-860, EIA-860M and EIA-923 | 202406 | -90.436 | 39.5698
-9800657.025 | 5746456.8779 | 38026 | 7820 | Big Quinnesec 92 | 20847 | Wisconsin Electric Power Co | Electric Utility | N2022 Hydraulic Falls Road | Iron Mountain | Dickinson | Michigan | 49801 | hydroelectric | Hydroelectric = 16 MW | Conventional Hydroelectric | 16 | 16 |  |  |  |  | 16 | [7 empty] | EIA-860, EIA-860M and EIA-923 | 202406 | -88.0408 | 45.7881
-9800734.9487 | 5746488.806 | 38027 | 7821 | Big Quinnesec 61 | 20847 | Wisconsin Electric Power Co | Electric Utility | N2022 Hydraulic Falls Road | Iron Mountain | Dickinson | Michigan | 49801 | hydroelectric | Hydroelectric = 4.4 MW | Conventional Hydroelectric | 4.4 | 4.4 |  |  |  |  | 4.4 | [7 empty] | EIA-860, EIA-860M and EIA-923 | 202406 | -88.0415 | 45.7883
-9831634.345 | 5508033.1736 | 38028 | 7822 | Kaukauna City Hydro | 10056 | City of Kaukauna | Electric Utility | 601 Thimany Road | Kaukauna | Outagamie | Wisconsin | 54130 | hydroelectric | Hydroelectric = 4.8 MW | Conventional Hydroelectric | 4.8 | 4.8 |  |  |  |  | 4.8 | [7 empty] | EIA-860, EIA-860M and EIA-923 | 202406 | -88.3191 | 44.2746
-12861453.2161 | 3889372.2879 | 38029 | 7824 | Rockwood | 9216 | Imperial Irrigation District | Electric Utility | 4195 Dogwood Rd. | Brawley | Imperial | California | 92227 | natural gas | Natural Gas = 21.2 MW, Petroleum = 21.1 MW | Natural Gas Fired Combustion Turbine; Petroleum Liquids; | 49.8 | 42.3 | [6 empty] | 21.2 |  | 21.1 |  |  |  | EIA-860, EIA-860M and EIA-923 | 202406 | -115.5364 | 32.9553
-10440922.2083 | 3976473.8029 | 38030 | 7825 | Fulton (AR) | 807 | Arkansas Electric Coop Corp | Electric Utility | 100 AECC Road | Fulton | Hempstead | Arkansas | 71838 | natural gas | Natural Gas = 153 MW | Natural Gas Fired Combustion Turbine | 154.8 | 153 | [6 empty] | 153 | [5 empty] | EIA-860, EIA-860M and EIA-923 | 202406 | -93.7924 | 33.6094
-8972562.465 | 4263725.09 | 38031 | 7826 | Rowan | 17650 | Southern Power Co | IPP Non-CHP | 5755 N.C. Hwy 801 | Salisbury | Rowan | North Carolina | 28147 | natural gas | Natural Gas = 974.4 MW | Natural Gas Fired Combined Cycle; Natural Gas Fired Combustion Turbine; | 1192 | 974.4 | [6 empty] | 974.4 | [5 empty] | EIA-860, EIA-860M and EIA-923 | 202406 | -80.6019 | 35.7314
-9201947.4077 | 4997146.3106 | 38032 | 7827 | Shelby North | 40577 | American Mun Power-Ohio, Inc | Electric Utility | 73 W. State St. | Shelby | Richland | Ohio | 44875 | petroleum | Petroleum = 1.8 MW | Petroleum Liquids | 1.8 | 1.8 | [8 empty] | 1.8 |  |  |  | EIA-860, EIA-860M and EIA-923 | 202406 | -82.6625 | 40.8969
-9200926.9419 | 4998912.0864 | 38033 | 7828 | Shelby South | 17043 | City of Shelby - (OH) | Electric Utility | 3626 London West Rd. | Shelby | Richland | Ohio | 44875 | petroleum | Petroleum = 1.8 MW | Petroleum Liquids | 1.8 | 1.8 | [8 empty] | 1.8 |  |  |  | EIA-860, EIA-860M and EIA-923 | 202406 | -82.6533 | 40.9089
-9333738.5528 | 3893206.9654 | 38034 | 7829 | Smarr Energy Center | 13994 | Oglethorpe Power Corporation | Electric Utility | 1077 Rumble Rd | Forsyth | Monroe | Georgia | 31029 | natural gas | Natural Gas = 191.6 MW | Natural Gas Fired Combustion Turbine | 242 | 191.6 | [6 empty] | 191.6 | [5 empty] | EIA-860, EIA-860M and EIA-923 | 202406 | -83.8464 | 32.9842
-9520532.6584 | 5737043.0733 | 38035 | 7831 | Beaver Island | 38084 | Great Lakes Energy Coop | Electric Utility | 36800 East Side Drive | Beaver Island | Charlevoix | Michigan | 49782 | petroleum | Petroleum = 2.8 MW | Petroleum Liquids | 3.3 | 2.8 | [8 empty] | 2.8 |  |  |  | EIA-860, EIA-860M and EIA-923 | 202406 | -85.5244 | 45.7291
-9214412.7416 | 4075590.3272 | 38036 | 7834 | John S Rainey | 17543 | South Carolina Public Service Authority | Electric Utility | 2900 Opry House Road | Starr | Anderson | South Carolina | 29684 | natural gas | Natural Gas = 977 MW | Natural Gas Fired Combined Cycle; Natural Gas Fired Combustion Turbine; | 1102 | 977 | [6 empty] | 977 | [5 empty] | EIA-860, EIA-860M and EIA-923 | 202406 | -82.7745 | 34.3477
-8478065.7021 | 4825193.2014 | 38037 | 7835 | Essential Power Rock Springs LLC | 56386 | Essential Power Operating Services LLC | IPP Non-CHP | 1423 Rising Sun Road | Rising Sun | Cecil | Maryland | 21911 | natural gas | Natural Gas = 666.9 MW | Natural Gas Fired Combustion Turbine | 772.6 | 666.9 | [6 empty] | 666.9 | [5 empty] | EIA-860, EIA-860M and EIA-923 | 202406 | -76.1598 | 39.719
-8657105.292 | 4654328.0671 | 38038 | 7836 | Marsh Run Generation Facility | 40229 | Old Dominion Electric Coop | Electric Utility | 12109 Lucky Hill Road | Remington | Fauquier | Virginia | 22734 | natural gas | Natural Gas = 481.3 MW | Natural Gas Fired Combustion Turbine | 513.3 | 481.3 | [6 empty] | 481.3 | [5 empty] | EIA-860, EIA-860M and EIA-923 | 202406 | -77.7681 | 38.5283
-8706731.521 | 4596122.842 | 38039 | 7837 | Louisa Generation Facility | 40229 | Old Dominion Electric Coop | Electric Utility | 3352 Kloeckner Road | Gordonsville | Louisa | Virginia | 22942 | natural gas | Natural Gas = 466 MW | Natural Gas Fired Combustion Turbine | 509.1 | 466 | [6 empty] | 466 | [5 empty] | EIA-860, EIA-860M and EIA-923 | 202406 | -78.2139 | 38.1181
-8657472.6463 | 4656590.8489 | 38040 | 7838 | Remington | 19876 | Virginia Electric & Power Co | Electric Utility | 12025 Lucky Hill Road | Remington | Fauquier | Virginia | 22734 | natural gas | Natural Gas = 604 MW | Natural Gas Fired Combustion Turbine | 705.5 | 604 | [6 empty] | 604 | [5 empty] | EIA-860, EIA-860M and EIA-923 | 202406 | -77.7714 | 38.5442
-8628741.0857 | 4589630.2782 | 38041 | 7839 | Ladysmith | 19876 | Virginia Electric & Power Co | Electric Utility | 8063 Cedon Road | Woodford | Caroline | Virginia | 22580 | natural gas | Natural Gas = 809.6 MW | Natural Gas Fired Combustion Turbine | 892.5 | 809.6 | [6 empty] | 809.6 | [5 empty] | EIA-860, EIA-860M and EIA-923 | 202406 | -77.5133 | 38.0722
-16280798.355 | 8645113.3844 | 38042 | 7841 | Valdez Cogen | 4329 | Copper Valley Elec Assn, Inc | Electric Utility | 2.5 mile dayville road | Valdez | Valdez Cordova | Alaska | 99686 | petroleum | Petroleum = 5.1 MW | Petroleum Liquids | 5.3 | 5.1 | [8 empty] | 5.1 |  |  |  | EIA-860, EIA-860M and EIA-923 | 202406 | -146.2529 | 61.0839
-10317410.3389 | 5434458.2636 | 38043 | 7843 | Pleasant Valley (MN) | 7570 | Great River Energy | Electric Utility | 68435 310th Street | Dexter | Mower | Minnesota | 55926 | natural gas | Natural Gas = 412.9 MW | Natural Gas Fired Combustion Turbine | 467.8 | 412.9 | [6 empty] | 412.9 | [5 empty] | EIA-860, EIA-860M and EIA-923 | 202406 | -92.6829 | 43.7994
-10417390.7151 | 5589342.1981 | 38044 | 7844 | Minnesota River | 12667 | Minnesota Municipal Power Agny | Electric Utility | 1040 Dahlen Lane | Chaska | Carver | Minnesota | 55318 | natural gas | Natural Gas = 39 MW | Natural Gas Fired Combustion Turbine | 49 | 39 | [6 empty] | 39 | [5 empty] | EIA-860, EIA-860M and EIA-923 | 202406 | -93.581 | 44.7952
-9951561.7268 | 4253636.767 | 38045 | 7845 | Lagoon Creek | 18642 | Tennessee Valley Authority | Electric Utility | 615 Elm Tree Rd. | Brownsville | Haywood | Tennessee | 38012 | natural gas | Natural Gas = 1407 MW | Natural Gas Fired Combined Cycle; Natural Gas Fired Combustion Turbine; | 1625.2 | 1407 | [6 empty] | 1407 | [5 empty] | EIA-860, EIA-860M and EIA-923 | 202406 | -89.3964 | 35.6578
-9122323.025 | 3544821.2359 | 38046 | 7846 | Brandy Branch | 9617 | JEA | Electric Utility | 15701 W. Beaver St. | Baldwin | Duval | Florida | 32234 | natural gas | Natural Gas = 743.2 MW | Natural Gas Fired Combined Cycle; Natural Gas Fired Combustion Turbine; | 783.1 | 743.2 | [6 empty] | 743.2 | [5 empty] | EIA-860, EIA-860M and EIA-923 | 202406 | -81.9472 | 30.3206
-10539815.8836 | 5141681.8419 | 38047 | 7847 | Coon Rapids II | 4305 | City of Coon Rapids | Electric Utility | 712 Railway Street | Coon Rapids | Carroll | Iowa | 50058 | petroleum | Petroleum = 5.1 MW | Petroleum Liquids | 5.4 | 5.1 | [8 empty] | 5.1 |  |  |  | EIA-860, EIA-860M and EIA-923 | 202406 | -94.6808 | 41.871
-10463842.8914 | 4686466.6416 | 38048 | 7848 | Holden | 924 | Associated Electric Coop, Inc | Electric Utility | 100 SW Route 131 | Holden | Johnson | Missouri | 64040 | natural gas | Natural Gas = 250 MW | Natural Gas Fired Combustion Turbine | 321.3 | 250 | [6 empty] | 250 | [5 empty] | EIA-860, EIA-860M and EIA-923 | 202406 | -93.9983 | 38.7538
-10359500.1271 | 5059058.2873 | 38049 | 7849 | Knoxville Industrial | 12341 | MidAmerican Energy Co | Electric Utility | 307 S. Godfrey Lane | Knoxville | Marion | Iowa | 50138 | petroleum | Petroleum = 16 MW | Petroleum Liquids | 16 | 16 | [8 empty] | 16 |  |  |  | EIA-860, EIA-860M and EIA-923 | 202406 | -93.061 | 41.316
-10617300.1491 | 4978577.1018 | 38050 | 7850 | Shenandoah | 12341 | MidAmerican Energy Co | Electric Utility | 900 W. Ferguson Rd | Shenandoah | Page | Iowa | 51601 | petroleum | Petroleum = 20 MW | Petroleum Liquids | 20 | 20 | [8 empty] | 20 |  |  |  | EIA-860, EIA-860M and EIA-923 | 202406 | -95.3768 | 40.7707
-10279862.9426 | 5237103.3073 | 38051 | 7851 | Waterloo Lundquist | 12341 | MidAmerican Energy Co | Electric Utility | 3 Lafayette St. | Waterloo | Black Hawk | Iowa | 50703 | petroleum | Petroleum = 18 MW | Petroleum Liquids | 18 | 18 | [8 empty] | 18 |  |  |  | EIA-860, EIA-860M and EIA-923 | 202406 | -92.3456 | 42.5062
-10615797.6699 | 5164225.6083 | 38052 | 7853 | West Receiving | 5056 | City of Denison - (IA) | Electric Utility | 405 Avenue C | Denison | Crawford | Iowa | 51442 | petroleum | Petroleum = 1.8 MW | Petroleum Liquids | 1.8 | 1.8 | [8 empty] | 1.8 |  |  |  | EIA-860, EIA-860M and EIA-923 | 202406 | -95.3633 | 42.0217
-9984180.1187 | 5128190.9885 | 38053 | 7854 | Avenue A Generator Sets | 16198 | City of Rock Falls - (IL) | Electric Utility | 300 Ave A | Rock Falls | Whiteside | Illinois | 61071 | petroleum | Petroleum = 3.6 MW | Petroleum Liquids | 3.6 | 3.6 | [8 empty] | 3.6 |  |  |  | EIA-860, EIA-860M and EIA-923 | 202406 | -89.6894 | 41.7807
-10768457.546 | 5924952.209 | 38054 | 7855 | Moorhead Wind Turbine | 12894 | City of Moorhead - (MN) | Electric Utility | 2200 28th St. N. | Moorhead | Clay | Minnesota | 56560 | wind | Wind = 1.4 MW | Onshore Wind Turbine | 1.4 | 1.4 | [10 empty] | 1.4 |  | EIA-860, EIA-860M and EIA-923 | 202406 | -96.7347 | 46.895
-10514682.5029 | 5059123.2046 | 38055 | 7856 | North Generation Plant | 7626 | City of Greenfield - (IA) | Electric Utility | 301 N Townline Rd | Greenfield | Adair | Iowa | 50849 | petroleum | Petroleum = 8 MW | Petroleum Liquids | 8 | 8 | [8 empty] | 8 |  |  |  | EIA-860, EIA-860M and EIA-923 | 202406 | -94.455 | 41.3164
-10500458.321 | 5085795.6331 | 38056 | 7857 | Gilliam South | 18231 | City of Stuart - (IA) | Electric Utility | 724 SW 7th St. | Stuart | Adair | Iowa | 50250 | petroleum | Petroleum = 4 MW | Petroleum Liquids | 4.3 | 4 | [8 empty] | 4 |  |  |  | EIA-860, EIA-860M and EIA-923 | 202406 | -94.3272 | 41.4961
-10247343.8477 | 4822087.9189 | 38057 | 7860 | Shelbina Power #3 | 17035 | City of Shelbina - (MO) | Electric Utility | 104 N. Douglas | Shelbina | Shelby | Missouri | 63468 | petroleum | Petroleum = 3.6 MW | Petroleum Liquids | 3.6 | 3.6 | [8 empty] | 3.6 |  |  |  | EIA-860, EIA-860M and EIA-923 | 202406 | -92.0535 | 39.6975
-16208623.1387 | 8531984.9326 | 38058 | 7862 | Power Creek | 40215 | Cordova Electric Coop, Inc | Electric Utility | Mile 7 Power Creek Rd | Cordova | Valdez Cordova | Alaska | 99574 | hydroelectric | Hydroelectric = 5.6 MW | Conventional Hydroelectric | 6 | 5.6 |  |  |  |  | 5.6 | [7 empty] | EIA-860, EIA-860M and EIA-923 | 202406 | -145.6045 | 60.5887
-10193313.8196 | 5606234.4936 | 38059 | 7863 | Elk Mound | 4716 | Dairyland Power Coop | Electric Utility | 4101 50th Street | Elk Mound | Chippewa | Wisconsin | 54739 | natural gas | Natural Gas = 64.6 MW | Natural Gas Fired Combustion Turbine | 71 | 64.6 | [6 empty] | 64.6 | [5 empty] | EIA-860, EIA-860M and EIA-923 | 202406 | -91.5681 | 44.9028
-10160408.2234 | 5235298.0984 | 38060 | 7865 | Earlville | 5563 | City of Earlville - (IA) | Electric Utility | 11 Maple Street | Earlville | Delaware | Iowa | 52041 | petroleum | Petroleum = 1.8 MW | Petroleum Liquids | 1.8 | 1.8 | [8 empty] | 1.8 |  |  |  | EIA-860, EIA-860M and EIA-923 | 202406 | -91.2725 | 42.4942
-13563322.6055 | 6031407.6585 | 38061 | 7867 | Snoqualmie 2 | 15500 | Puget Sound Energy Inc | Electric Utility | 37540 SE Fish Hatchery RD | Snoqualmie | King | Washington | 98024 | hydroelectric | Hydroelectric = 33.6 MW | Conventional Hydroelectric | 38.7 | 33.6 |  |  |  |  | 33.6 | [7 empty] | EIA-860, EIA-860M and EIA-923 | 202406 | -121.8414 | 47.5445
-8198435.594 | 4986931.152 | 38062 | 7869 | Glenwood Landing | 56505 | National Grid Generation LLC | Electric Utility | 400 Shore Road | Glenwood Landing | Nassau | New York | 11547 | natural gas | Natural Gas = 85.1 MW, Petroleum = 12.6 MW | Natural Gas Fired Combustion Turbine; Petroleum Liquids; | 122 | 97.7 | [6 empty] | 85.1 |  | 12.6 |  |  |  | EIA-860, EIA-860M and EIA-923 | 202406 | -73.6478 | 40.8275
-13635079.1493 | 6231872.2914 | 38063 | 7870 | Encogen | 15500 | Puget Sound Energy Inc | Electric Utility | 915 Cornwall Ave | Bellingham | Whatcom | Washington | 98225 | natural gas | Natural Gas = 159.4 MW | Natural Gas Fired Combined Cycle | 176.4 | 159.4 | [6 empty] | 159.4 | [5 empty] | EIA-860, EIA-860M and EIA-923 | 202406 | -122.486 | 48.746
-9433124.5942 | 5001977.9532 | 38064 | 7872 | Robert P Mone Plant | 7004 | Buckeye Power, Inc | Electric Utility | 4406 Mentzer Rd. | Convoy | Van Wert | Ohio | 45832 | natural gas | Natural Gas = 441 MW | Natural Gas Fired Combustion Turbine | 594 | 441 | [6 empty] | 441 | [5 empty] | EIA-860, EIA-860M and EIA-923 | 202406 | -84.7392 | 40.9297
-9175297.5216 | 3237278.8627 | 38065 | 7873 | H L Culbreath Bayside Power Station | 18454 | Tampa Electric Co | Electric Utility | 3602 Port Sutton Road | Tampa | Hillsborough | Florida | 33619 | natural gas | Natural Gas = 1974 MW | Natural Gas Fired Combined Cycle; Natural Gas Fired Combustion Turbine; | 2398.9 | 1974 | [6 empty] | 1974 | [5 empty] | EIA-860, EIA-860M and EIA-923 | 202406 | -82.4231 | 27.9072
-9436242.4305 | 5078943.6806 | 38066 | 7874 | Edgerton | 40577 | American Mun Power-Ohio, Inc | Electric Utility | 127 Industrial Dr. | Edgerton | Williams | Ohio | 43517 | petroleum | Petroleum = 3.6 MW | Petroleum Liquids | 3.6 | 3.6 | [8 empty] | 3.6 |  |  |  | EIA-860, EIA-860M and EIA-923 | 202406 | -84.7672 | 41.45
-9153490.9239 | 5036424.1398 | 38067 | 7878 | Wellington | 40577 | American Mun Power-Ohio, Inc | Electric Utility | 115 Willard Memorial Squ. | Wellington | Lorain | Ohio | 44090 | petroleum | Petroleum = 1 MW | Petroleum Liquids | 1 | 1 | [8 empty] | 1 |  |  |  | EIA-860, EIA-860M and EIA-923 | 202406 | -82.2272 | 41.1631
-9243091.0915 | 4380003.9537 | 38068 | 7883 | Powell Valley | 15293 | Powell Valley Electric Coop | Electric Utility | Highway 33 | Kyles Ford | Hancock | Tennessee | 37765 | petroleum | Petroleum = 19.8 MW | Petroleum Liquids | 22 | 19.8 | [8 empty] | 19.8 |  |  |  | EIA-860, EIA-860M and EIA-923 | 202406 | -83.0321 | 36.5748
-10779715.6201 | 5770517.0415 | 38069 | 7884 | Dakota Magic | 4775 | Dakota Magic Casino | Commercial Non-CHP | 16849 102nd St. SE | Hankinson | Richland | North Dakota | 58041 | petroleum | Petroleum = 1.5 MW | Petroleum Liquids | 1.5 | 1.5 | [8 empty] | 1.5 |  |  |  | EIA-860, EIA-860M and EIA-923 | 202406 | -96.8358 | 45.9386
-9755294.3325 | 5569624.5753 | 38070 | 7886 | Wind Turbine | 11479 | Madison Gas & Electric Co | Electric Utility | E2680 Eagle Road | Casco | Kewaunee | Wisconsin | 54205 | wind | Wind = 11 MW | Onshore Wind Turbine | 11 | 11 | [10 empty] | 11 |  | EIA-860, EIA-860M and EIA-923 | 202406 | -87.6333 | 44.6694
-10754919.5375 | 4999024.6215 | 38071 | 7887 | Terry Bundy Generating Station | 11018 | Lincoln Electric System | Electric Utility | 7707 Bluff Road | Lincoln | Lancaster | Nebraska | 68517 | natural gas | Biomass = 4.8 MW, Natural Gas = 163.9 MW, Petroleum = 1.6 MW | Landfill Gas; Natural Gas Fired Combined Cycle; Natural Gas Fired Combustion Turbine; Petroleum Liquids; | 216.3 | 170.3 |  | 4.8 |  |  |  |  | 163.9 |  | 1.6 |  |  |  | EIA-860, EIA-860M and EIA-923 | 202406 | -96.6131 | 40.9097
-9637414.3389 | 3813473.7615 | 38072 | 7897 | E B Harris Electric Generating Plant | 17650 | Southern Power Co | IPP Non-CHP | 600 County Road 41 | Autaugaville | Autauga | Alabama | 36067 | natural gas | Natural Gas = 1314.8 MW | Natural Gas Fired Combined Cycle | 1304 | 1314.8 | [6 empty] | 1314.8 | [5 empty] | EIA-860, EIA-860M and EIA-923 | 202406 | -86.5744 | 32.3814
-10866218.3229 | 3530546.2841 | 38073 | 7900 | Sand Hill | 1015 | Austin Energy | Electric Utility | 13005 Fallwell Ln. | Austin | Travis | Texas | 78617 | natural gas | Natural Gas = 595.8 MW | Natural Gas Fired Combined Cycle; Natural Gas Fired Combustion Turbine; | 696.4 | 595.8 | [6 empty] | 595.8 | [5 empty] | EIA-860, EIA-860M and EIA-923 | 202406 | -97.6129 | 30.2098
-10371730.3543 | 4473791.6686 | 38074 | 7903 | McCartney | 17833 | City Utilities of Springfield - (MO) | Electric Utility | 5701 E. Farm Road 112 | Strafford | Greene | Missouri | 65757 | natural gas | Natural Gas = 100 MW | Natural Gas Fired Combustion Turbine | 117.8 | 100 | [6 empty] | 100 | [5 empty] | EIA-860, EIA-860M and EIA-923 | 202406 | -93.1708 | 37.2484
-13283420.8779 | 4415799.0012 | 38075 | 7907 | Pine Flat | 10325 | Kings River Conservation Dist | Electric Utility | 27709 Pine Flat Road | Piedra | Fresno | California | 93649 | hydroelectric | Hydroelectric = 165 MW | Conventional Hydroelectric | 165 | 165 |  |  |  |  | 165 | [7 empty] | EIA-860, EIA-860M and EIA-923 | 202406 | -119.327 | 36.8326
-8232165.3998 | 4976080.0683 | 38076 | 7909 | Vernon Boulevard | 15296 | New York Power Authority | Electric Utility | 42-30 Vernon Blvd | Long Island City | Queens | New York | 11427 | natural gas | Natural Gas = 79.9 MW | Natural Gas Fired Combustion Turbine | 94 | 79.9 | [6 empty] | 79.9 | [5 empty] | EIA-860, EIA-860M and EIA-923 | 202406 | -73.9508 | 40.7537
-8237642.3187 | 4962775.2751 | 38077 | 7910 | Joseph J Seymour Power Project | 15296 | New York Power Authority | Electric Utility | 23rd &3rd Ave | Brooklyn | Kings | New York | 11232 | natural gas | Natural Gas = 79.9 MW | Natural Gas Fired Combustion Turbine | 94 | 79.9 | [6 empty] | 79.9 | [5 empty] | EIA-860, EIA-860M and EIA-923 | 202406 | -74 | 40.6631
-13224365.6654 | 4223935.6974 | 38078 | 7911 | Kern Canyon | 64145 | Kern and Tule Hydro LLC | Electric Utility | Rancheria Road off Highway 178 | Bakersfield | Kern | California | 93301 | hydroelectric | Hydroelectric = 11.5 MW | Conventional Hydroelectric | 11.5 | 11.5 |  |  |  |  | 11.5 | [7 empty] | EIA-860, EIA-860M and EIA-923 | 202406 | -118.7965 | 35.4407
-8158985.3023 | 4980983.9115 | 38079 | 7912 | Brentwood | 15296 | New York Power Authority | Electric Utility | William Floyd Pkwy | Long Island | Suffolk | New York | 11717 | natural gas | Natural Gas = 45.5 MW | Natural Gas Fired Combustion Turbine | 47 | 45.5 | [6 empty] | 45.5 | [5 empty] | EIA-860, EIA-860M and EIA-923 | 202406 | -73.2934 | 40.7871
-8227556.7728 | 4982739.2632 | 38080 | 7913 | Hell Gate | 15296 | New York Power Authority | Electric Utility | 910 E 134th St. Locust Ave | Bronx | Bronx | New York | 10454 | natural gas | Natural Gas = 79.9 MW | Natural Gas Fired Combustion Turbine | 94 | 79.9 | [6 empty] | 79.9 | [5 empty] | EIA-860, EIA-860M and EIA-923 | 202406 | -73.9094 | 40.799
-8228246.9537 | 4982753.9685 | 38081 | 7914 | Harlem River Yard | 15296 | New York Power Authority | Electric Utility | 680-780E 132nd St | Bronx | Bronx | New York | 10454 | natural gas | Natural Gas = 79.9 MW | Natural Gas Fired Combustion Turbine | 94 | 79.9 | [6 empty] | 79.9 | [5 empty] | EIA-860, EIA-860M and EIA-923 | 202406 | -73.9156 | 40.7991
-8233901.9838 | 4970703.1048 | 38082 | 7915 | North 1st | 15296 | New York Power Authority | Electric Utility | North 1st & Grand 47-79 River | Brooklyn | Kings | New York | 11211 | natural gas | Natural Gas = 45.8 MW | Natural Gas Fired Combustion Turbine | 47 | 45.8 | [6 empty] | 45.8 | [5 empty] | EIA-860, EIA-860M and EIA-923 | 202406 | -73.9664 | 40.7171
-9427836.9184 | 3840903.2191 | 38083 | 7916 | Talbot County Energy | 13994 | Oglethorpe Power Corporation | Electric Utility | 9125 Cartledge Rd | Box Springs | Talbot | Georgia | 31801 | natural gas | Natural Gas = 576 MW | Natural Gas Fired Combustion Turbine | 726 | 576 | [6 empty] | 576 | [5 empty] | EIA-860, EIA-860M and EIA-923 | 202406 | -84.6917 | 32.5892
-9466453.6498 | 3949478.5224 | 38084 | 7917 | Chattahoochee Energy Facility | 13994 | Oglethorpe Power Corporation | Electric Utility | 3461 Hollingswarth Ferry Rd | Franklin | Heard | Georgia | 30217 | natural gas | Natural Gas = 466 MW | Natural Gas Fired Combined Cycle | 539.7 | 466 | [6 empty] | 466 | [5 empty] | EIA-860, EIA-860M and EIA-923 | 202406 | -85.0386 | 33.4072
-9216574.7888 | 4972641.9965 | 38085 | 7918 | Galion | 40577 | American Mun Power-Ohio, Inc | Electric Utility | 1232 Freeseworks Place East | Galion | Crawford | Ohio | 44833 | petroleum | Petroleum = 5.4 MW | Petroleum Liquids | 5.4 | 5.4 | [8 empty] | 5.4 |  |  |  | EIA-860, EIA-860M and EIA-923 | 202406 | -82.7939 | 40.7303
-9113882.5585 | 5017018.5316 | 38086 | 7919 | Seville | 40577 | American Mun Power-Ohio, Inc | Electric Utility | 8864 Ryan Rd. | Seville | Medina | Ohio | 44273 | petroleum | Petroleum = 5.4 MW | Petroleum Liquids | 5.4 | 5.4 | [8 empty] | 5.4 |  |  |  | EIA-860, EIA-860M and EIA-923 | 202406 | -81.8714 | 41.0317
-10294236.5153 | 5189858.7689 | 38087 | 7920 | Traer South | 19062 | City of Traer - (IA) | Electric Utility | Hwy 63 South | Traer | Tama | Iowa | 50675 | petroleum | Petroleum = 1.8 MW | Petroleum Liquids | 2 | 1.8 | [8 empty] | 1.8 |  |  |  | EIA-860, EIA-860M and EIA-923 | 202406 | -92.4747 | 42.1925
-10092225.0353 | 5171470.8788 | 38088 | 7921 | Maquoketa 2 | 11611 | City of Maquoketa - (IA) | Electric Utility | 105 Generac Drive | Maquoketa | Jackson | Iowa | 52060 | petroleum | Petroleum = 5.1 MW | Petroleum Liquids | 8 | 5.1 | [8 empty] | 5.1 |  |  |  | EIA-860, EIA-860M and EIA-923 | 202406 | -90.66 | 42.07
-10290306.9372 | 5122022.4104 | 38089 | 7922 | Brooklyn City North Plant | 2287 | City of Brooklyn - (IA) | Electric Utility | 1250 Center St. | Brooklyn | Poweshiek | Iowa | 52211 | petroleum | Petroleum = 2 MW | Petroleum Liquids | 2.3 | 2 | [8 empty] | 2 |  |  |  | EIA-860, EIA-860M and EIA-923 | 202406 | -92.4394 | 41.7394
-9598399.4177 | 4077701.2879 | 38090 | 7924 | Albertville | 241 | Albertville Municipal Utilities Board | Electric Utility | 511 Water Plant Rd. | Albertville | Marshall | Alabama | 35951 | petroleum | Petroleum = 3.6 MW | Petroleum Liquids | 4 | 3.6 | [8 empty] | 3.6 |  |  |  | EIA-860, EIA-860M and EIA-923 | 202406 | -86.2239 | 34.3634
-10557702.0314 | 5434302.9534 | 38091 | 7925 | Lakefield Junction | 7570 | Great River Energy | Electric Utility | 2159 20th Avenue | Trimont | Martin | Minnesota | 56176 | natural gas | Natural Gas = 460.8 MW, Petroleum = 2 MW | Natural Gas Fired Combustion Turbine; Petroleum Liquids; | 537.8 | 462.8 | [6 empty] | 460.8 |  | 2 |  |  |  | EIA-860, EIA-860M and EIA-923 | 202406 | -94.8415 | 43.7984
-10190954.2917 | 5268146.6443 | 38092 | 7926 | South Strawberry | 18204 | City of Strawberry Point | Electric Utility | 113 Lincoln Street | Strawberry Point | Clayton | Iowa | 52076 | petroleum | Petroleum = 3.6 MW | Petroleum Liquids | 3.6 | 3.6 | [8 empty] | 3.6 |  |  |  | EIA-860, EIA-860M and EIA-923 | 202406 | -91.5469 | 42.7114
-9388544.8117 | 4317282.7571 | 38093 | 7927 | Buffalo Mountain | 18642 | Tennessee Valley Authority | Electric Utility | 1980 Windrock Rd | Oliver Springs | Anderson | Tennessee | 37840 | wind | Wind = 2.1 MW | Onshore Wind Turbine | 1.8 | 2.1 | [10 empty] | 2.1 |  | EIA-860, EIA-860M and EIA-923 | 202406 | -84.3387 | 36.121
-10564512.7805 | 4654877.4929 | 38094 | 7928 | Osawatomie | 10000 | Evergy Metro | Electric Utility | 32808 Lone Star Road | Miami | Miami | Kansas | 66071 | natural gas | Natural Gas = 76.6 MW | Natural Gas Fired Combustion Turbine | 102 | 76.6 | [6 empty] | 76.6 | [5 empty] | EIA-860, EIA-860M and EIA-923 | 202406 | -94.9026 | 38.5322
-10573804.2844 | 4691278.3192 | 38095 | 7929 | West Gardner | 10000 | Evergy Metro | Electric Utility | 18827 Dillie Road | Johnson | Johnson | Kansas | 66021 | natural gas | Natural Gas = 314.8 MW | Natural Gas Fired Combustion Turbine | 408 | 314.8 | [6 empty] | 314.8 | [5 empty] | EIA-860, EIA-860M and EIA-923 | 202406 | -94.9861 | 38.7875
-11002756.5764 | 4707317.7714 | 38096 | 7930 | Russell Energy Center | 16440 | City of Russell - (KS) | Electric Utility | 1250 E 15th | Russell | Russell | Kansas | 67665 | natural gas | Natural Gas = 12 MW | Natural Gas Fired Combustion Turbine | 15 | 12 | [6 empty] | 12 | [5 empty] | EIA-860, EIA-860M and EIA-923 | 202406 | -98.8394 | 38.8997
-13322044.845 | 5756030.7146 | 38097 | 7931 | Coyote Springs II | 20169 | Avista Corp | Electric Utility | 200 Ullman Blvd | Boardman | Morrow | Oregon | 97818 | natural gas | Natural Gas = 290 MW | Natural Gas Fired Combined Cycle | 287 | 290 | [6 empty] | 290 | [5 empty] | EIA-860, EIA-860M and EIA-923 | 202406 | -119.674 | 45.848
-9431187.6351 | 5622245.6911 | 38098 | 7932 | Gaylord - Wolverine | 20910 | Wolverine Power Supply Coop | Electric Utility | 2700 Milbocker Road | Gaylord | Otsego | Michigan | 49735 | natural gas | Natural Gas = 60.6 MW | Natural Gas Fired Combustion Turbine | 70.2 | 60.6 | [6 empty] | 60.6 | [5 empty] | EIA-860, EIA-860M and EIA-923 | 202406 | -84.7218 | 45.0046
-9982506.8754 | 5126319.7741 | 38099 | 7934 | Industrial Park | 16198 | City of Rock Falls - (IL) | Electric Utility | 1109 Industrial Park Rd | Rock Falls | Whiteside | Illinois | 61071 | petroleum | Petroleum = 13.4 MW | Petroleum Liquids | 13.4 | 13.4 | [8 empty] | 13.4 |  |  |  | EIA-860, EIA-860M and EIA-923 | 202406 | -89.6744 | 41.7682
-10419990.0252 | 4875715.0293 | 38100 | 7935 | Trenton South | 19150 | Trenton Municipal Utilities - (MO) | Electric Utility | 1st & Johnson | Trenton | Grundy | Missouri | 64683 | petroleum | Petroleum = 13.2 MW | Petroleum Liquids | 14 | 13.2 | [8 empty] | 13.2 |  |  |  | EIA-860, EIA-860M and EIA-923 | 202406 | -93.6044 | 40.0672
-13257750.6033 | 5795714.5504 | 38101 | 7936 | Nine Canyon | 20160 | Energy Northwest | Electric Utility | 92308 S. Nine Canyon Road | Kennewick | Benton | Washington | 99336 | wind | Wind = 95 MW | Onshore Wind Turbine | 95.9 | 95 | [10 empty] | 95 |  | EIA-860, EIA-860M and EIA-923 | 202406 | -119.0964 | 46.0958
-8681384.0729 | 4480348.12 | 38102 | 7940 | Ponton Diesel Generating Facility | 40229 | Old Dominion Electric Coop | Electric Utility | Virginia State Road 614 | Amelia | Amelia | Virginia | 23002 | petroleum | Petroleum = 4 MW | Petroleum Liquids | 4 | 4 | [8 empty] | 4 |  |  |  | EIA-860, EIA-860M and EIA-923 | 202406 | -77.9862 | 37.2953
-8583289.3376 | 4396987.0506 | 38103 | 7941 | Nottoway Diesel Generating Facility | 40229 | Old Dominion Electric Coop | Electric Utility | 23636 Meherrin Road | Courtland | Southampton | Virginia | 23837 | petroleum | Petroleum = 4 MW | Petroleum Liquids | 4 | 4 | [8 empty] | 4 |  |  |  | EIA-860, EIA-860M and EIA-923 | 202406 | -77.105 | 36.6972
-13032150.5233 | 3986021.373 | 38104 | 7942 | Diamond Valley Lake | 12397 | Metropolitan Water District of S CA | Electric Utility | 33552 Newport Road | Winchester | Riverside | California | 92596 | hydroelectric | Hydroelectric = 29.7 MW | Conventional Hydroelectric | 29.7 | 29.7 |  |  |  |  | 29.7 | [7 empty] | EIA-860, EIA-860M and EIA-923 | 202406 | -117.0698 | 33.6808
-9466642.8929 | 3949625.2107 | 38105 | 7946 | Wansley Unit 9 | 13100 | Municipal Electric Authority | Electric Utility | 3461 Hollingsworth Ferry Rd | Franklin | Heard | Georgia | 30217 | natural gas | Natural Gas = 468.6 MW | Natural Gas Fired Combined Cycle | 594.1 | 468.6 | [6 empty] | 468.6 | [5 empty] | EIA-860, EIA-860M and EIA-923 | 202406 | -85.0403 | 33.4083
-10589784.42 | 6031421.1814 | 38106 | 7947 | Solway CT | 14232 | Otter Tail Power Co | Electric Utility | 7707 Centerline Road NW | Solway | Beltrami | Minnesota | 56678 | natural gas | Natural Gas = 42.3 MW, Petroleum = 1.3 MW | Natural Gas Fired Combustion Turbine; Petroleum Liquids; | 51.3 | 43.6 | [6 empty] | 42.3 |  | 1.3 |  |  |  | EIA-860, EIA-860M and EIA-923 | 202406 | -95.1297 | 47.5446
-9623692.4305 | 4693106.4959 | 38107 | 7948 | Lawrence County Station | 9267 | Hoosier Energy R E C, Inc | Electric Utility | 1000 S. Old Palestine Road | Mitchell | Lawrence | Indiana | 47446 | natural gas | Natural Gas = 264.1 MW | Natural Gas Fired Combustion Turbine | 402 | 264.1 | [6 empty] | 264.1 | [5 empty] | EIA-860, EIA-860M and EIA-923 | 202406 | -86.4511 | 38.8003
-12883485.0131 | 5339284.1488 | 38108 | 7953 | Evander Andrews Power Complex | 9191 | Idaho Power Co | Electric Utility | 1862 NW Mashburn Road | Mountain Home | Elmore | Idaho | 83647 | natural gas | Natural Gas = 287.5 MW | Natural Gas Fired Combustion Turbine | 270.9 | 287.5 | [6 empty] | 287.5 | [5 empty] | EIA-860, EIA-860M and EIA-923 | 202406 | -115.7343 | 43.1792
-9016311.0249 | 3378357.3271 | 38109 | 7954 | Field Street | 56152 | New Smyrna Beach Utilities Commission | Electric Utility | 1000 Field Street | New Smyrna Beach | Volusia | Florida | 32168 | petroleum | Petroleum = 44 MW | Petroleum Liquids | 48 | 44 | [8 empty] | 44 |  |  |  | EIA-860, EIA-860M and EIA-923 | 202406 | -80.9949 | 29.0213
-10714995.6927 | 5069131.1707 | 38110 | 7955 | Elk City Station | 14127 | Omaha Public Power District | Electric Utility | 13770 N 216th Street | Bennington | Douglas | Nebraska | 68007 | biomass | Biomass = 6.2 MW | Landfill Gas | 6.4 | 6.2 |  | 6.2 | [10 empty] | EIA-860, EIA-860M and EIA-923 | 202406 | -96.2544 | 41.3839
-9037717.7629 | 4159163.5635 | 38111 | 7957 | Sediver | 59159 | Central Electric Power | Electric Utility | 7801 Park Place Road | York | York | South Carolina | 29745 | petroleum | Petroleum = 2.4 MW | Petroleum Liquids | 2.9 | 2.4 | [8 empty] | 2.4 |  |  |  | EIA-860, EIA-860M and EIA-923 | 202406 | -81.1872 | 34.9653
-8790590.9424 | 4003653.0581 | 38112 | 7958 | Horry Land Fill Gas Site | 17543 | South Carolina Public Service Authority | Electric Utility | 1880 Hwy 90 | Conway | Horry | South Carolina | 29526 | biomass | Biomass = 3.3 MW | Landfill Gas | 3.1 | 3.3 |  | 3.3 | [10 empty] | EIA-860, EIA-860M and EIA-923 | 202406 | -78.9672 | 33.8125
-9863574.8012 | 3868469.4611 | 38113 | 7960 | Kemper County | 18642 | Tennessee Valley Authority | Electric Utility | 221 Mark Cobb Rd. | De Kalb | Kemper | Mississippi | 39328 | natural gas | Natural Gas = 293.2 MW | Natural Gas Fired Combustion Turbine | 372 | 293.2 | [6 empty] | 293.2 | [5 empty] | EIA-860, EIA-860M and EIA-923 | 202406 | -88.606 | 32.7976
-8418417.1567 | 4761740.8313 | 38114 | 7962 | Warren F Sam Beasley Generation Station | 5084 | Delaware Municipal Electric Corp | Electric Utility | 217 Artisan Drive | Smyrna | Kent | Delaware | 19977 | natural gas | Natural Gas = 98 MW | Natural Gas Fired Combustion Turbine | 96 | 98 | [6 empty] | 98 | [5 empty] | EIA-860, EIA-860M and EIA-923 | 202406 | -75.6239 | 39.2792
-10155621.4853 | 4772377.0677 | 38115 | 7964 | Peno Creek | 19436 | Union Electric Co - (MO) | Electric Utility | 16303 Pike 43 | Bowling Green | Pike | Missouri | 63334 | natural gas | Natural Gas = 172 MW | Natural Gas Fired Combustion Turbine | 240 | 172 | [6 empty] | 172 | [5 empty] | EIA-860, EIA-860M and EIA-923 | 202406 | -91.2295 | 39.3531
-10756034.2909 | 4998250.8955 | 38116 | 7965 | Salt Valley Wind Plant | 11018 | Lincoln Electric System | Electric Utility | 9700 N 70th Street | Lincoln | Lancaster | Nebraska | 68517 | wind | Wind = 1.4 MW | Onshore Wind Turbine | 1.2 | 1.4 | [10 empty] | 1.4 |  | EIA-860, EIA-860M and EIA-923 | 202406 | -96.6231 | 40.9044
-10479678.7569 | 5317258.3836 | 38117 | 7966 | Iowa Distributed Wind Generation Project | 309 | City of Algona - (IA) | Electric Utility | 1604 190th Street | Algona | Kossuth | Iowa | 50511 | wind | Wind = 2.3 MW | Onshore Wind Turbine | 2.3 | 2.3 | [10 empty] | 2.3 |  | EIA-860, EIA-860M and EIA-923 | 202406 | -94.1406 | 43.0347
-12100204.8971 | 3809408.9648 | 38118 | 7967 | Lordsburg Generating | 15473 | Public Service Co of NM | Electric Utility | 2 Power Plant Road | Lordsburg | Hidalgo | New Mexico | 88045 | natural gas | Natural Gas = 82.6 MW | Natural Gas Fired Combustion Turbine | 88 | 82.6 | [6 empty] | 82.6 | [5 empty] | EIA-860, EIA-860M and EIA-923 | 202406 | -108.698 | 32.3505
-10345788.5714 | 5073095.0222 | 38119 | 7971 | Pella Peaking | 14645 | City of Pella - (IA) | Electric Utility | 1875 Washington | Pella | Marion | Iowa | 50219 | petroleum | Petroleum = 25.2 MW | Petroleum Liquids | 28 | 25.2 | [8 empty] | 25.2 |  |  |  | EIA-860, EIA-860M and EIA-923 | 202406 | -92.9378 | 41.4106
-9298717.441 | 5186028.153 | 38120 | 7972 | Sumpter | 20910 | Wolverine Power Supply Coop | Electric Utility | 8509 Rawsonville Road | Belleville | Wayne | Michigan | 48111 | natural gas | Natural Gas = 308.4 MW | Natural Gas Fired Combustion Turbine | 340 | 308.4 | [6 empty] | 308.4 | [5 empty] | EIA-860, EIA-860M and EIA-923 | 202406 | -83.5318 | 42.167
-10651483.0251 | 4618347.2609 | 38121 | 7973 | Sharpe | 9961 | Kansas Electric Power Coop Inc | Electric Utility | 1709 Oxen Lane NE | Waverly | Coffey | Kansas | 66871 | petroleum | Petroleum = 20 MW | Petroleum Liquids | 20 | 20 | [8 empty] | 20 |  |  |  | EIA-860, EIA-860M and EIA-923 | 202406 | -95.6839 | 38.275
-12083663.9339 | 3794368.7993 | 38122 | 7975 | Pyramid | 30151 | Tri-State G & T Assn, Inc | Electric Utility | 53 Ramos Farms Road | Lordsburg | Hidalgo | New Mexico | 88045 | natural gas | Natural Gas = 158 MW | Natural Gas Fired Combustion Turbine | 186 | 158 | [6 empty] | 158 | [5 empty] | EIA-860, EIA-860M and EIA-923 | 202406 | -108.5494 | 32.2363
-10822659.0061 | 4507740.5732 | 38123 | 7976 | Mulvane 2 | 13095 | City of Mulvane - (KS) | Electric Utility | 9910 E 111 th ST South | Mulvane | Sedgwick | Kansas | 67110 | petroleum | Petroleum = 8.6 MW | Petroleum Liquids | 9.2 | 8.6 | [8 empty] | 8.6 |  |  |  | EIA-860, EIA-860M and EIA-923 | 202406 | -97.2216 | 37.4908
-10637356.5817 | 5590827.721 | 38124 | 7977 | Granite Falls 2 | 7494 | City of Granite Falls - (MN) | Electric Utility | 1330 13th Street | Granite Falls | Yellow Medicine | Minnesota | 56241 | petroleum | Petroleum = 6 MW | Petroleum Liquids | 6 | 6 | [8 empty] | 6 |  |  |  | EIA-860, EIA-860M and EIA-923 | 202406 | -95.557 | 44.8047
-9064812.927 | 4185604.9702 | 38125 | 7981 | Mill Creek (SC) | 5416 | Duke Energy Carolinas, LLC | Electric Utility | 317 Elm Road | Blacksburg | Cherokee | South Carolina | 29702 | natural gas | Natural Gas = 563 MW | Natural Gas Fired Combustion Turbine | 799.2 | 563 | [6 empty] | 563 | [5 empty] | EIA-860, EIA-860M and EIA-923 | 202406 | -81.4306 | 35.1597
-10587841.6722 | 5548314.7038 | 38126 | 7982 | South Generation | 15793 | Redwood Falls Public Util Comm | Electric Utility | 500 East Tin Street | Redwood Falls | Redwood | Minnesota | 56283 | petroleum | Petroleum = 6.2 MW | Petroleum Liquids | 6.6 | 6.2 | [8 empty] | 6.2 |  |  |  | EIA-860, EIA-860M and EIA-923 | 202406 | -95.1122 | 44.5331
-9484632.1226 | 5572677.4038 | 38127 | 7984 | Kalkaska CT #1 | 40582 | Michigan Public Power Agency | Electric Utility | 1750 Prough Road SW | Kalkaska | Kalkaska | Michigan | 49646 | natural gas | Natural Gas = 48.3 MW | Natural Gas Fired Combustion Turbine | 60.5 | 48.3 | [6 empty] | 48.3 | [5 empty] | EIA-860, EIA-860M and EIA-923 | 202406 | -85.2019 | 44.6889
-10411522.7308 | 5094745.3246 | 38128 | 7985 | Greater Des Moines | 12341 | MidAmerican Energy Co | Electric Utility | 4401A Carlisle Rd. | Pleasant Hill | Polk | Iowa | 50327 | natural gas | Natural Gas = 511.2 MW | Natural Gas Fired Combined Cycle | 576.3 | 511.2 | [6 empty] | 511.2 | [5 empty] | EIA-860, EIA-860M and EIA-923 | 202406 | -93.5283 | 41.5563
-13170732.1574 | 4052620.5469 | 38129 | 7987 | Lake One | 2507 | City of Burbank Water and Power | Electric Utility | 164 W. Magnolia | Burbank | Los Angeles | California | 91502 | natural gas | Natural Gas = 48 MW | Natural Gas Fired Combustion Turbine | 60.5 | 48 | [6 empty] | 48 | [5 empty] | EIA-860, EIA-860M and EIA-923 | 202406 | -118.3147 | 34.1772
-10012831.9745 | 3710970.4616 | 38130 | 7988 | Silver Creek | 17568 | Cooperative Energy | Electric Utility | 217 Moses Lane | Prentiss | Jefferson Davis | Mississippi | 39474 | natural gas | Natural Gas = 225 MW | Natural Gas Fired Combustion Turbine | 250.5 | 225 | [6 empty] | 225 | [5 empty] | EIA-860, EIA-860M and EIA-923 | 202406 | -89.9468 | 31.6004
-9953377.7929 | 3760958.0535 | 38131 | 7989 | Sylvarena | 17568 | Cooperative Energy | Electric Utility | 3012 Smith County Road 97 | Raleigh | Smith | Mississippi | 39153 | natural gas | Natural Gas = 129 MW | Natural Gas Fired Combustion Turbine | 141 | 129 | [6 empty] | 129 | [5 empty] | EIA-860, EIA-860M and EIA-923 | 202406 | -89.4127 | 31.9821
-9880222.2971 | 4731523.7799 | 38132 | 7990 | Altamont | 406 | City of Altamont - (IL) | Electric Utility | 10590 North 205th Street | Altamont | Effingham | Illinois | 62411 | petroleum | Petroleum = 7.2 MW | Petroleum Liquids | 7.2 | 7.2 | [8 empty] | 7.2 |  |  |  | EIA-860, EIA-860M and EIA-923 | 202406 | -88.7555 | 39.0687
-9954756.5961 | 5323405.4082 | 38133 | 7991 | West Campus Cogeneration Facility | 11479 | Madison Gas & Electric Co | Electric Utility | 515 Walnut Street | Madison | Dane | Wisconsin | 53701 | natural gas | Natural Gas = 126.9 MW | Natural Gas Fired Combined Cycle | 169.3 | 126.9 | [6 empty] | 126.9 | [5 empty] | EIA-860, EIA-860M and EIA-923 | 202406 | -89.4251 | 43.0751
-11636315.4282 | 4619680.2655 | 38134 | 7995 | Airport Industrial | 56146 | Black Hills Colorado Electric, LLC | Electric Utility | 475 William White Blvd. | Pueblo | Pueblo | Colorado | 81001 | petroleum | Petroleum = 10 MW | Petroleum Liquids | 10 | 10 | [8 empty] | 10 |  |  |  | EIA-860, EIA-860M and EIA-923 | 202406 | -104.5308 | 38.2844
-9130023.8847 | 3252428.7422 | 38135 | 7997 | Winston | 10623 | City of Lakeland - (FL) | Electric Utility | 1200 Airport Rd | Lakeland | Polk | Florida | 33811 | petroleum | Petroleum = 50 MW | Petroleum Liquids | 50 | 50 | [8 empty] | 50 |  |  |  | EIA-860, EIA-860M and EIA-923 | 202406 | -82.0164 | 28.0274
-13745730.7232 | 5937048.1767 | 38136 | 7999 | Grays Harbor Energy Facility | 49893 | Invenergy Services LLC | IPP Non-CHP | 401 Keys Road | Elma | Grays Harbor | Washington | 98541 | natural gas | Natural Gas = 595 MW | Natural Gas Fired Combined Cycle | 714.9 | 595 | [6 empty] | 595 | [5 empty] | EIA-860, EIA-860M and EIA-923 | 202406 | -123.48 | 46.9692
-10776634.2966 | 4914040.3697 | 38137 | 8000 | Beatrice | 13337 | Nebraska Public Power District | Electric Utility | 20261 SW 61st Rd | Beatrice | Gage | Nebraska | 68310 | natural gas | Natural Gas = 219.5 MW | Natural Gas Fired Combined Cycle | 247.1 | 219.5 | [6 empty] | 219.5 | [5 empty] | EIA-860, EIA-860M and EIA-923 | 202406 | -96.8082 | 40.3302
-7880399.4824 | 5327205.2743 | 38138 | 8002 | Newington | 62032 | Granite Shore Power | IPP Non-CHP | Gosling Rd. | Newington | Rockingham | New Hampshire | 3801 | petroleum | Petroleum = 400.2 MW | Petroleum Liquids | 414 | 400.2 | [8 empty] | 400.2 |  |  |  | EIA-860, EIA-860M and EIA-923 | 202406 | -70.7908 | 43.1
-8123833.0562 | 5264251.0097 | 38139 | 8004 | Fife Brook | 54765 | Bear Swamp Power Company LLC | IPP Non-CHP | River Road | Florida | Berkshire | Massachusetts | 1247 | hydroelectric | Hydroelectric = 11.2 MW | Conventional Hydroelectric | 11.2 | 11.2 |  |  |  |  | 11.2 | [7 empty] | EIA-860, EIA-860M and EIA-923 | 202406 | -72.9776 | 42.6857
-8121858.9163 | 5263981.3029 | 38140 | 8005 | Bear Swamp | 54765 | Bear Swamp Power Company LLC | IPP Non-CHP | River Road | Florida | Berkshire | Massachusetts | 1247 | pumped storage | Pumped Storage = 666 MW | Hydroelectric Pumped Storage | 666 | 666 | [5 empty] | 666 | [6 empty] | EIA-860, EIA-860M and EIA-923 | 202406 | -72.9599 | 42.6839
-8233887.401 | 5097346.4885 | 38141 | 8006 | Roseton Generating Facility | 5511 | CCI Roseton LLC | IPP Non-CHP | 992 River Road | Newsburgh | Orange | New York | 12550 | natural gas | Natural Gas = 1222.5 MW | Natural Gas Steam Turbine | 1242 | 1222.5 | [6 empty] | 1222.5 | [5 empty] | EIA-860, EIA-860M and EIA-923 | 202406 | -73.9663 | 41.5738
-8133699.414 | 4985392.0048 | 38142 | 8007 | Holtsville | 56505 | National Grid Generation LLC | Electric Utility | 180A Morris Ave | Holtsville | Suffolk | New York | 11742 | petroleum | Petroleum = 532.3 MW | Petroleum Liquids | 567 | 532.3 | [8 empty] | 532.3 |  |  |  | EIA-860, EIA-860M and EIA-923 | 202406 | -73.0663 | 40.817
-12455537.8249 | 4963787.9177 | 38143 | 8010 | Murray Turbine | 13137 | City of Murray - (UT) | Electric Utility | 153 W 4800 So | Murray | Salt Lake | Utah | 84107 | natural gas | Natural Gas = 36 MW | Natural Gas Fired Combustion Turbine | 42 | 36 | [6 empty] | 36 | [5 empty] | EIA-860, EIA-860M and EIA-923 | 202406 | -111.89 | 40.67
-8336905.9086 | 4877574.4808 | 38144 | 8012 | Croydon CT Generating Station | 6035 | Constellation Power, Inc | IPP Non-CHP | 955 River Rd. | Bristol Twp. | Bucks | Pennsylvania | 19020 | petroleum | Petroleum = 391 MW | Petroleum Liquids | 546.4 | 391 | [8 empty] | 391 |  |  |  | EIA-860, EIA-860M and EIA-923 | 202406 | -74.8917 | 40.08
-10127125.9221 | 5754214.7925 | 38145 | 8013 | Winter | 13697 | North Central Power Co Inc | Electric Utility | 5882 State Road 70 | Winter | Sawyer | Wisconsin | 54896 | petroleum | Petroleum = 5.6 MW | Petroleum Liquids | 5.6 | 5.6 | [8 empty] | 5.6 |  |  |  | EIA-860, EIA-860M and EIA-923 | 202406 | -90.9735 | 45.8367
-10075460.32 | 4303951.7658 | 38146 | 8015 | Paragould Reciprocating | 14446 | Paragould Light & Water Comm | Electric Utility | 1901 Jones Road | Paragould | Greene | Arkansas | 72450 | natural gas | Natural Gas = 18 MW | Natural Gas Internal Combustion Engine | 19.2 | 18 | [6 empty] | 18 | [5 empty] | EIA-860, EIA-860M and EIA-923 | 202406 | -90.5094 | 36.0242
-9978376.5883 | 4840679.6301 | 38147 | 8016 | Factory | 17828 | City of Springfield - (IL) | Electric Utility | 1900 Factory Street | Springfield | Sangamon | Illinois | 62702 | petroleum | Petroleum = 14.2 MW | Petroleum Liquids | 26.6 | 14.2 | [8 empty] | 14.2 |  |  |  | EIA-860, EIA-860M and EIA-923 | 202406 | -89.6373 | 39.8259
-10596725.6355 | 4688051.9597 | 38148 | 8020 | Baldwin City Plant No 2 | 1148 | City of Baldwin City- (KS) | Electric Utility | 1101 Orange Street | Baldwin City | Douglas | Kansas | 66006 | natural gas | Natural Gas = 6 MW | Natural Gas Internal Combustion Engine | 6.4 | 6 | [6 empty] | 6 | [5 empty] | EIA-860, EIA-860M and EIA-923 | 202406 | -95.192 | 38.7649
-13040769.1009 | 6056630.3707 | 38149 | 8022 | Boulder Park | 20169 | Avista Corp | Electric Utility | N. 4424 Barker Road | Spokane | Spokane | Washington | 99027 | natural gas | Natural Gas = 24.6 MW | Natural Gas Internal Combustion Engine | 24.6 | 24.6 | [6 empty] | 24.6 | [5 empty] | EIA-860, EIA-860M and EIA-923 | 202406 | -117.1472 | 47.6972
-9954222.2626 | 5386302.3855 | 38150 | 8023 | Columbia (WI) | 20856 | Wisconsin Power & Light Co | Electric Utility | W8375 Murray Rd | Pardeville | Columbia | Wisconsin | 53954 | coal | Coal = 1118 MW | Conventional Steam Coal | 1112 | 1118 |  |  | 1118 | [9 empty] | EIA-860, EIA-860M and EIA-923 | 202406 | -89.4203 | 43.4864
-11747790.7663 | 5439079.2849 | 38151 | 8026 | Hartzog | 1307 | Basin Electric Power Coop | Electric Utility | Hwy 50 | Wright | Campbell | Wyoming | 82732 | natural gas | Natural Gas = 15 MW | Natural Gas Fired Combustion Turbine | 22.5 | 15 | [6 empty] | 15 | [5 empty] | EIA-860, EIA-860M and EIA-923 | 202406 | -105.5322 | 43.8294
-10400747.0041 | 5587815.8257 | 38152 | 8027 | Blue Lake | 13781 | Northern States Power Co - Minnesota | Electric Utility | 1200 70th St | Shakopee | Scott | Minnesota | 55379 | natural gas | Natural Gas = 300 MW, Petroleum = 147 MW | Natural Gas Fired Combustion Turbine; Petroleum Liquids; | 559.4 | 447 | [6 empty] | 300 |  | 147 |  |  |  | EIA-860, EIA-860M and EIA-923 | 202406 | -93.4315 | 44.7855
-11812022.1125 | 5572849.6452 | 38153 | 8028 | Arvada | 1307 | Basin Electric Power Coop | Electric Utility | Hwy 14 | Arvada | Sheridan | Wyoming | 82831 | natural gas | Natural Gas = 10 MW | Natural Gas Fired Combustion Turbine | 15 | 10 | [6 empty] | 10 | [5 empty] | EIA-860, EIA-860M and EIA-923 | 202406 | -106.1092 | 44.69
-10428064.8071 | 5112002.3687 | 38154 | 8029 | Sycamore (IA) | 12341 | MidAmerican Energy Co | Electric Utility | 6141 NW Beaver Dr. | Johnston | Polk | Iowa | 50131 | natural gas | Natural Gas = 145.1 MW | Natural Gas Fired Combustion Turbine | 157.6 | 145.1 | [6 empty] | 145.1 | [5 empty] | EIA-860, EIA-860M and EIA-923 | 202406 | -93.6769 | 41.6722
-11774140.0898 | 5422505.9469 | 38155 | 8030 | Barber Creek | 1307 | Basin Electric Power Coop | Electric Utility | Interstate 90 | Gillette | Campbell | Wyoming | 82718 | natural gas | Natural Gas = 15 MW | Natural Gas Fired Combustion Turbine | 22.5 | 15 | [6 empty] | 15 | [5 empty] | EIA-860, EIA-860M and EIA-923 | 202406 | -105.7689 | 43.7219
-10385242.648 | 5326290.5677 | 38156 | 8031 | Emery Station | 9417 | Interstate Power and Light Co | Electric Utility | 11295 230th St | Clear Lake | Cerro Gordo | Iowa | 50428 | natural gas | Natural Gas = 531.1 MW | Natural Gas Fired Combined Cycle | 602.8 | 531.1 | [6 empty] | 531.1 | [5 empty] | EIA-860, EIA-860M and EIA-923 | 202406 | -93.2922 | 43.094
-10837323.4566 | 5295750.1094 | 38157 | 8034 | Yankton | 13809 | NorthWestern Energy - (SD) | Electric Utility | Hwy 50 | Yankton | Yankton | South Dakota | 57078 | natural gas | Natural Gas = 8.7 MW, Petroleum = 4.8 MW | Natural Gas Internal Combustion Engine; Petroleum Liquids; | 13.4 | 13.5 | [6 empty] | 8.7 |  | 4.8 |  |  |  | EIA-860, EIA-860M and EIA-923 | 202406 | -97.3533 | 42.8933
-10646685.1551 | 4918804.2991 | 38158 | 8036 | Cooper Nuclear Station | 13337 | Nebraska Public Power District | Electric Utility | P.O. Box 98 | Brownville | Nemaha | Nebraska | 68321 | nuclear | Nuclear = 768.5 MW | Nuclear | 801 | 768.5 | [7 empty] | 768.5 |  |  |  |  | EIA-860, EIA-860M and EIA-923 | 202406 | -95.6408 | 40.3628
-10828915.1615 | 4809790.587 | 38159 | 8037 | Clifton | 18315 | Sunflower Electric Power Corp | Electric Utility | 319 Eagle Rd | Clifton | Washington | Kansas | 66937 | natural gas | Natural Gas = 76.2 MW, Petroleum = 2.5 MW | Natural Gas Fired Combustion Turbine; Petroleum Liquids; | 87.5 | 78.7 | [6 empty] | 76.2 |  | 2.5 |  |  |  | EIA-860, EIA-860M and EIA-923 | 202406 | -97.2778 | 39.6125
-8912271.8288 | 4339369.5543 | 38160 | 8042 | Belews Creek | 5416 | Duke Energy Carolinas, LLC | Electric Utility | 3195 Pine Hall Road | Belews Creek | Stokes | North Carolina | 27052 | natural gas | Natural Gas = 2220 MW | Natural Gas Steam Turbine | 2491.2 | 2220 | [6 empty] | 2220 | [5 empty] | EIA-860, EIA-860M and EIA-923 | 202406 | -80.0603 | 36.2811
-9215986.02 | 3272247.9228 | 38161 | 8048 | Anclote | 6455 | Duke Energy Florida, LLC | Electric Utility | 1729 Baillies Bluff Road | Holiday | Pasco | Florida | 34691 | natural gas | Natural Gas = 1013 MW | Natural Gas Steam Turbine | 1112.4 | 1013 | [6 empty] | 1013 | [5 empty] | EIA-860, EIA-860M and EIA-923 | 202406 | -82.7886 | 28.1844
-9077949.8514 | 3282144.6615 | 38162 | 8049 | Intercession City | 6455 | Duke Energy Florida, LLC | Electric Utility | 6525 Osceola-Polk Line Road | Intercession City | Osceola | Florida | 33848 | natural gas | Natural Gas = 525 MW, Petroleum = 415 MW | Natural Gas Fired Combustion Turbine; Petroleum Liquids; | 1197.3 | 940 | [6 empty] | 525 |  | 415 |  |  |  | EIA-860, EIA-860M and EIA-923 | 202406 | -81.5486 | 28.2628
-8245266.5906 | 4956188.3175 | 38163 | 8053 | Pouch | 15296 | New York Power Authority | Electric Utility | 143 Edgewater Street | Staten Island | Richmond | New York | 10305 | natural gas | Natural Gas = 45.1 MW | Natural Gas Fired Combustion Turbine | 47 | 45.1 | [6 empty] | 45.1 | [5 empty] | EIA-860, EIA-860M and EIA-923 | 202406 | -74.0685 | 40.6182
-10143064.6468 | 3941853.2912 | 38164 | 8054 | Gerald Andrus | 12685 | Entergy Mississippi LLC | Electric Utility | Hwy. 82 West | Greenville | Washington | Mississippi | 38702 | natural gas | Natural Gas = 706.5 MW | Natural Gas Steam Turbine | 781.4 | 706.5 | [6 empty] | 706.5 | [5 empty] | EIA-860, EIA-860M and EIA-923 | 202406 | -91.1167 | 33.35
-10378883.8561 | 4206225.5303 | 38165 | 8055 | Arkansas Nuclear One | 814 | Entergy Arkansas LLC | Electric Utility | 1448 STATE RD 333 | Russellville | Pope | Arkansas | 72801 | nuclear | Nuclear = 1825 MW | Nuclear | 1845 | 1825 | [7 empty] | 1825 |  |  |  |  | EIA-860, EIA-860M and EIA-923 | 202406 | -93.2351 | 35.311
-10071835.7574 | 3503406.3929 | 38166 | 8056 | Waterford 1 & 2 | 11241 | Entergy Louisiana LLC | Electric Utility | 17705 River Road | Killona | St Charles | Louisiana | 70057 | natural gas | Natural Gas = 416.8 MW, Petroleum = 32.1 MW | Natural Gas Steam Turbine; Petroleum Liquids; | 486.5 | 448.9 | [6 empty] | 416.8 |  | 32.1 |  |  |  | EIA-860, EIA-860M and EIA-923 | 202406 | -90.4768 | 29.9989
-10945422.1406 | 4101962.3127 | 38167 | 8059 | Comanche (OK) | 15474 | Public Service Co of Oklahoma | Electric Utility | 6601 S.E. 60th St. | Lawton | Comanche | Oklahoma | 73501 | natural gas | Natural Gas = 260 MW, Petroleum = 4 MW | Natural Gas Fired Combined Cycle; Petroleum Liquids; | 294 | 264 | [6 empty] | 260 |  | 4 |  |  |  | EIA-860, EIA-860M and EIA-923 | 202406 | -98.3244 | 34.5431
-10875976.1441 | 3816335.0546 | 38168 | 8063 | DeCordova Steam Electric Station | 55983 | Luminant Generation Company LLC | IPP Non-CHP | 4950 Power Plant Court | Granbury | Hood | Texas | 76048 | natural gas | Battery = 260 MW, Natural Gas = 274 MW | Batteries; Natural Gas Fired Combustion Turbine; | 626.7 | 534 | 260 | [5 empty] | 274 | [5 empty] | EIA-860, EIA-860M and EIA-923 | 202406 | -97.7006 | 32.4031
-12110169.1047 | 5121783.7162 | 38169 | 8066 | Jim Bridger | 14354 | PacifiCorp | Electric Utility | 35 Miles East of Rock Springs | Point of Rocks | Sweetwater | Wyoming | 82942 | coal | Coal = 2119 MW | Conventional Steam Coal | 2326 | 2119 |  |  | 2119 | [9 empty] | EIA-860, EIA-860M and EIA-923 | 202406 | -108.7875 | 41.7378
-11665837.3572 | 4879349.5918 | 38170 | 8067 | Fort Lupton | 15466 | Public Service Co of Colorado | Electric Utility | 15002 Weld Cr 16 | Ft. Lupton | Weld | Colorado | 80621 | natural gas | Natural Gas = 88 MW | Natural Gas Fired Combustion Turbine | 100.8 | 88 | [6 empty] | 88 | [5 empty] | EIA-860, EIA-860M and EIA-923 | 202406 | -104.796 | 40.0922
-12439986.492 | 3939521.3982 | 38171 | 8068 | Santan | 16572 | Salt River Project | Electric Utility | 1005 S. Val Vista Drive | Gilbert | Maricopa | Arizona | 85296 | natural gas | Natural Gas = 1227 MW | Natural Gas Fired Combined Cycle | 1326 | 1227 | [6 empty] | 1227 | [5 empty] | EIA-860, EIA-860M and EIA-923 | 202406 | -111.7503 | 33.3325
-12365157.5303 | 4776135.1935 | 38172 | 8069 | Huntington | 14354 | PacifiCorp | Electric Utility | Hwy 31, 10 mi W Huntington | Huntington | Emery | Utah | 84528 | coal | Coal = 909 MW | Conventional Steam Coal | 1015.5 | 909 |  |  | 909 | [9 empty] | EIA-860, EIA-860M and EIA-923 | 202406 | -111.0781 | 39.3792
-13711658.0534 | 5808019.7745 | 38173 | 8073 | Beaver | 15248 | Portland General Electric Co | Electric Utility | 80997 Kallunki Rd | Clatskanie | Columbia | Oregon | 97016 | natural gas | Natural Gas = 492.8 MW | Natural Gas Fired Combined Cycle; Natural Gas Fired Combustion Turbine; | 610.7 | 492.8 | [6 empty] | 492.8 | [5 empty] | EIA-860, EIA-860M and EIA-923 | 202406 | -123.1739 | 46.1724
-13347213.0687 | 4086879.2142 | 38174 | 8076 | Ellwood | 63844 | Ellwood Power, LLC | IPP Non-CHP | 30 Las Armas Rd. | Goleta | Santa Barbara | California | 93117 | natural gas | Natural Gas = 54 MW | Natural Gas Fired Combustion Turbine | 58 | 54 | [6 empty] | 54 | [5 empty] | EIA-860, EIA-860M and EIA-923 | 202406 | -119.9001 | 34.4314
-17368990.9053 | 2241274.0479 | 38175 | 8083 | Keahole | 8287 | Hawaii Electric Light Co Inc | Electric Utility | 73-4249 Pukiawe Street | Kailua Kona | Hawaii | Hawaii | 96740 | petroleum | Petroleum = 79 MW | Petroleum Liquids | 89.1 | 79 | [8 empty] | 79 |  |  |  | EIA-860, EIA-860M and EIA-923 | 202406 | -156.0283 | 19.7317
-11423795.3883 | 4495401.6235 | 38176 | 8100 | Springfield (CO) | 17834 | City of Springfield - (CO) | Electric Utility | 7241 Tipton | Springfield | Baca | Colorado | 81073 | petroleum | Petroleum = 2.7 MW | Petroleum Liquids | 2.7 | 2.7 | [8 empty] | 2.7 |  |  |  | EIA-860, EIA-860M and EIA-923 | 202406 | -102.6217 | 37.4028
-9141089.0421 | 4712322.2195 | 38177 | 8102 | Gavin Power, LLC | 61135 | Gavin Power, LLC | IPP Non-CHP | Ohio Route 7 | Cheshire | Gallia | Ohio | 45620 | coal | Coal = 2709 MW | Conventional Steam Coal | 2600 | 2709 |  |  | 2709 | [9 empty] | EIA-860, EIA-860M and EIA-923 | 202406 | -82.1158 | 38.9347
-10779279.0251 | 5999401.7937 | 38178 | 8105 | Halstad | 7969 | City of Halstad - (MN) | Electric Utility | 405 2nd Avenue West | Halstad | Norman | Minnesota | 56548 | petroleum | Petroleum = 3.8 MW | Petroleum Liquids | 4 | 3.8 | [8 empty] | 3.8 |  |  |  | EIA-860, EIA-860M and EIA-923 | 202406 | -96.8319 | 47.3501
-10144778.9669 | 5126842.322 | 38179 | 8106 | Tipton | 18947 | City of Tipton - (IA) | Electric Utility | 407 Lynn Street | Tipton | Cedar | Iowa | 52772 | petroleum | Natural Gas = 3.2 MW, Petroleum = 6 MW | Natural Gas Internal Combustion Engine; Petroleum Liquids; | 9.3 | 9.2 | [6 empty] | 3.2 |  | 6 |  |  |  | EIA-860, EIA-860M and EIA-923 | 202406 | -91.1321 | 41.7717
-10157580.7084 | 5212580.0948 | 38180 | 8108 | Hopkinton | 8847 | City of Hopkinton - (IA) | Electric Utility | 123 1st Street SE | Hopkinton | Delaware | Iowa | 52237 | petroleum | Petroleum = 3.8 MW | Petroleum Liquids | 4.1 | 3.8 | [8 empty] | 3.8 |  |  |  | EIA-860, EIA-860M and EIA-923 | 202406 | -91.2471 | 42.3435
-10524407.2623 | 4896906.2816 | 38181 | 8110 | Stanberry | 17946 | City of Stanberry - (MO) | Electric Utility | 113 W. Main St. | Stanberry | Gentry | Missouri | 64489 | natural gas | Natural Gas = 4 MW, Petroleum = 0.3 MW | Natural Gas Internal Combustion Engine; Petroleum Liquids; | 4.3 | 4.3 | [6 empty] | 4 |  | 0.3 |  |  |  | EIA-860, EIA-860M and EIA-923 | 202406 | -94.5424 | 40.2127
-11655792.9995 | 4669301.7529 | 38182 | 8219 | Ray D Nixon | 3989 | City of Colorado Springs - (CO) | Electric Utility | 6598 Ray Nixon Rd | Fountain | El Paso | Colorado | 80817 | coal | Coal = 208 MW, Natural Gas = 60 MW | Conventional Steam Coal; Natural Gas Fired Combustion Turbine; | 282.6 | 268 |  |  | 208 |  |  |  | 60 | [5 empty] | EIA-860, EIA-860M and EIA-923 | 202406 | -104.7058 | 38.6335
-11334074.3278 | 5978295.0637 | 38183 | 8222 | Coyote | 14232 | Otter Tail Power Co | Electric Utility | 6240 13th Street SW | Beulah | Mercer | North Dakota | 58523 | coal | Coal = 427 MW | Conventional Steam Coal | 450 | 427 |  |  | 427 | [9 empty] | EIA-860, EIA-860M and EIA-923 | 202406 | -101.8157 | 47.2214
-12152069.761 | 4071662.8722 | 38184 | 8223 | Springerville | 24211 | Tucson Electric Power Co | Electric Utility | County Road #4162 | Springerville | Apache | Arizona | 85938 | coal | Coal = 1619 MW, Solar = 13.8 MW | Conventional Steam Coal; Solar Photovoltaic; | 1779.2 | 1632.8 |  |  | 1619 | [6 empty] | 13.8 |  |  | EIA-860, EIA-860M and EIA-923 | 202406 | -109.1639 | 34.3186
-13041257.0142 | 4994851.6779 | 38185 | 8224 | North Valmy | 17166 | Sierra Pacific Power Co | Electric Utility | I 80 Stonehouse Exit | Valmy | Humboldt | Nevada | 89438 | coal | Coal = 522 MW | Conventional Steam Coal | 567 | 522 |  |  | 522 | [9 empty] | EIA-860, EIA-860M and EIA-923 | 202406 | -117.1516 | 40.8813
-8794863.1618 | 5136877.9095 | 38186 | 8225 | Seneca Generation LLC | 59524 | Seneca Generation LLC | IPP Non-CHP | 500 Powerhouse Drive | Warren | Warren | Pennsylvania | 16365 | pumped storage | Pumped Storage = 433.5 MW,Hydroelectric = 29.9 MW | Hydroelectric Pumped Storage; Conventional Hydroelectric; | 437.9 | 463.4 |  |  |  |  | 29.9 | 433.5 | [6 empty] | EIA-860, EIA-860M and EIA-923 | 202406 | -79.0056 | 41.8389
-12772576.4026 | 4302755.734 | 38187 | 8902 | Hoover Dam (AZ) | 2518 | U S Bureau of Reclamation | Electric Utility | n/a | Boulder City | Mohave | Arizona | 86430 | hydroelectric | Hydroelectric = 1039.7 MW | Conventional Hydroelectric | 1039.4 | 1039.7 |  |  |  |  | 1039.7 | [7 empty] | EIA-860, EIA-860M and EIA-923 | 202406 | -114.738 | 36.0155
-8227908.6537 | 4981073.8917 | 38188 | 8906 | Astoria Generating Station | 54863 | U S Power Generating Company LLC | IPP Non-CHP | 18-01 20th Avenue | Astoria | Queens | New York | 11105 | natural gas | Natural Gas = 1315.2 MW | Natural Gas Fired Combustion Turbine; Natural Gas Steam Turbine; | 1345 | 1315.2 | [6 empty] | 1315.2 | [5 empty] | EIA-860, EIA-860M and EIA-923 | 202406 | -73.9126 | 40.7877
-7966022.7612 | 5219370.4152 | 38189 | 9038 | Cherry Street | 8973 | Town of Hudson - (MA) | Electric Utility | 77 Cherry Street | Hudson | Middlesex | Massachusetts | 1749 | natural gas | Natural Gas = 12.1 MW, Petroleum = 2.5 MW | Natural Gas Internal Combustion Engine; Petroleum Liquids; | 17.3 | 14.6 | [6 empty] | 12.1 |  | 2.5 |  |  |  | EIA-860, EIA-860M and EIA-923 | 202406 | -71.56 | 42.3886
-13071196.5026 | 6049420.3011 | 38190 | 9095 | Monroe Street | 20169 | Avista Corp | Electric Utility | 311 N. Post Street | Spokane | Spokane | Washington | 99201 | hydroelectric | Hydroelectric = 15 MW | Conventional Hydroelectric | 14.8 | 15 |  |  |  |  | 15 | [7 empty] | EIA-860, EIA-860M and EIA-923 | 202406 | -117.4206 | 47.6536
-13071010.933 | 6049557.9619 | 38191 | 9096 | Upper Falls | 20169 | Avista Corp | Electric Utility | 508 N Post Street | Spokane | Spokane | Washington | 99201 | hydroelectric | Hydroelectric = 10.2 MW | Conventional Hydroelectric | 10 | 10.2 |  |  |  |  | 10.2 | [7 empty] | EIA-860, EIA-860M and EIA-923 | 202406 | -117.4189 | 47.6544
-9947353.85 | 5317849.0073 | 38192 | 9674 | Nine Springs | 11479 | Madison Gas & Electric Co | Electric Utility | 7300 Southtowne Drive | Madison | Dane | Wisconsin | 53713 | natural gas | Natural Gas = 11.5 MW | Natural Gas Fired Combustion Turbine | 16.2 | 11.5 | [6 empty] | 11.5 | [5 empty] | EIA-860, EIA-860M and EIA-923 | 202406 | -89.3586 | 43.0386
-13496467.0137 | 6220053.6843 | 38193 | 9842 | Newhalem | 16868 | City of Seattle - (WA) | Electric Utility | 500 Newhalem Street | Rockport | Whatcom | Washington | 98283 | hydroelectric | Hydroelectric = 2.3 MW | Conventional Hydroelectric | 2.3 | 2.3 |  |  |  |  | 2.3 | [7 empty] | EIA-860, EIA-860M and EIA-923 | 202406 | -121.2408 | 48.6759
-8082908.2265 | 5190985.7147 | 38194 | 9864 | Cabot Holyoke | 8776 | City of Holyoke Gas and Electric Dept. | Electric Utility | 102 Cabot Street | Holyoke | Hampden | Massachusetts | 1040 | hydroelectric | Hydroelectric = 2.1 MW | Conventional Hydroelectric | 2.6 | 2.1 |  |  |  |  | 2.1 | [7 empty] | EIA-860, EIA-860M and EIA-923 | 202406 | -72.61 | 42.2
-11712480.2238 | 4831214.0665 | 38195 | 10003 | Colorado Energy Nations Company | 63637 | Molson Coors USA LLC | Industrial CHP | 1003 Vasquez St. | Golden | Jefferson | Colorado | 80401 | natural gas | Natural Gas = 40 MW | Natural Gas Steam Turbine | 35 | 40 | [6 empty] | 40 | [5 empty] | EIA-860, EIA-860M and EIA-923 | 202406 | -105.215 | 39.7606
-9121384.0451 | 3219405.5201 | 38196 | 10004 | Mosaic South Pierce Operations | 9383 | Mosaic Fertilizer LLC | Industrial CHP | 7450 CR 630 | Mulberry | Polk | Florida | 33860 | other | Other = 37 MW | All Other | 45.5 | 37 | [11 empty] | 37 | EIA-860, EIA-860M and EIA-923 | 202406 | -81.9388 | 27.7652
-13488671.755 | 4445771.5868 | 38197 | 10005 | Dinosaur Point | 9397 | International Turbine Res Inc | IPP Non-CHP | 1400 Dinosaur Point | Los Banos | Merced | California | 93635 | wind | Wind = 17 MW | Onshore Wind Turbine | 17.4 | 17 | [10 empty] | 17 |  | EIA-860, EIA-860M and EIA-923 | 202406 | -121.1708 | 37.0478
-9090650.7374 | 3544036.0275 | 38198 | 10008 | Baptist Medical Center | 1194 | Baptist Memorial Hospital | Commercial CHP | 800 Prudential Drive | Jacksonville | Duval | Florida | 32207 | natural gas | Natural Gas = 8.1 MW | Natural Gas Fired Combustion Turbine | 9 | 8.1 | [6 empty] | 8.1 | [5 empty] | EIA-860, EIA-860M and EIA-923 | 202406 | -81.6627 | 30.3145
-10383924.6252 | 5618892.796 | 38199 | 10013 | Covanta Hennepin Energy | 4435 | Covanta Energy Co | IPP Non-CHP | 505 Sixth Ave., North | Minneapolis | Hennepin | Minnesota | 55405 | biomass | Biomass = 33.7 MW | Municipal Solid Waste | 39.5 | 33.7 |  | 33.7 | [10 empty] | EIA-860, EIA-860M and EIA-923 | 202406 | -93.2804 | 44.9833
-12919550.8583 | 5392687.2863 | 38200 | 10014 | Lucky Peak Power Plant Project | 1932 | Boise-Kuna Irrigation District | IPP Non-CHP | 9731 E Highway 21 | Boise | Ada | Idaho | 83716 | hydroelectric | Hydroelectric = 83 MW | Conventional Hydroelectric | 101.2 | 83 |  |  |  |  | 83 | [7 empty] | EIA-860, EIA-860M and EIA-923 | 202406 | -116.0583 | 43.528
-8549926.8862 | 4514533.1916 | 38201 | 10017 | WestRock-West Point Mill | 17465 | WestRock-West Point Mill | Industrial CHP | 19th and Main Street | West Point | King William | Virginia | 23181 | biomass | Biomass = 101 MW | Wood/Wood Waste Biomass | 101 | 101 |  | 101 | [10 empty] | EIA-860, EIA-860M and EIA-923 | 202406 | -76.8053 | 37.5392
-13241842.7141 | 4830258.216 | 38202 | 10018 | Desert Peak Power Plant | 34691 | Ormat Nevada Inc | IPP Non-CHP | 10750 I-80 East, Exit 65 | Fernley | Lyon | Nevada | 89406 | geothermal | Geothermal = 17.3MW | Geothermal | 26 | 17.3 |  |  |  | 17.3 | [8 empty] | EIA-860, EIA-860M and EIA-923 | 202406 | -118.9535 | 39.754
-9113200.504 | 3351717.6866 | 38203 | 10020 | Cutrale Citrus Juices USA I | 4558 | Cutrale Citrus Juices USA Inc | Industrial Non-CHP | 11 Cloud street | Leesburg | Lake | Florida | 34748 | natural gas | Natural Gas = 4.3 MW | Natural Gas Fired Combustion Turbine | 4.1 | 4.3 | [6 empty] | 4.3 | [5 empty] | EIA-860, EIA-860M and EIA-923 | 202406 | -81.8653 | 28.8118
-8641943.5773 | 5342295.6244 | 38204 | 10025 | RED-Rochester, LLC | 5624 | RED-Rochester, LLC | Industrial CHP | Unnamed Road | Rochester | Monroe | New York | 14652 | natural gas | Hydroelectric = 0.4 MW,Natural Gas = 119.6 MW | Conventional Hydroelectric; Natural Gas Steam Turbine; | 120.8 | 120 |  |  |  |  | 0.4 |  | 119.6 | [5 empty] | EIA-860, EIA-860M and EIA-923 | 202406 | -77.6319 | 43.1989
-13060169.6391 | 3910777.6189 | 38205 | 10026 | Encina Water Pollution Control | 5901 | Encina Joint Powers Authority | Commercial Non-CHP | 6200 Avenida Encinas | Carlsbad | San Diego | California | 92011 | biomass | Biomass = 3.2 MW | Other Waste Biomass | 3.2 | 3.2 |  | 3.2 | [10 empty] | EIA-860, EIA-860M and EIA-923 | 202406 | -117.3215 | 33.1165
-7900778.4076 | 5228627.4364 | 38206 | 10029 | General Electric Aircraft Engines | 7049 | General Electric Aircraft Engines | Industrial Non-CHP | 1000 Western Avenue | Lynn | Essex | Massachusetts | 1910 | solar | Solar = 2.1 MW | Solar Photovoltaic | 2.1 | 2.1 | [9 empty] | 2.1 |  |  | EIA-860, EIA-860M and EIA-923 | 202406 | -70.9739 | 42.45
-8409890.863 | 4743115.8787 | 38207 | 10030 | Energy Center Dover | 65384 | Cartier Energy, LLC | IPP CHP | 1280 W. North Street | Dover | Kent | Delaware | 19904 | natural gas | Natural Gas = 103 MW | Natural Gas Fired Combined Cycle; Natural Gas Fired Combustion Turbine; | 118 | 103 | [6 empty] | 103 | [5 empty] | EIA-860, EIA-860M and EIA-923 | 202406 | -75.5473 | 39.1495
-13529403.5567 | 4439120.726 | 38208 | 10034 | Gilroy Power Plant | 3028 | Calpine Gilroy Cogen LP | IPP CHP | 1400 Pacheco Pass Hwy | Gilroy | Santa Clara | California | 95020 | natural gas | Natural Gas = 101 MW | Natural Gas Fired Combined Cycle | 130 | 101 | [6 empty] | 101 | [5 empty] | EIA-860, EIA-860M and EIA-923 | 202406 | -121.5367 | 37.0001
-8003203.5824 | 5329326.2138 | 38209 | 10036 | Hillsborough Hosiery | 56590 | Silverstreet Hydro | IPP Non-CHP | Water Street | Hillsboro | Hillsborough | New Hampshire | 3244 | hydroelectric | Hydroelectric = 1.2 MW | Conventional Hydroelectric | 1.2 | 1.2 |  |  |  |  | 1.2 | [7 empty] | EIA-860, EIA-860M and EIA-923 | 202406 | -71.894 | 43.1139
-13279825.2583 | 4345778.9452 | 38210 | 10042 | Kaweah Delta District Hospital | 10077 | Kaweah Delta Hospital | Commercial Non-CHP | 400 West Mineral King | Visalia | Tulare | California | 93291 | natural gas | Natural Gas = 3.5 MW | Natural Gas Fired Combustion Turbine | 3.5 | 3.5 | [6 empty] | 3.5 | [5 empty] | EIA-860, EIA-860M and EIA-923 | 202406 | -119.2947 | 36.3275
-12764073.1519 | 5255767.656 | 38211 | 10049 | Little Mac Project | 54696 | Little Mac Power Company | IPP Non-CHP | 2000E 4300 N | Buhl | Twin Falls | Idaho | 83316 | hydroelectric | Hydroelectric = 1.5 MW | Conventional Hydroelectric | 1.5 | 1.5 |  |  |  |  | 1.5 | [7 empty] | EIA-860, EIA-860M and EIA-923 | 202406 | -114.6616 | 42.6296
-10259760.869 | 4122753.4334 | 38212 | 10050 | Fourche Creek Wastewater | 11079 | Little Rock Water Reclamation Authority | Commercial CHP | 9500 Birdwood Dr. | Little Rock | Pulaski | Arkansas | 72206 | biomass | Biomass = 1.3 MW | Other Waste Biomass | 1.3 | 1.3 |  | 1.3 | [10 empty] | EIA-860, EIA-860M and EIA-923 | 202406 | -92.165 | 34.6968
-13826192.4511 | 4982812.7896 | 38213 | 10052 | Fairhaven Power | 54788 | DG Fairhaven Power LLC | IPP Non-CHP | 97 Bay Street | Samoa | Humboldt | California | 95564 | biomass | Biomass = 16 MW | Wood/Wood Waste Biomass | 18.8 | 16 |  | 16 | [10 empty] | EIA-860, EIA-860M and EIA-923 | 202406 | -124.2028 | 40.7995
-8917303.4697 | 5037360.326 | 38214 | 10058 | General Electric Diesel Engine Plant | 7075 | General Electric Co | Industrial Non-CHP | 1503 West Main Street Ext | Grove City | Mercer | Pennsylvania | 16127 | petroleum | Petroleum = 4.3 MW | Petroleum Liquids | 4.4 | 4.3 | [8 empty] | 4.3 |  |  |  | EIA-860, EIA-860M and EIA-923 | 202406 | -80.1055 | 41.1694
-8329480.8986 | 4992081.5512 | 38215 | 10061 | Mars Wrigley Confectionery US, LLC | 11401 | Mars Wrigley Confectionery US, LLC | Industrial CHP | 700 High Street | Hackettstown | WARREN | New Jersey | 7840 | natural gas | Natural Gas = 9.5 MW | Natural Gas Fired Combined Cycle | 12.3 | 9.5 | [6 empty] | 9.5 | [5 empty] | EIA-860, EIA-860M and EIA-923 | 202406 | -74.825 | 40.8625
-8137689.7724 | 5060295.3482 | 38216 | 10063 | Derby Hydro | 11943 | McCallum Enterprises I LP | IPP Non-CHP | 305 Canel St. | Shelton | Fairfield | Connecticut | 6418 | hydroelectric | Hydroelectric = 8.6 MW | Conventional Hydroelectric | 8.6 | 8.6 |  |  |  |  | 8.6 | [7 empty] | EIA-860, EIA-860M and EIA-923 | 202406 | -73.1021 | 41.3243
-7751087.0883 | 5550438.7574 | 38217 | 10066 | Lockwood Hydroelectric Facility | 12401 | Merimil Ltd Partnership | IPP Non-CHP | Water Street | Waterville | Kennebec | Maine | 4901 | hydroelectric | Hydroelectric = 6.4 MW | Conventional Hydroelectric | 7.2 | 6.4 |  |  |  |  | 6.4 | [7 empty] | EIA-860, EIA-860M and EIA-923 | 202406 | -69.6292 | 44.5467
-11695860.2238 | 4787605.4444 | 38218 | 10070 | Foothills Hydro Plant | 5164 | Denver City & County-Foothills | IPP Non-CHP | 6730 N. Rampart Range Rd. | Littleton | Douglas | Colorado | 80125 | hydroelectric | Hydroelectric = 3.1 MW | Conventional Hydroelectric | 3.1 | 3.1 |  |  |  |  | 3.1 | [7 empty] | EIA-860, EIA-860M and EIA-923 | 202406 | -105.0657 | 39.4588
-11291359.0354 | 4254902.7794 | 38219 | 10072 | Engineered Carbons Borger Cogen | 55727 | Orion Engineered Carbons | Industrial Non-CHP | Hwy 1559 | Borger | Hutchinson | Texas | 79007 | other | Other = 18.8 MW | Other Gases | 20 | 18.8 | [11 empty] | 18.8 | EIA-860, EIA-860M and EIA-923 | 202406 | -101.432 | 35.667
-11702606.185 | 4783828.6138 | 38220 | 10081 | Strontia Springs Hydro Plant | 5068 | Denver City & County of | IPP Non-CHP | 4910 South Platt River Rd | Littleton | Douglas | Colorado | 80125 | hydroelectric | Hydroelectric = 1 MW | Conventional Hydroelectric | 1 | 1 |  |  |  |  | 1 | [7 empty] | EIA-860, EIA-860M and EIA-923 | 202406 | -105.1263 | 39.4326
-13167270.1212 | 3997732.6466 | 38221 | 10091 | Total Energy Facilities | 11217 | Los Angeles County Sanitation | Commercial CHP | 24501 S Figueroa Street | Carson | Los Angeles | California | 90745 | biomass | Biomass = 31.4 MW | Other Waste Biomass | 38.4 | 31.4 |  | 31.4 | [10 empty] | EIA-860, EIA-860M and EIA-923 | 202406 | -118.2836 | 33.7683
-17598658.3769 | 2428072.3523 | 38222 | 10093 | Tesoro Hawaii | 58553 | PAR Petroleum | Industrial CHP | 91 325 Komohana St | Kapolei | Honolulu | Hawaii | 96707 | petroleum | Petroleum = 20 MW | Petroleum Liquids | 20 | 20 | [8 empty] | 20 |  |  |  | EIA-860, EIA-860M and EIA-923 | 202406 | -158.0914 | 21.3032
-7885939.5195 | 5302585.1882 | 38223 | 10108 | Hampton Facility | 6636 | Foss Manufacturing Company LLC | Industrial CHP | 11 Merrill Industrial Drive | Hampton | Rockingham | New Hampshire | 3842 | natural gas | Natural Gas = 3.8 MW | Natural Gas Fired Combustion Turbine | 5 | 3.8 | [6 empty] | 3.8 | [5 empty] | EIA-860, EIA-860M and EIA-923 | 202406 | -70.8406 | 42.9383
-7975445.5108 | 5380122.2779 | 38224 | 10109 | Stevens Mills Dam | 57280 | Eagle Creek Renewable Energy, LLC | IPP Non-CHP | 40 Memorial St | Franklin | Merrimack | New Hampshire | 3235 | hydroelectric | Hydroelectric = 2 MW | Conventional Hydroelectric | 1.9 | 2 |  |  |  |  | 2 | [7 empty] | EIA-860, EIA-860M and EIA-923 | 202406 | -71.6446 | 43.4461
-8482355.9553 | 4981459.9926 | 38225 | 10113 | John B Rich Memorial Power Station | 7199 | Gilberton Power Co | IPP CHP | 81 Eleanor Avenue | Frackville | Schuylkill | Pennsylvania | 17931 | coal | Coal = 80 MW | Conventional Steam Coal | 88.4 | 80 |  |  | 80 | [9 empty] | EIA-860, EIA-860M and EIA-923 | 202406 | -76.1983 | 40.7903
-13025092.5336 | 3866103.1694 | 38226 | 10115 | Grossmont Hospital | 7726 | Sharp Grossmont Hospital | Commercial CHP | 5555 Grossmont Center Drive | La Mesa | San Diego | California | 91942 | natural gas | Natural Gas = 4.2 MW | Natural Gas Fired Combustion Turbine | 4.5 | 4.2 | [6 empty] | 4.2 | [5 empty] | EIA-860, EIA-860M and EIA-923 | 202406 | -117.0064 | 32.7797
-8389754.8369 | 5511448.3233 | 38227 | 10116 | Hampshire Paper | 9357 | Hampshire Paper Co Inc | IPP Non-CHP | 1827 Country Rt 22 | Gouverneur | St Lawrence | New York | 13642 | hydroelectric | Hydroelectric = 1.8 MW | Conventional Hydroelectric | 3.4 | 1.8 |  |  |  |  | 1.8 | [7 empty] | EIA-860, EIA-860M and EIA-923 | 202406 | -75.3665 | 44.2965
-8555333.8965 | 4901498.5984 | 38228 | 10118 | Harrisburg Facility | 8181 | Harrisburg Authority | IPP CHP | 1670 S 19th Street | Harrisburg | Dauphin | Pennsylvania | 17104 | biomass | Biomass = 16.7 MW | Municipal Solid Waste | 24.1 | 16.7 |  | 16.7 | [10 empty] | EIA-860, EIA-860M and EIA-923 | 202406 | -76.8539 | 40.2442
-9295726.509 | 4004195.2902 | 38229 | 10121 | High Shoals Hydro (GA) | 8596 | High Shoals Hydro | IPP Non-CHP | 110 Frazier Road | High Shoals | Morgan | Georgia | 30645 | hydroelectric | Hydroelectric = 1.4 MW | Conventional Hydroelectric | 1.4 | 1.4 |  |  |  |  | 1.4 | [7 empty] | EIA-860, EIA-860M and EIA-923 | 202406 | -83.5049 | 33.8165
-8308218.8759 | 4957038.9448 | 38230 | 10122 | CIP II/AR Bridgewater Holdings - NJCOE | 62860 | COE Bridgewater LLC c/o Thor Equities, LLC | Commercial CHP | 1021 U.S. Highway 202/206 | Bridgewater | Somerset | New Jersey | 8807 | natural gas | Natural Gas = 4.1 MW | Natural Gas Fired Combustion Turbine | 5 | 4.1 | [6 empty] | 4.1 | [5 empty] | EIA-860, EIA-860M and EIA-923 | 202406 | -74.634 | 40.624
-8254896.8398 | 4988166.9998 | 38231 | 10123 | Hoffmann LaRoche | 60557 | PB Nutclif Master, LLC | Industrial CHP | 340 Kingsland Street | Nutley | Essex | New Jersey | 7110 | natural gas | Natural Gas = 8.2 MW | Natural Gas Fired Combustion Turbine | 10.6 | 8.2 | [6 empty] | 8.2 | [5 empty] | EIA-860, EIA-860M and EIA-923 | 202406 | -74.155 | 40.8359
-8386380.9658 | 5511434.1699 | 38232 | 10124 | Hollow Dam Power Partnership | 59136 | Ampersand Hollow Dam Hydro LLC | IPP Non-CHP | 265 Cole Rd | Gouveneur | St Lawrence | New York | 13642 | hydroelectric | Hydroelectric = 0.6 MW | Conventional Hydroelectric | 1 | 0.6 |  |  |  |  | 0.6 | [7 empty] | EIA-860, EIA-860M and EIA-923 | 202406 | -75.3361 | 44.2965
-13740687.9502 | 4919856.2496 | 38233 | 10128 | Gosselin Hydro Plant | 8787 | Humboldt Bay Mun Water Dist | Commercial Non-CHP | Mad River Road | Ruth | Trinity | California | 95526 | hydroelectric | Hydroelectric = 0.4 MW | Conventional Hydroelectric | 2 | 0.4 |  |  |  |  | 0.4 | [7 empty] | EIA-860, EIA-860M and EIA-923 | 202406 | -123.4347 | 40.37
-8811984.0995 | 4955631.0499 | 38234 | 10129 | Indiana University of Pennsylvania | 9335 | Indiana University of Penn | Commercial CHP | 525 Pratt Drive | Indiana | Indiana | Pennsylvania | 15705 | natural gas | Natural Gas = 24 MW | Natural Gas Internal Combustion Engine | 24.4 | 24 | [6 empty] | 24 | [5 empty] | EIA-860, EIA-860M and EIA-923 | 202406 | -79.1594 | 40.6144
-8060210.1823 | 5410068.5312 | 38235 | 10137 | Deweys Mill | 7601 | Green Mountain Power Corp | Electric Utility | Deweys Mill Rd. | White River Jct. | Windsor | Vermont | 5059 | hydroelectric | Hydroelectric = 2.9 MW | Conventional Hydroelectric | 3 | 2.9 |  |  |  |  | 2.9 | [7 empty] | EIA-860, EIA-860M and EIA-923 | 202406 | -72.4061 | 43.6411
-12152214.4763 | 5654064.358 | 38236 | 10138 | South Dry Creek Hydro | 9370 | Hydrodynamics Inc | IPP Non-CHP | South Dry Creek Rd | Red Lodge | Carbon | Montana | 59068 | hydroelectric | Hydroelectric = 2 MW | Conventional Hydroelectric | 2 | 2 |  |  |  |  | 2 | [7 empty] | EIA-860, EIA-860M and EIA-923 | 202406 | -109.1652 | 45.2063
-13189354.795 | 4251765.4197 | 38237 | 10139 | Isabella Hydro Project | 9439 | Isabella Partners | IPP Non-CHP | Powerhouse Rd. off Hwy. 155 | Lake Isabella | Kern | California | 93240 | hydroelectric | Hydroelectric = 11.8 MW | Conventional Hydroelectric | 11.8 | 11.8 |  |  |  |  | 11.8 | [7 empty] | EIA-860, EIA-860M and EIA-923 | 202406 | -118.482 | 35.6441
-12547870.552 | 5469690.1882 | 38238 | 10140 | Birch Creek Power | 1751 | Birch Power Co | IPP Non-CHP | Highway 22 | Terreton | Clark | Idaho | 83409 | hydroelectric | Hydroelectric = 2.6 MW | Conventional Hydroelectric | 2.6 | 2.6 |  |  |  |  | 2.6 | [7 empty] | EIA-860, EIA-860M and EIA-923 | 202406 | -112.7194 | 44.0274
-8771746.5564 | 4946349.8723 | 38239 | 10143 | Colver Green Energy | 9379 | Inter-Power/AhlCon Partners, L.P. | IPP Non-CHP | 141 Interpower Drive | Colver | Cambria | Pennsylvania | 15927 | coal | Coal = 110 MW | Conventional Steam Coal | 118 | 110 |  |  | 110 | [9 empty] | EIA-860, EIA-860M and EIA-923 | 202406 | -78.7979 | 40.5511
-13504134.0323 | 4707815.2729 | 38240 | 10144 | Sierra Pacific Lincoln Facility | 17164 | Sierra Pacific Industries | Industrial CHP | 1445 Highway 65 | Lincoln | Placer | California | 95648 | biomass | Biomass = 17.5 MW | Wood/Wood Waste Biomass | 19.2 | 17.5 |  | 17.5 | [10 empty] | EIA-860, EIA-860M and EIA-923 | 202406 | -121.3097 | 38.9032
-9286642.9498 | 5631419.1587 | 38241 | 10149 | Decorative Panels Intl | 49967 | Decorative Panels International, Inc. | Industrial CHP | 416 Ford Ave | Alpena | Alpena | Michigan | 49707 | natural gas | Natural Gas = 7 MW | Natural Gas Steam Turbine | 7.5 | 7 | [6 empty] | 7 | [5 empty] | EIA-860, EIA-860M and EIA-923 | 202406 | -83.4233 | 45.0628
-8923719.7026 | 4802471.5658 | 38242 | 10151 | Grant Town Power Plant | 563 | American Bituminous Power LP | IPP Non-CHP | 228 ABPP Drive | Grant Town | Marion | West Virginia | 26574 | coal | Coal = 80 MW | Conventional Steam Coal | 95.7 | 80 |  |  | 80 | [9 empty] | EIA-860, EIA-860M and EIA-923 | 202406 | -80.1631 | 39.5618
-8686775.0532 | 4944732.8676 | 38243 | 10152 | Warrior Ridge Hydro | 503 | American Hydro Power Company | IPP Non-CHP | 8217 Warrior Ridge Road | Petersburg | Huntingdon | Pennsylvania | 16669 | hydroelectric | Hydroelectric = 2.8 MW | Conventional Hydroelectric | 2.8 | 2.8 |  |  |  |  | 2.8 | [7 empty] | EIA-860, EIA-860M and EIA-923 | 202406 | -78.0346 | 40.54
-10597081.19 | 3404863.2842 | 38244 | 10154 | Power Island | 54769 | INEOS USA LLC | Industrial CHP | 2.5 mi S of FM 2917 on FM 2004 | Alvin | Brazoria | Texas | 77512 | natural gas | Natural Gas = 110 MW | Natural Gas Fired Combustion Turbine | 141 | 110 | [6 empty] | 110 | [5 empty] | EIA-860, EIA-860M and EIA-923 | 202406 | -95.1952 | 29.2293
-8629988.3093 | 4469932.9233 | 38245 | 10155 | Brasfield | 756 | Appomattox River Associates LP | IPP Non-CHP | 21511 Chesdin Road | Petersburg | Chesterfield | Virginia | 23803 | hydroelectric | Hydroelectric = 2.9 MW | Conventional Hydroelectric | 2.9 | 2.9 |  |  |  |  | 2.9 | [7 empty] | EIA-860, EIA-860M and EIA-923 | 202406 | -77.5245 | 37.2208
-13369453.7011 | 4385858.1893 | 38246 | 10156 | Fresno Cogen Partners | 20323 | Wellhead Services, Inc | IPP CHP | 8105 South Lassen | San Joaquin | Fresno | California | 93660 | natural gas | Battery = 16 MW, Natural Gas = 70.8 MW | Batteries; Natural Gas Fired Combustion Turbine; | 86.8 | 86.8 | 16 | [5 empty] | 70.8 | [5 empty] | EIA-860, EIA-860M and EIA-923 | 202406 | -120.0998 | 36.617
-12984366.4092 | 4020040.5525 | 38247 | 10162 | Whitewater Hydro Plant | 5093 | Desert Water Agency | IPP Non-CHP | Whitewater Canyon Road | California | Riverside | California | 92262 | hydroelectric | Hydroelectric = 1.3 MW | Conventional Hydroelectric | 1.3 | 1.3 |  |  |  |  | 1.3 | [7 empty] | EIA-860, EIA-860M and EIA-923 | 202406 | -116.6405 | 33.9347
-10775075.935 | 3313924.3584 | 38248 | 10167 | Seadrift Coke LP | 54705 | Seadrift Coke L P | Industrial CHP | 8618 Hwy. 185 North | Port Lavaca | Calhoun | Texas | 77979 | petroleum | Petroleum = 7.6 MW | Petroleum Coke | 7.6 | 7.6 | [8 empty] | 7.6 |  |  |  | EIA-860, EIA-860M and EIA-923 | 202406 | -96.7942 | 28.5139
-13163429.5988 | 4012150.5757 | 38249 | 10169 | Carson Cogeneration | 3084 | Carson Cogeneration Co | IPP Non-CHP | 17171 S. Central Avenue | Carson | Los Angeles | California | 90746 | natural gas | Natural Gas = 49.3 MW | Natural Gas Fired Combined Cycle | 55.8 | 49.3 | [6 empty] | 49.3 | [5 empty] | EIA-860, EIA-860M and EIA-923 | 202406 | -118.2491 | 33.8759
-9077636.9323 | 4172609.0938 | 38250 | 10173 | Cherokee Falls | 63985 | Hydroland Omega LLC | IPP Non-CHP | 1406 Cherokee Falls Road | Blacksburg | Cherokee | South Carolina | 29702 | hydroelectric | Hydroelectric = 1 MW | Conventional Hydroelectric | 4.3 | 1 |  |  |  |  | 1 | [7 empty] | EIA-860, EIA-860M and EIA-923 | 202406 | -81.5458 | 35.0642
-13041267.5896 | 3868681.3515 | 38251 | 10175 | Childrens Hospital | 3476 | DTE San Diego COGEN Inc. | Commercial CHP | 3020 Children's Way | San Diego | San Diego | California | 92123 | petroleum | Natural Gas = 4.8 MW, Petroleum = 6.5 MW | Natural Gas Fired Combustion Turbine; Petroleum Liquids; | 11.3 | 11.3 | [6 empty] | 4.8 |  | 6.5 |  |  |  | EIA-860, EIA-860M and EIA-923 | 202406 | -117.1517 | 32.7992
-7907180.0576 | 5211954.3269 | 38252 | 10176 | M Street Jet | 11724 | Massachusetts Bay Trans Auth | IPP Non-CHP | 696 East First Street | Boston | Suffolk | Massachusetts | 2127 | petroleum | Petroleum = 50 MW | Petroleum Liquids | 69 | 50 | [8 empty] | 50 |  |  |  | EIA-860, EIA-860M and EIA-923 | 202406 | -71.0314 | 42.3394
-11683448.1006 | 4838051.4819 | 38253 | 10180 | Metro Wastewater Reclamation District | 19068 | Colorado Energy Nations Company, LLC | IPP CHP | 6450 York Street | Denver | Denver | Colorado | 80229 | biomass | Biomass = 9.8 MW | Other Waste Biomass | 15 | 9.8 |  | 9.8 | [10 empty] | EIA-860, EIA-860M and EIA-923 | 202406 | -104.9542 | 39.8078
-9194900.8839 | 4252527.0715 | 38254 | 10181 | Metropolitan Sewerage District | 12374 | Metropolitan Sewerage District | Commercial Non-CHP | 2028 Riverside Dr | Asheville | Buncombe | North Carolina | 28804 | hydroelectric | Hydroelectric = 2.4 MW | Conventional Hydroelectric | 2.4 | 2.4 |  |  |  |  | 2.4 | [7 empty] | EIA-860, EIA-860M and EIA-923 | 202406 | -82.5992 | 35.6497
-7959931.136 | 5274038.5271 | 38255 | 10183 | Mine Falls Generating Station | 61979 | City of Nashua, NH | IPP Non-CHP | 17 Stadium Drive | Nashua | Hillsborough | New Hampshire | 3062 | hydroelectric | Hydroelectric = 3.2 MW | Conventional Hydroelectric | 3 | 3.2 |  |  |  |  | 3.2 | [7 empty] | EIA-860, EIA-860M and EIA-923 | 202406 | -71.5053 | 42.7503
-10891786.8514 | 3554728.5479 | 38256 | 10184 | Central Utility Plant | 62903 | Silicon Hills Campus, LLC | Commercial CHP | 6801 River Place Boulevard | Austin | Travis | Texas | 78726 | natural gas | Natural Gas = 8.3 MW | Natural Gas Internal Combustion Engine; Natural Gas Steam Turbine; | 14.3 | 8.3 | [6 empty] | 8.3 | [5 empty] | EIA-860, EIA-860M and EIA-923 | 202406 | -97.8426 | 30.3974
-7779751.8572 | 5589698.1429 | 38257 | 10186 | Anson Abenaki Hydros | 57280 | Eagle Creek Renewable Energy, LLC | IPP Non-CHP | 3 Main Street | Madison | Somerset | Maine | 4950 | hydroelectric | Hydroelectric = 25.1 MW | Conventional Hydroelectric | 29 | 25.1 |  |  |  |  | 25.1 | [7 empty] | EIA-860, EIA-860M and EIA-923 | 202406 | -69.8867 | 44.7975
-9105730.1869 | 3255890.8814 | 38258 | 10188 | Cutrale Citrus Juices USA II | 4558 | Cutrale Citrus Juices USA Inc | Industrial Non-CHP | 602 McKean Street | Auburndale | Polk | Florida | 33823 | natural gas | Natural Gas = 8.6 MW | Natural Gas Fired Combustion Turbine | 8.2 | 8.6 | [6 empty] | 8.6 | [5 empty] | EIA-860, EIA-860M and EIA-923 | 202406 | -81.7982 | 28.0548
-8209066.6054 | 5241837.5054 | 38259 | 10190 | Castleton Energy Center | 60741 | Fortistar Castleton Power | IPP Non-CHP | 1902 River Road | Castleton | Rensselaer | New York | 12033 | natural gas | Natural Gas = 67.7 MW | Natural Gas Fired Combined Cycle | 72 | 67.7 | [6 empty] | 67.7 | [5 empty] | EIA-860, EIA-860M and EIA-923 | 202406 | -73.7433 | 42.5375
-13179083.5682 | 4172113.5107 | 38260 | 10191 | Tehachapi Wind Resource I | 2719 | CalWind Resources Inc | IPP Non-CHP | 16541 Tehachapi-Willow Springs | Tehachapi | Kern | California | 93581 | wind | Wind = 8.7 MW | Onshore Wind Turbine | 8.7 | 8.7 | [10 empty] | 8.7 |  | EIA-860, EIA-860M and EIA-923 | 202406 | -118.3897 | 35.0606
-17601157.6108 | 2429080.5849 | 38261 | 10194 | Hawaii Cogen | 3453 | Island Energy Services | Industrial CHP | 91-480 Malakole Street | Kapolei | Honolulu | Hawaii | 96707 | petroleum | Petroleum = 12.8 MW | Petroleum Liquids | 12.2 | 12.8 | [8 empty] | 12.8 |  |  |  | EIA-860, EIA-860M and EIA-923 | 202406 | -158.1139 | 21.3117
-10060844.0709 | 3882583.0753 | 38262 | 10195 | CF Industries Yazoo City Complex | 50122 | CF Industries Nitrogen LLC | Industrial CHP | 4612 Hwy 49 E. | Yazoo City | Yazoo | Mississippi | 39194 | natural gas | Natural Gas = 20 MW | Natural Gas Fired Combustion Turbine | 25 | 20 | [6 empty] | 20 | [5 empty] | EIA-860, EIA-860M and EIA-923 | 202406 | -90.3781 | 32.9041
-8386957.9347 | 5405387.9038 | 38263 | 10196 | Moose River | 60023 | EONY Generation Limited | IPP Non-CHP | 7659 Lyonsdale Road | Lyons Falls | Lewis | New York | 13368 | hydroelectric | Hydroelectric = 12.1 MW | Conventional Hydroelectric | 12.6 | 12.1 |  |  |  |  | 12.1 | [7 empty] | EIA-860, EIA-860M and EIA-923 | 202406 | -75.3413 | 43.6107
-8427862.6155 | 5490020.4996 | 38264 | 10197 | Philadlephia | 60023 | EONY Generation Limited | IPP Non-CHP | 24 Garden Road | Village of Philadelph | Jefferson | New York | 13673 | hydroelectric | Hydroelectric = 3.2 MW | Conventional Hydroelectric | 3.6 | 3.2 |  |  |  |  | 3.2 | [7 empty] | EIA-860, EIA-860M and EIA-923 | 202406 | -75.7088 | 44.1586
-10110961.4415 | 3508518.7801 | 38265 | 10198 | Mosaic Phosphates Uncle Sam | 9436 | Mosaic Phosphates Co. | Industrial CHP | 7250 Highway 44 | Uncle Sam | St James | Louisiana | 70792 | other | Other = 26 MW | All Other | 26 | 26 | [11 empty] | 26 | EIA-860, EIA-860M and EIA-923 | 202406 | -90.8283 | 30.0386
-9067575.0975 | 3591496.3776 | 38266 | 10202 | Fernandina Beach Mill | 9686 | WestRock, Fernandina Beach | Industrial CHP | North 8th Street | Fernandina Beach | Nassau | Florida | 32034 | biomass | Biomass = 80 MW | Wood/Wood Waste Biomass | 96.9 | 80 |  | 80 | [10 empty] | EIA-860, EIA-860M and EIA-923 | 202406 | -81.4554 | 30.6818
-9171646.2423 | 3231397.3884 | 38267 | 10204 | Mosaic Co Tampa Facility | 3102 | Mosaic Company | Industrial CHP | 8813 US Highway 301 South | Riverview | Hillsborough | Florida | 33578 | other | Other = 68 MW | All Other | 72.4 | 68 | [11 empty] | 68 | EIA-860, EIA-860M and EIA-923 | 202406 | -82.3903 | 27.8605
-13052034.0768 | 4035570.3149 | 38268 | 10206 | Loma Linda University Cogen | 11161 | Loma Linda University | Commercial CHP | 11100 Anderson Street | Loma Linda | San Bernardino | California | 92350 | natural gas | Natural Gas = 9.6 MW, Petroleum = 2.7 MW | Natural Gas Fired Combustion Turbine; Petroleum Liquids; | 13.1 | 12.3 | [6 empty] | 9.6 |  | 2.7 |  |  |  | EIA-860, EIA-860M and EIA-923 | 202406 | -117.2484 | 34.0504
-9694714.2656 | 5749059.3972 | 38269 | 10208 | Escanaba Mill | 55867 | Billerud Escanaba LLC | Industrial CHP | 7100 County 426 M-5 Road | Escanaba | Delta | Michigan | 49829 | biomass | Biomass = 100 MW | Wood/Wood Waste Biomass | 122.4 | 100 |  | 100 | [10 empty] | EIA-860, EIA-860M and EIA-923 | 202406 | -87.0891 | 45.8044
-13180572.8003 | 4016160.2703 | 38270 | 10213 | El Segundo Cogen | 3452 | Chevron USA Inc-El Segundo | Industrial CHP | 324 West El Segundo Blvd. | El Segundo | Los Angeles | California | 90245 | natural gas | Natural Gas = 171.6 MW | Natural Gas Fired Combined Cycle | 180.1 | 171.6 | [6 empty] | 171.6 | [5 empty] | EIA-860, EIA-860M and EIA-923 | 202406 | -118.4031 | 33.9058
-8182817.4695 | 5569624.5753 | 38271 | 10214 | Lower Saranac Hydroelectric Facility | 64078 | Central Rivers Power US, LLC | IPP Non-CHP | 1130 Military Turnpike | Plattsburgh | Clinton | New York | 12901 | hydroelectric | Hydroelectric = 6.3 MW | Conventional Hydroelectric | 6.7 | 6.3 |  |  |  |  | 6.3 | [7 empty] | EIA-860, EIA-860M and EIA-923 | 202406 | -73.5075 | 44.6694
-12429255.627 | 4951081.706 | 38272 | 10215 | Snowbird Power Plant | 20712 | Snowbird Corporation | Commercial CHP | State Rd 210, Entry 4 | Snowbird | Salt Lake | Utah | 84092 | natural gas | Natural Gas = 5.5 MW | Natural Gas Internal Combustion Engine | 6.5 | 5.5 | [6 empty] | 5.5 | [5 empty] | EIA-860, EIA-860M and EIA-923 | 202406 | -111.6539 | 40.5834
-9739219.7981 | 3708631.1719 | 38273 | 10216 | Alabama River Pulp | 57356 | Alabama River Cellulose LLC | Industrial CHP | 2373 Lena Landegger Hwy.Co. Rd | Perdue Hill | Monroe | Alabama | 36470 | biomass | Biomass = 43.5 MW | Wood/Wood Waste Biomass | 48 | 43.5 |  | 43.5 | [10 empty] | EIA-860, EIA-860M and EIA-923 | 202406 | -87.4889 | 31.5825
-8215222.5733 | 5385826.7637 | 38274 | 10218 | Warrensburg Hydroelectric | 55754 | Boralex Hydro Operations Inc | IPP Non-CHP | 180 Library Avenue | Warrensburg | Warren | New York | 12885 | hydroelectric | Hydroelectric = 2.9 MW | Conventional Hydroelectric | 2.9 | 2.9 |  |  |  |  | 2.9 | [7 empty] | EIA-860, EIA-860M and EIA-923 | 202406 | -73.7986 | 43.4833
-8184795.7282 | 5327008.7573 | 38275 | 10219 | Middle Falls Hydro | 55754 | Boralex Hydro Operations Inc | IPP Non-CHP | 595 State Route 29 | Middle Falls | Washington | New York | 12848 | hydroelectric | Hydroelectric = 2.2 MW | Conventional Hydroelectric | 2.2 | 2.2 |  |  |  |  | 2.2 | [7 empty] | EIA-860, EIA-860M and EIA-923 | 202406 | -73.5253 | 43.0987
-8349281.0738 | 5572158.9767 | 38276 | 10220 | Sissonville Hydro | 55754 | Boralex Hydro Operations Inc | IPP Non-CHP | 204 River Road | Potsdam | St Lawrence | New York | 13676 | hydroelectric | Hydroelectric = 3 MW | Conventional Hydroelectric | 3 | 3 |  |  |  |  | 3 | [7 empty] | EIA-860, EIA-860M and EIA-923 | 202406 | -75.0029 | 44.6856
-8203811.8802 | 5278815.1512 | 38277 | 10221 | New York State Dam Hydro | 55754 | Boralex Hydro Operations Inc | IPP Non-CHP | One Kings Canal Highway | Waterford | Saratoga | New York | 12188 | hydroelectric | Hydroelectric = 11.4 MW | Conventional Hydroelectric | 11.4 | 11.4 |  |  |  |  | 11.4 | [7 empty] | EIA-860, EIA-860M and EIA-923 | 202406 | -73.6961 | 42.7818
-13238569.9211 | 4308692.4599 | 38278 | 10222 | Tulare Success Power Project | 11278 | Lower Tule River Irrgtn Dist | IPP Non-CHP | 29330 Highway 190 | Porterville | Tulare | California | 93257 | hydroelectric | Hydroelectric = 1.4 MW | Conventional Hydroelectric | 1.4 | 1.4 |  |  |  |  | 1.4 | [7 empty] | EIA-860, EIA-860M and EIA-923 | 202406 | -118.9241 | 36.0586
-8267174.2664 | 4955809.3721 | 38279 | 10224 | Merck Rahway Power Plant | 12311 | Merck & Co Inc | Industrial CHP | 126 E. Lincoln Ave | Rahway | Union | New Jersey | 7065 | natural gas | Natural Gas = 20.9 MW, Solar = 0.4 MW | Natural Gas Steam Turbine; Solar Photovoltaic; | 20.8 | 21.3 | [6 empty] | 20.9 |  |  | 0.4 |  |  | EIA-860, EIA-860M and EIA-923 | 202406 | -74.2653 | 40.6156
-9912510.8494 | 3664399.7738 | 38280 | 10233 | Leaf River Cellulose LLC | 50133 | Leaf River Cellulose LLC | Industrial CHP | 134 Buck Creek Road | New Augusta | Perry | Mississippi | 39462 | biomass | Biomass = 52.2 MW | Wood/Wood Waste Biomass | 50.4 | 52.2 |  | 52.2 | [10 empty] | EIA-860, EIA-860M and EIA-923 | 202406 | -89.0456 | 31.2434
-9994263.8834 | 5532228.6095 | 38281 | 10234 | Biron Mill | 61813 | ND Paper, Inc. | Industrial CHP | 621 North Biron Drive | Wisconsin Rapids | Wood | Wisconsin | 54494 | coal | Coal = 35.3 MW, Natural Gas = 20 MW | Conventional Steam Coal; Natural Gas Steam Turbine; | 61.6 | 55.3 |  |  | 35.3 |  |  |  | 20 | [5 empty] | EIA-860, EIA-860M and EIA-923 | 202406 | -89.78 | 44.43
-8384776.0727 | 5488986.0549 | 38282 | 10237 | Diana Hydroelectric | 60023 | EONY Generation Limited | IPP Non-CHP | Mill Street | Harrisville | Lewis | New York | 13648 | hydroelectric | Hydroelectric = 1.7 MW | Conventional Hydroelectric | 1.8 | 1.7 |  |  |  |  | 1.7 | [7 empty] | EIA-860, EIA-860M and EIA-923 | 202406 | -75.3217 | 44.1519
-8323020.0267 | 5325777.609 | 38283 | 10238 | Dolgeville Hydro | 60023 | EONY Generation Limited | IPP Non-CHP | 1 Van Buren Extension | Dolgeville | Herkimer | New York | 13329 | hydroelectric | Hydroelectric = 5.2 MW | Conventional Hydroelectric | 5 | 5.2 |  |  |  |  | 5.2 | [7 empty] | EIA-860, EIA-860M and EIA-923 | 202406 | -74.767 | 43.0906
-10889584.284 | 3194830.3274 | 38284 | 10243 | Ticona Polymers Inc | 3432 | Ticona Polymers Inc | Industrial CHP | US Route 77 South | Bishop | Nueces | Texas | 78343 | natural gas | Natural Gas = 32.5 MW | Natural Gas Fired Combustion Turbine | 44.2 | 32.5 | [6 empty] | 32.5 | [5 empty] | EIA-860, EIA-860M and EIA-923 | 202406 | -97.8228 | 27.5697
-9236627.7705 | 4768276.5531 | 38285 | 10244 | Pixelle Specialty Solutions LLC - Chillicothe Facility | 61723 | Pixelle Specialty Solution, LLC | Industrial CHP | 232 East 8th Street | Chillicothe | Ross | Ohio | 45601 | biomass | Biomass = 33.3 MW, Natural Gas = 10.6 MW | Wood/Wood Waste Biomass; Natural Gas Steam Turbine; | 92.8 | 43.9 |  | 33.3 |  |  |  |  | 10.6 | [5 empty] | EIA-860, EIA-860M and EIA-923 | 202406 | -82.974 | 39.3246
-9700235.7124 | 5106460.058 | 38286 | 10245 | ArcelorMittal Burns Harbor | 56147 | Cleveland-Cliffs Burns Harbor LLC | Industrial CHP | US Highway 12 | Burns Harbor | Porter | Indiana | 46304 | other | Other = 174.7 MW | Other Gases | 176.2 | 174.7 | [11 empty] | 174.7 | EIA-860, EIA-860M and EIA-923 | 202406 | -87.1387 | 41.635
-9191283.0005 | 4376414.4074 | 38287 | 10252 | Domtar Kingsport Mill | 55849 | Domtar Paper Co LLC Kingsport Mill | Industrial CHP | 100 Clinchfield Street | Kingsport | Sullivan | Tennessee | 37660 | natural gas | Natural Gas = 46.5 MW | Natural Gas Steam Turbine | 50 | 46.5 | [6 empty] | 46.5 | [5 empty] | EIA-860, EIA-860M and EIA-923 | 202406 | -82.5667 | 36.5489
-13423091.6619 | 4803026.9241 | 38288 | 10253 | Haypress | 56531 | EIF Haypress LLC | IPP Non-CHP | End of Wild Plum Rd. | Sierra City | Sierra | California | 96125 | hydroelectric | Hydroelectric = 10 MW | Conventional Hydroelectric | 10 | 10 |  |  |  |  | 10 | [7 empty] | EIA-860, EIA-860M and EIA-923 | 202406 | -120.5817 | 39.5657
-7641893.7998 | 5660917.6741 | 38289 | 10255 | West Enfield Hydro | 59178 | Brookfield Black Bear Hydro, LLC | IPP Non-CHP | Dam Road | West Enfield | Penobscot | Maine | 4493 | hydroelectric | Hydroelectric = 9.5 MW | Conventional Hydroelectric | 13 | 9.5 |  |  |  |  | 9.5 | [7 empty] | EIA-860, EIA-860M and EIA-923 | 202406 | -68.6483 | 45.2497
-8830351.8155 | 4293509.8617 | 38290 | 10258 | Haw River Hydro | 4980 | Haw River Hydro Co | IPP Non-CHP | Swepsonville-Saxapahaw Road | Saxapahaw | Alamance | North Carolina | 27340 | hydroelectric | Hydroelectric = 1.5 MW | Conventional Hydroelectric | 1.5 | 1.5 |  |  |  |  | 1.5 | [7 empty] | EIA-860, EIA-860M and EIA-923 | 202406 | -79.3244 | 35.9483
-10566412.6703 | 3481036.5063 | 38291 | 10261 | Enterprise Products Operating | 29925 | Enterprise Products Optg LP | Industrial CHP | 10207 FM 1942 | Mont Belvieu | Chambers | Texas | 77580 | natural gas | Natural Gas = 18 MW | Natural Gas Fired Combustion Turbine | 20.7 | 18 | [6 empty] | 18 | [5 empty] | EIA-860, EIA-860M and EIA-923 | 202406 | -94.9197 | 29.8247
-13149681.6416 | 4047409.9497 | 38292 | 10262 | California Institute of Technology | 2848 | California Institute-Technology | Commercial CHP | 1200 S California Blvd | Pasadena | Los Angeles | California | 91125 | natural gas | Natural Gas = 11.1 MW | Natural Gas Fired Combined Cycle | 13 | 11.1 | [6 empty] | 11.1 | [5 empty] | EIA-860, EIA-860M and EIA-923 | 202406 | -118.1256 | 34.1385
-9083737.2404 | 3237807.942 | 38293 | 10275 | Florida's Natural Growers | 3662 | Citrus World Inc | Industrial CHP | 20205 Hwy 27 North | Lake Wales | Polk | Florida | 33859 | natural gas | Natural Gas = 7.5 MW | Natural Gas Fired Combustion Turbine | 10.7 | 7.5 | [6 empty] | 7.5 | [5 empty] | EIA-860, EIA-860M and EIA-923 | 202406 | -81.6006 | 27.9114
-7970027.4798 | 5379268.433 | 38294 | 10276 | Clement Dam Hydro LLC | 57280 | Eagle Creek Renewable Energy, LLC | IPP Non-CHP | 24 Mill St | Tilton | Belknap | New Hampshire | 3276 | hydroelectric | Hydroelectric = 2.3 MW | Conventional Hydroelectric | 2.4 | 2.3 |  |  |  |  | 2.3 | [7 empty] | EIA-860, EIA-860M and EIA-923 | 202406 | -71.596 | 43.4405
-10601520.3886 | 4717951.1298 | 38295 | 10279 | Kansas River Project | 2048 | Bowersock Mills & Power Co | IPP Non-CHP | 500 South Powerhouse Road | Lawrence | Douglas | Kansas | 66044 | hydroelectric | Hydroelectric = 7 MW | Conventional Hydroelectric | 7 | 7 |  |  |  |  | 7 | [7 empty] | EIA-860, EIA-860M and EIA-923 | 202406 | -95.2351 | 38.974
-9168945.0749 | 4146474.3875 | 38296 | 10280 | Central Plant | 1947 | Bob Jones University | Commercial Non-CHP | 1700 Wade Hampton Boulevard | Greenville | GREENVILLE | South Carolina | 29614 | petroleum | Petroleum = 4.1 MW | Petroleum Liquids | 4.1 | 4.1 | [8 empty] | 4.1 |  |  |  | EIA-860, EIA-860M and EIA-923 | 202406 | -82.366 | 34.8718
-13747735.3645 | 4960373.6765 | 38297 | 10282 | Big Creek Water Works | 1678 | Big Creek Water Works Ltd | Commercial Non-CHP | Hwy 3 at Hayfork @ Hyampom Rd | Hyampom | Trinity | California | 96046 | hydroelectric | Hydroelectric = 4.8 MW | Conventional Hydroelectric | 5 | 4.8 |  |  |  |  | 4.8 | [7 empty] | EIA-860, EIA-860M and EIA-923 | 202406 | -123.498 | 40.6467
-8940602.0826 | 4973118.6996 | 38298 | 10285 | Townsend Hydro | 1528 | Beaver Falls Municipal Auth | IPP Non-CHP | 1st Ave | New Brighton | Beaver | Pennsylvania | 15066 | hydroelectric | Hydroelectric = 4.2 MW | Conventional Hydroelectric | 5.2 | 4.2 |  |  |  |  | 4.2 | [7 empty] | EIA-860, EIA-860M and EIA-923 | 202406 | -80.3148 | 40.7335
-8514281.4947 | 5228917.4066 | 38299 | 10286 | Cornell Hydro | 4386 | Cornell Hydro | Commercial Non-CHP | Thurston Ave | Ithaca | Tompkins | New York | 14853 | hydroelectric | Hydroelectric = 1.6 MW | Conventional Hydroelectric | 1.9 | 1.6 |  |  |  |  | 1.6 | [7 empty] | EIA-860, EIA-860M and EIA-923 | 202406 | -76.4851 | 42.4519
-12981800.7176 | 4946880.2399 | 38300 | 10287 | Beowawe | 34691 | Ormat Nevada Inc | IPP Non-CHP | 1000 Power Plant Place | Beowawe | Lander | Nevada | 89821 | geothermal | Geothermal = 14.1MW | Geothermal | 20.6 | 14.1 |  |  |  | 14.1 | [8 empty] | EIA-860, EIA-860M and EIA-923 | 202406 | -116.6175 | 40.5547
-13484933.8692 | 5031905.0716 | 38301 | 10288 | Big Valley Power LLC | 56497 | Big Valley Power (BVP) LLC | Industrial Non-CHP | 554 925 Highway 299 East | Bieber | Lassen | California | 96009 | biomass | Biomass = 8.7 MW | Wood/Wood Waste Biomass | 9.3 | 8.7 |  | 8.7 | [10 empty] | EIA-860, EIA-860M and EIA-923 | 202406 | -121.1372 | 41.1325
-7976987.731 | 5421520.1938 | 38302 | 10290 | Bridgewater Power LP | 2226 | Bridgewater Power Co LP | IPP Non-CHP | Route #3 | Bridgewater | Grafton | New Hampshire | 3217 | biomass | Biomass = 16 MW | Wood/Wood Waste Biomass | 20 | 16 |  | 16 | [10 empty] | EIA-860, EIA-860M and EIA-923 | 202406 | -71.6585 | 43.7155
-13483885.0169 | 4331625.355 | 38303 | 10294 | King City Power Plant | 2938 | Calpine King City Cogen LLC | IPP CHP | 750 Metz Rd | King City | Monterey | California | 93930 | natural gas | Natural Gas = 115 MW | Natural Gas Fired Combined Cycle | 133.2 | 115 | [6 empty] | 115 | [5 empty] | EIA-860, EIA-860M and EIA-923 | 202406 | -121.1278 | 36.225
-12724953.2565 | 5235222.612 | 38304 | 10296 | South Forks Hydro | 17627 | South Forks Joint Venture | IPP Non-CHP | 3431 A. North 3800 East | Hansen | Twin Falls | Idaho | 83334 | hydroelectric | Hydroelectric = 8 MW | Conventional Hydroelectric | 8 | 8 |  |  |  |  | 8 | [7 empty] | EIA-860, EIA-860M and EIA-923 | 202406 | -114.3102 | 42.4937
-10580450.058 | 3455117.4469 | 38305 | 10298 | Bayou Cogen Plant | 327 | Air Liquide Large Industries U S LP | Industrial CHP | 11777 Bay Area Blvd | Pasadena | Harris | Texas | 77507 | natural gas | Natural Gas = 300 MW | Natural Gas Fired Combustion Turbine | 318.4 | 300 | [6 empty] | 300 | [5 empty] | EIA-860, EIA-860M and EIA-923 | 202406 | -95.0458 | 29.6225
-12922779.1236 | 3973346.4884 | 38306 | 10300 | Desert View Power | 3998 | Desert View Power Inc | IPP Non-CHP | 62-300 Gene Welmas Drive | Mecca | Riverside | California | 92254 | biomass | Biomass = 47 MW | Wood/Wood Waste Biomass | 55.5 | 47 |  | 47 | [10 empty] | EIA-860, EIA-860M and EIA-923 | 202406 | -116.0873 | 33.586
-10094885.5711 | 3509939.9161 | 38307 | 10301 | Louisiana Sugar Refining | 57145 | Louisiana Sugar Refining LLC | Industrial CHP | 1230 Fifth Ave. | Gramercy | St James | Louisiana | 70052 | natural gas | Natural Gas = 5.3 MW | Natural Gas Steam Turbine | 6.7 | 5.3 | [6 empty] | 5.3 | [5 empty] | EIA-860, EIA-860M and EIA-923 | 202406 | -90.6839 | 30.0497
-8725680.8813 | 4943745.1873 | 38308 | 10302 | Juniata Locomotive Shop | 13657 | Norfork Southern Corp | Commercial Non-CHP | 200 N 4th Avenue | Altoona | Blair | Pennsylvania | 16601 | natural gas | Natural Gas = 1.5 MW | Natural Gas Fired Combustion Turbine | 1.5 | 1.5 | [6 empty] | 1.5 | [5 empty] | EIA-860, EIA-860M and EIA-923 | 202406 | -78.3841 | 40.5333
-8231297.1077 | 5108247.5505 | 38309 | 10305 | Dutchess Cnty Resource Recovery Facility | 12834 | Dutchess County RRA | Commercial CHP | 96 Sand Dock Road | Poughkeepsie | Dutchess | New York | 12601 | biomass | Biomass = 7.2 MW | Municipal Solid Waste | 9.2 | 7.2 |  | 7.2 | [10 empty] | EIA-860, EIA-860M and EIA-923 | 202406 | -73.943 | 41.647
-7957484.5562 | 5174845.5821 | 38310 | 10307 | Bellingham Cogeneration Facility | 21970 | Northeast Energy Associates LP | IPP Non-CHP | 92 Depot Street | Bellingham | Norfolk | Massachusetts | 2019 | natural gas | Natural Gas = 264 MW | Natural Gas Fired Combined Cycle | 386.1 | 264 | [6 empty] | 264 | [5 empty] | EIA-860, EIA-860M and EIA-923 | 202406 | -71.4833 | 42.0925
-8275980.7513 | 4929943.148 | 38311 | 10308 | Sayreville Cogeneration Facility | 22290 | Sayreville Power Generation LP | IPP Non-CHP | 601 Jernee Mill Road | Sayreville | Middlesex | New Jersey | 8872 | natural gas | Natural Gas = 292 MW | Natural Gas Fired Combined Cycle | 430.2 | 292 | [6 empty] | 292 | [5 empty] | EIA-860, EIA-860M and EIA-923 | 202406 | -74.3444 | 40.439
-10130073.6622 | 3529283.9711 | 38312 | 10319 | Geismar | 1182 | BASF Corporation | Industrial CHP | 8404 Highway 75 | Geismar | Ascension | Louisiana | 70734 | natural gas | Natural Gas = 80.1 MW | Natural Gas Fired Combustion Turbine; Natural Gas Steam Turbine; | 84.1 | 80.1 | [6 empty] | 80.1 | [5 empty] | EIA-860, EIA-860M and EIA-923 | 202406 | -91 | 30.2
-13527963.1938 | 5726863.4327 | 38313 | 10323 | Copper Dam Plant | 6201 | Farmer's Irrigation District | IPP Non-CHP | 1900 Copper Dam Road | Hood River | Hood River | Oregon | 97031 | hydroelectric | Hydroelectric = 1 MW | Conventional Hydroelectric | 2.6 | 1 |  |  |  |  | 1 | [7 empty] | EIA-860, EIA-860M and EIA-923 | 202406 | -121.5238 | 45.6652
-13530712.1173 | 5727247.3291 | 38314 | 10324 | Peters Drive Plant | 6201 | Farmer's Irrigation District | IPP Non-CHP | Peters Drive | Hood River | Hood River | Oregon | 97031 | hydroelectric | Hydroelectric = 0.3 MW | Conventional Hydroelectric | 1.8 | 0.3 |  |  |  |  | 0.3 | [7 empty] | EIA-860, EIA-860M and EIA-923 | 202406 | -121.5485 | 45.6676
-12430556.5066 | 5200133.0491 | 38315 | 10325 | Mink Creek Hydro | 6288 | Mink Creek Hydro Entity | IPP Non-CHP | 8600 East Mink Creek Road | Preston | Franklin | Idaho | 83263 | hydroelectric | Hydroelectric = 2 MW | Conventional Hydroelectric | 3.1 | 2 |  |  |  |  | 2 | [7 empty] | EIA-860, EIA-860M and EIA-923 | 202406 | -111.6656 | 42.2608
-9404671.3324 | 5269116.2976 | 38316 | 10328 | T B Simon Power Plant | 12436 | Michigan State University | Commercial CHP | 354 Service Rd. | East Lansing | Ingham | Michigan | 48824 | natural gas | Natural Gas = 125.6 MW | Natural Gas Fired Combustion Turbine; Natural Gas Internal Combustion Engine; Natural Gas Steam Turbine | 127.5 | 125.6 | [6 empty] | 125.6 | [5 empty] | EIA-860, EIA-860M and EIA-923 | 202406 | -84.4836 | 42.7178
-17599457.3169 | 2427690.8449 | 38317 | 10334 | H Power | 49846 | Covanta Honolulu Resource Recovery | Commercial Non-CHP | 91-174 Hanua Street | Kapolei | Honolulu | Hawaii | 96707 | biomass | Biomass = 86 MW, Solar = 2.7 MW | Municipal Solid Waste; Solar Photovoltaic; | 100.2 | 88.7 |  | 86 | [7 empty] | 2.7 |  |  | EIA-860, EIA-860M and EIA-923 | 202406 | -158.0986 | 21.3
-11874419.1361 | 4166070.7802 | 38318 | 10339 | Southside Water Reclamation Plant | 194 | Albuquerque City of | IPP CHP | 4210 2nd st SW | Albuquerque | Bernalillo | New Mexico | 87105 | natural gas | Biomass = 3.2 MW, Natural Gas = 3.2 MW | Other Waste Biomass; Natural Gas Internal Combustion Engine; | 6.6 | 6.4 |  | 3.2 |  |  |  |  | 3.2 | [5 empty] | EIA-860, EIA-860M and EIA-923 | 202406 | -106.6697 | 35.0161
-13587534.5948 | 4582873.2882 | 38319 | 10342 | Marathon Bay Area Cogen | 65130 | Tesoro Marketing & Refining Co. LLC (Martinez) | IPP CHP | 550 Solano Way | Martinez | Contra Costa | California | 94553 | natural gas | Natural Gas = 103.5 MW | Natural Gas Fired Combined Cycle | 113.5 | 103.5 | [6 empty] | 103.5 | [5 empty] | EIA-860, EIA-860M and EIA-923 | 202406 | -122.0589 | 38.0244
-8510703.575 | 4984531.8475 | 38320 | 10343 | Foster Wheeler Mt Carmel Cogen | 49889 | Mount Carmel Cogen Inc | IPP CHP | Marion Heights Road & Rt 54 | Marion Heights | Northumberland | Pennsylvania | 17832 | coal | Coal = 43 MW | Conventional Steam Coal | 47.3 | 43 |  |  | 43 | [9 empty] | EIA-860, EIA-860M and EIA-923 | 202406 | -76.453 | 40.8112
-13540869.4642 | 4741242.9296 | 38321 | 10349 | Greenleaf 2 Power Plant | 59879 | Greenleaf Energy LLC | IPP CHP | 875 North Walton Ave. | Yuba City | Sutter | California | 95993 | natural gas | Natural Gas = 49.5 MW | Natural Gas Fired Combustion Turbine | 49.5 | 49.5 | [6 empty] | 49.5 | [5 empty] | EIA-860, EIA-860M and EIA-923 | 202406 | -121.6397 | 39.1365
-13547144.7666 | 4729255.0325 | 38322 | 10350 | Greenleaf 1 | 64430 | Calpine Greenleaf Holding, Inc. | IPP Non-CHP | 5087 South Townshio Road | Yuba City | Sutter | California | 95993 | natural gas | Natural Gas = 60 MW | Natural Gas Fired Combustion Turbine | 69.8 | 60 | [6 empty] | 60 | [5 empty] | EIA-860, EIA-860M and EIA-923 | 202406 | -121.6961 | 39.0529
-7810386.9811 | 5532488.476 | 38323 | 10354 | ReEnergy Livermore Falls | 57432 | ReEnergy Livermore Falls | IPP Non-CHP | 267 Diamond Road | Livermore Falls | Androscoggin | Maine | 4254 | biomass | Biomass = 38 MW | Wood/Wood Waste Biomass | 39.6 | 38 |  | 38 | [10 empty] | EIA-860, EIA-860M and EIA-923 | 202406 | -70.1619 | 44.4317
-9799488.1704 | 5542148.3883 | 38324 | 10360 | Consumer Operations LLC | 55919 | Georgia-Pacific Consumer Oper. Green Bay LLC | Industrial CHP | 1919 S Broadway | Green Bay | Brown | Wisconsin | 54304 | natural gas | Natural Gas = 41 MW | Natural Gas Steam Turbine | 47.6 | 41 | [6 empty] | 41 | [5 empty] | EIA-860, EIA-860M and EIA-923 | 202406 | -88.0303 | 44.4936
-9039309.1864 | 3806874.4734 | 38325 | 10361 | Savannah River Mill | 7127 | Georgia-Pacific Consr Prods LP-Savannah | Industrial CHP | 437 Old Augusta Road | Rincon | Effingham | Georgia | 31326 | petroleum | Natural Gas = 42.8 MW, Petroleum = 83.8 MW | Natural Gas Fired Combustion Turbine; Petroleum Coke; | 140.4 | 126.6 | [6 empty] | 42.8 |  | 83.8 |  |  |  | EIA-860, EIA-860M and EIA-923 | 202406 | -81.2015 | 32.3313
-10608068.4237 | 4263834.7968 | 38326 | 10362 | Georgia-Pacific Muskogee | 6589 | Georgia-Pacific Muskogee LLC | Industrial CHP | 4901 Chandler Road | Muskogee | Muskogee | Oklahoma | 74403 | natural gas | Natural Gas = 67.5 MW | Natural Gas Steam Turbine | 114 | 67.5 | [6 empty] | 67.5 | [5 empty] | EIA-860, EIA-860M and EIA-923 | 202406 | -95.2939 | 35.7322
-8793883.5503 | 4108302.4328 | 38327 | 10382 | Lumberton | 59593 | NC Renewable Power - Lumberton LLC | IPP CHP | 1866 Hestertown Road | Lumberton | Robeson | North Carolina | 28359 | biomass | Biomass = 34.7 MW | Wood/Wood Waste Biomass | 34.7 | 34.7 |  | 34.7 | [10 empty] | EIA-860, EIA-860M and EIA-923 | 202406 | -78.9968 | 34.59
-13027591.6562 | 3876432.4073 | 38328 | 10387 | Sycamore Energy LLC | 57223 | Sycamore Energy LLC | IPP Non-CHP | 8514 Mast Blvd. | Santee | San Diego | California | 92071 | biomass | Biomass = 5.2 MW | Landfill Gas | 5.4 | 5.2 |  | 5.2 | [10 empty] | EIA-860, EIA-860M and EIA-923 | 202406 | -117.0288 | 32.8577
-9735148.2877 | 5110745.384 | 38329 | 10397 | Indiana Harbor West | 56165 | Cleveland Cliffs | Industrial CHP | 3001 Dickey Rd. | East Chicago | Lake | Indiana | 46312 | natural gas | Natural Gas = 74.2 MW | Natural Gas Steam Turbine | 152 | 74.2 | [6 empty] | 74.2 | [5 empty] | EIA-860, EIA-860M and EIA-923 | 202406 | -87.4523 | 41.6638
-9091774.5077 | 5082495.1109 | 38330 | 10398 | Cleveland Works | 9454 | Cleveland Cliffs | Industrial CHP | 3060 Eggers Road | Cleveland | Cuyahoga | Ohio | 44105 | other | Other = 99.3 MW | Other Gases | 102 | 99.3 | [11 empty] | 99.3 | EIA-860, EIA-860M and EIA-923 | 202406 | -81.6728 | 41.4739
-13311517.9174 | 4375139.6457 | 38331 | 10405 | Kingsburg Cogen | 10337 | KES Kingsburg LP | IPP CHP | 11765 Mountian View | Kingsburg | Fresno | California | 93631 | natural gas | Natural Gas = 33.8 MW | Natural Gas Fired Combined Cycle | 36.2 | 33.8 | [6 empty] | 33.8 | [5 empty] | EIA-860, EIA-860M and EIA-923 | 202406 | -119.5794 | 36.5397
-7995255.2594 | 5198622.4185 | 38332 | 10408 | Clark University | 3692 | Clark University | Commercial CHP | 950 Main St | Worcester | Worcester | Massachusetts | 1610 | natural gas | Natural Gas = 2 MW | Natural Gas Internal Combustion Engine | 2 | 2 | [6 empty] | 2 | [5 empty] | EIA-860, EIA-860M and EIA-923 | 202406 | -71.8226 | 42.2508
-17758640.4039 | 2503852.0032 | 38333 | 10412 | Kalaheo Hydro | 65153 | BBCP Kauai Operating LLC | Industrial Non-CHP | Opu Road Extension | Kalaheo | Kauai | Hawaii | 96714 | hydroelectric | Hydroelectric = 2 MW | Conventional Hydroelectric | 2 | 2 |  |  |  |  | 2 | [7 empty] | EIA-860, EIA-860M and EIA-923 | 202406 | -159.5286 | 21.9361
-17761708.4804 | 2535108.8046 | 38334 | 10413 | Wainiha Hydro | 65153 | BBCP Kauai Operating LLC | Industrial Non-CHP | Powerhouse Road Extension | Hanalei | Kauai | Hawaii | 96714 | hydroelectric | Hydroelectric = 3.4 MW | Conventional Hydroelectric | 3.6 | 3.4 |  |  |  |  | 3.4 | [7 empty] | EIA-860, EIA-860M and EIA-923 | 202406 | -159.5561 | 22.1963
-9712903.8704 | 3580366.5876 | 38335 | 10416 | Pensacola Florida Plant | 56600 | Ascend Performance Materials LLC | Industrial CHP | 3000 Old Chemstrand Rd | Cantonment | Escambia | Florida | 32533 | natural gas | Natural Gas = 98 MW | Natural Gas Fired Combustion Turbine; Natural Gas Steam Turbine; | 102 | 98 | [6 empty] | 98 | [5 empty] | EIA-860, EIA-860M and EIA-923 | 202406 | -87.2525 | 30.5958
-8073351.7822 | 5184511.0553 | 38336 | 10417 | Indian Orchard Plant 1 | 39878 | Solutia Inc-Indian | Industrial CHP | 730 Worcester St | Springfield | Hampden | Massachusetts | 1151 | natural gas | Natural Gas = 3.2 MW | Natural Gas Steam Turbine | 5.7 | 3.2 | [6 empty] | 3.2 | [5 empty] | EIA-860, EIA-860M and EIA-923 | 202406 | -72.5242 | 42.1569
-10598762.1143 | 3408244.104 | 38337 | 10418 | Ascend Performance Materials Texas Inc. | 56488 | Ascend Performance Materials | Industrial CHP | FM RD 2917 | Alvin | Brazoria | Texas | 77512 | natural gas | Natural Gas = 47.7 MW | Natural Gas Steam Turbine | 52.1 | 47.7 | [6 empty] | 47.7 | [5 empty] | EIA-860, EIA-860M and EIA-923 | 202406 | -95.2103 | 29.2558
-11807235.3744 | 4810990.0135 | 38338 | 10421 | Dillon Hydro Plant | 5068 | Denver City & County of | IPP Non-CHP | 858 Old Colorado Hwy #9 | Summit | Summit | Colorado | 80435 | hydroelectric | Hydroelectric = 1.8 MW | Conventional Hydroelectric | 1.8 | 1.8 |  |  |  |  | 1.8 | [7 empty] | EIA-860, EIA-860M and EIA-923 | 202406 | -106.0662 | 39.6208
-11822719.9155 | 4871029.6884 | 38339 | 10422 | Williams Fork Hydro Plant | 5068 | Denver City & County of | IPP Non-CHP | 1839 County Rd 3008 | Parshall | Grand | Colorado | 80468 | hydroelectric | Hydroelectric = 3.5 MW | Conventional Hydroelectric | 3.5 | 3.5 |  |  |  |  | 3.5 | [7 empty] | EIA-860, EIA-860M and EIA-923 | 202406 | -106.2053 | 40.035
-11763909.8286 | 4788009.1592 | 38340 | 10423 | North Fork Hydro Plant | 5068 | Denver City & County of | IPP Non-CHP | 49548 U.S 285 | Grant | Park | Colorado | 80448 | hydroelectric | Hydroelectric = 5.5 MW | Conventional Hydroelectric | 5.5 | 5.5 |  |  |  |  | 5.5 | [7 empty] | EIA-860, EIA-860M and EIA-923 | 202406 | -105.677 | 39.4616
-11728231.9318 | 4858040.1659 | 38341 | 10424 | Gross Hydro Plant | 5068 | Denver City & County of | IPP Non-CHP | 3817 Gross Dam Road | Boulder | Jefferson | Colorado | 80471 | hydroelectric | Hydroelectric = 8 MW | Conventional Hydroelectric | 8 | 8 |  |  |  |  | 8 | [7 empty] | EIA-860, EIA-860M and EIA-923 | 202406 | -105.3565 | 39.9456
-10435333.9698 | 3531576.8369 | 38342 | 10425 | International Paper - Orange | 54745 | International Paper - Orange | Industrial CHP | 1750 Inland Rd | Orange | Orange | Texas | 77632 | biomass | Biomass = 33.2 MW | Wood/Wood Waste Biomass | 48 | 33.2 |  | 33.2 | [10 empty] | EIA-860, EIA-860M and EIA-923 | 202406 | -93.7422 | 30.2178
-9498613.8507 | 4062797.6117 | 38343 | 10426 | Inland Paperboard Packaging Rome | 23632 | Inland Paperboard - Rome Mill | Industrial CHP | 238 Mays Bridge Rd | Rome | Floyd | Georgia | 30165 | biomass | Biomass = 61 MW | Wood/Wood Waste Biomass | 70.4 | 61 |  | 61 | [10 empty] | EIA-860, EIA-860M and EIA-923 | 202406 | -85.3275 | 34.2528
-13084514.4325 | 4034894.5277 | 38344 | 10427 | New-Indy Ontario Mill | 22091 | New-Indy Ontario LLC | Industrial Non-CHP | 5100 Jurupa Street | Ontario | San Bernardino | California | 91761 | natural gas | Natural Gas = 29.4 MW | Natural Gas Fired Combustion Turbine | 33 | 29.4 | [6 empty] | 29.4 | [5 empty] | EIA-860, EIA-860M and EIA-923 | 202406 | -117.5402 | 34.0454
-10042205.9598 | 4664216.1218 | 38345 | 10430 | Anheuser-Busch St Louis | 623 | Anheuser-Busch Inc | Industrial CHP | One Busch Place | St. Louis | St Louis City | Missouri | 63118 | natural gas | Natural Gas = 26.1 MW | Natural Gas Steam Turbine | 26.1 | 26.1 | [6 empty] | 26.1 | [5 empty] | EIA-860, EIA-860M and EIA-923 | 202406 | -90.2107 | 38.5978
-9088718.899 | 3559490.3614 | 38346 | 10431 | Anheuser-Busch Jacksonville | 623 | Anheuser-Busch Inc | Industrial CHP | 111 Busch Drive | Jacksonville | Duval | Florida | 32218 | natural gas | Natural Gas = 8.7 MW | Natural Gas Fired Combustion Turbine | 8.7 | 8.7 | [6 empty] | 8.7 | [5 empty] | EIA-860, EIA-860M and EIA-923 | 202406 | -81.6454 | 30.4342
-9133979.8454 | 3228015.9958 | 38347 | 10434 | Mosaic New Wales Operations | 9383 | Mosaic Fertilizer LLC | Industrial CHP | 3095 CR 640 West | Mulberry | Polk | Florida | 33860 | other | Other = 112 MW | All Other | 135.5 | 112 | [11 empty] | 112 | EIA-860, EIA-860M and EIA-923 | 202406 | -82.0519 | 27.8336
-8361975.058 | 4852756.2307 | 38348 | 10435 | Camden Resource Recovery Facility | 49966 | Covanta Camden Energy Recovery Center | IPP Non-CHP | 600 Morgan Blvd. | Camden | Camden | New Jersey | 8104 | biomass | Biomass = 33 MW | Municipal Solid Waste | 35 | 33 |  | 33 | [10 empty] | EIA-860, EIA-860M and EIA-923 | 202406 | -75.1169 | 39.9092
-10575048.5024 | 3471905.9357 | 38349 | 10436 | ExxonMobil Baytown Refinery | 6091 | Exxon Mobil Refining and Supply Co. | Industrial CHP | Decker Drive | Baytown | Harris | Texas | 77520 | natural gas | Natural Gas = 134 MW, Other = 7.5 MW | Natural Gas Fired Combustion Turbine; All Other; | 209.3 | 141.5 | [6 empty] | 134 |  |  |  |  | 7.5 | EIA-860, EIA-860M and EIA-923 | 202406 | -94.9973 | 29.7535
-13005191.9482 | 4145327.2401 | 38350 | 10437 | Sunray 2 | 60246 | Sunray Energy 2, LLC | IPP Non-CHP | 35100 Santa Fe Street | Daggett | San Bernardino | California | 92327 | solar | Solar = 20 MW | Solar Photovoltaic | 20 | 20 | [9 empty] | 20 |  |  | EIA-860, EIA-860M and EIA-923 | 202406 | -116.8276 | 34.8634
-13005191.9482 | 4145327.2401 | 38351 | 10438 | Sunray 3 | 60247 | Sunray Energy 3 LLC | IPP Non-CHP | 35100 Santa Fe St | Daggett | San Bernardino | California | 92327 | solar | Solar = 13.8 MW | Solar Photovoltaic | 13.8 | 13.8 | [9 empty] | 13.8 |  |  | EIA-860, EIA-860M and EIA-923 | 202406 | -116.8276 | 34.8634
-13064043.5574 | 4168067.5292 | 38352 | 10444 | Lockhart Solar PV, LLC | 61950 | Terra-Gen Operating Co-Solar | IPP Non-CHP | 43880 Harper Lake Road | Hinkley | San Bernardino | California | 92347 | solar | Solar = 85 MW | Solar Photovoltaic | 100.4 | 85 | [9 empty] | 85 |  |  | EIA-860, EIA-860M and EIA-923 | 202406 | -117.3563 | 35.0308
-13062006.4107 | 4168366.617 | 38353 | 10446 | SEGS IX | 61950 | Terra-Gen Operating Co-Solar | IPP Non-CHP | 43880 Harper Lake Road | Hinkley | San Bernardino | California | 92347 | solar | Solar = 88 MW | Solar Thermal without Energy Storage | 92 | 88 | [9 empty] | 88 |  |  | EIA-860, EIA-860M and EIA-923 | 202406 | -117.338 | 35.033
-10138639.0291 | 5762472.5273 | 38354 | 10453 | LAC Courte Oreilles Hydroelect | 58149 | Renewable World Energies LLC | IPP Non-CHP | N5961 Dam Road | Winter | Sawyer | Wisconsin | 54896 | hydroelectric | Hydroelectric = 3.2 MW | Conventional Hydroelectric | 3.4 | 3.2 |  |  |  |  | 3.2 | [7 empty] | EIA-860, EIA-860M and EIA-923 | 202406 | -91.0769 | 45.8883
-13498137.5853 | 5008859.6703 | 38355 | 10458 | Muck Valley Hydroelectric | 63235 | Brookfield Renewable Trading and Marketing LP | IPP Non-CHP | Unnammed Road | NA | Lassen | California | 96068 | hydroelectric | Hydroelectric = 29.9 MW | Conventional Hydroelectric | 29.9 | 29.9 |  |  |  |  | 29.9 | [7 empty] | EIA-860, EIA-860M and EIA-923 | 202406 | -121.2558 | 40.9764
-8434904.9092 | 5471087.7355 | 38356 | 10464 | ReEnergy Black River | 1746 | Black River Generation LLC | IPP Non-CHP | Euphrates RV Rd. & Oneida Ave. | Fort Drum | Jefferson | New York | 13602 | biomass | Biomass = 55 MW | Wood/Wood Waste Biomass | 55.5 | 55 |  | 55 | [10 empty] | EIA-860, EIA-860M and EIA-923 | 202406 | -75.772 | 44.0365
-8203319.848 | 5279694.2868 | 38357 | 10467 | Fourth Branch Hydroelectric Facility | 58756 | Albany Engineering Corporation | IPP Non-CHP | 3 O'Connor Drive | Waterford | Saratoga | New York | 12188 | hydroelectric | Hydroelectric = 3.3 MW | Conventional Hydroelectric | 3.3 | 3.3 |  |  |  |  | 3.3 | [7 empty] | EIA-860, EIA-860M and EIA-923 | 202406 | -73.6917 | 42.7876
-13138382.7133 | 4031931.0761 | 38358 | 10472 | Puente Hills Energy Recovery | 11217 | Los Angeles County Sanitation | Commercial Non-CHP | 2800 S Workman Mill Road | Whittier | Los Angeles | California | 90601 | biomass | Biomass = 45 MW | Landfill Gas | 50 | 45 |  | 45 | [10 empty] | EIA-860, EIA-860M and EIA-923 | 202406 | -118.0241 | 34.0233
-9731917.2395 | 5113701.4599 | 38359 | 10475 | Expander Turbine | 56165 | Cleveland Cliffs | Industrial Non-CHP | 3210 Watling St. | East Chicago | Lake | Indiana | 46312 | other | Other = 18.8 MW | Other Gases | 20 | 18.8 | [11 empty] | 18.8 | EIA-860, EIA-860M and EIA-923 | 202406 | -87.4233 | 41.6836
-9999384.58 | 5526820.9543 | 38360 | 10477 | Wisconsin Rapids Pulp Mill | 66104 | Billerud Wisconsin LLC | Industrial CHP | 950 Fourth Avenue North | Wisconsin Rapids | Wood | Wisconsin | 54495 | biomass | Biomass = 64.7 MW | Wood/Wood Waste Biomass | 72.3 | 64.7 |  | 64.7 | [10 empty] | EIA-860, EIA-860M and EIA-923 | 202406 | -89.826 | 44.3953
-13236956.1224 | 4529467.186 | 38361 | 10479 | Mammoth G3 | 34691 | Ormat Nevada Inc | IPP Non-CHP | 85 Casa Diablo | Mammoth Lakes | Mono | California | 93546 | geothermal | Geothermal = 9.9MW | Geothermal | 15 | 9.9 |  |  |  | 9.9 | [8 empty] | EIA-860, EIA-860M and EIA-923 | 202406 | -118.9096 | 37.6455
-13237479.324 | 4529410.9503 | 38362 | 10480 | Mammoth G1 | 34691 | Ormat Nevada Inc | IPP Non-CHP | 85 Casa Diablo | Mammoth lakes | Mono | California | 93546 | geothermal | Geothermal = 6.6MW | Geothermal | 10 | 6.6 |  |  |  | 6.6 | [8 empty] | EIA-860, EIA-860M and EIA-923 | 202406 | -118.9143 | 37.6451
-13236911.5946 | 4529593.7173 | 38363 | 10481 | Mammoth G2 | 34691 | Ormat Nevada Inc | IPP Non-CHP | 85 Casa Diablo | Mammoth Lakes | Mono | California | 93546 | geothermal | Geothermal = 9.9MW | Geothermal | 15 | 9.9 |  |  |  | 9.9 | [8 empty] | EIA-860, EIA-860M and EIA-923 | 202406 | -118.9092 | 37.6464
-10397975.1487 | 6208388.2027 | 38364 | 10486 | Boise Cascade International Falls | 1991 | Boise White Paper LLC | Industrial CHP | 400 Second Street | International Falls | Koochiching | Minnesota | 56649 | biomass | Biomass = 40 MW | Wood/Wood Waste Biomass | 52.3 | 40 |  | 40 | [10 empty] | EIA-860, EIA-860M and EIA-923 | 202406 | -93.4066 | 48.6067
-10397720.5611 | 6208616.1566 | 38365 | 10487 | International Falls Power | 1991 | Boise White Paper LLC | Industrial Non-CHP | 400 Second Street | International Falls | Koochiching | Minnesota | 56649 | hydroelectric | Hydroelectric = 14.2 MW | Conventional Hydroelectric | 14.2 | 14.2 |  |  |  |  | 14.2 | [7 empty] | EIA-860, EIA-860M and EIA-923 | 202406 | -93.4043 | 48.6081
-10394524.2445 | 3614658.6019 | 38366 | 10488 | DeRidder Mill | 1924 | Packaging Corporation of America | Industrial CHP | 4200 Hwy 190 W. | DeRidder | Beauregard | Louisiana | 70634 | biomass | Biomass = 61.5 MW | Wood/Wood Waste Biomass | 61.5 | 61.5 |  | 61.5 | [10 empty] | EIA-860, EIA-860M and EIA-923 | 202406 | -93.3756 | 30.8606
-8396612.7854 | 5447448.3484 | 38367 | 10490 | Upper Beaver Falls Project | 57280 | Eagle Creek Renewable Energy, LLC | IPP Non-CHP | 9692 NYS Rt.126 | Beaver Falls | Lewis | New York | 13620 | hydroelectric | Hydroelectric = 1.5 MW | Conventional Hydroelectric | 1.5 | 1.5 |  |  |  |  | 1.5 | [7 empty] | EIA-860, EIA-860M and EIA-923 | 202406 | -75.4281 | 43.8836
-7862306.3916 | 5550735.5397 | 38368 | 10493 | Rumford Falls Hydro Facility | 50083 | Brookfield Power New England | IPP Non-CHP | 35 Hartford St. | Rumford | Oxford | Maine | 4276 | hydroelectric | Battery = 8 MW, Hydroelectric = 44.5 MW | Batteries; Conventional Hydroelectric; | 52.5 | 52.5 | 8 |  |  |  | 44.5 | [7 empty] | EIA-860, EIA-860M and EIA-923 | 202406 | -70.6283 | 44.5486
-8123383.9934 | 5607489.6859 | 38369 | 10494 | Sheldon Springs Hydroelectric | 64078 | Central Rivers Power US, LLC | IPP Non-CHP | Heather Lane | Sheldon Springs | Franklin | Vermont | 5483 | hydroelectric | Hydroelectric = 24 MW | Conventional Hydroelectric | 25.2 | 24 |  |  |  |  | 24 | [7 empty] | EIA-860, EIA-860M and EIA-923 | 202406 | -72.9736 | 44.9108
-7852632.7278 | 5551157.2997 | 38370 | 10495 | Rumford Cogeneration | 61813 | ND Paper, Inc. | IPP CHP | 35 Hartford St | Rumford | Oxford | Maine | 4276 | biomass | Biomass = 85 MW | Wood/Wood Waste Biomass | 102.6 | 85 |  | 85 | [10 empty] | EIA-860, EIA-860M and EIA-923 | 202406 | -70.5414 | 44.5513
-13245338.4801 | 4225408.7317 | 38371 | 10496 | Kern River Cogeneration | 10203 | Kern River Cogeneration Co | IPP CHP | SW China Grade Loop | Bakersfield | Kern | California | 93380 | natural gas | Natural Gas = 288 MW | Natural Gas Fired Combustion Turbine | 300 | 288 | [6 empty] | 288 | [5 empty] | EIA-860, EIA-860M and EIA-923 | 202406 | -118.9849 | 35.4515
-13310579.4941 | 4190352.6049 | 38372 | 10501 | Mid-Set Cogeneration | 12449 | Mid Set Cogeneration Co | IPP CHP | 13705 Shale Rd. | Fellows | Kern | California | 93224 | natural gas | Natural Gas = 36 MW | Natural Gas Fired Combustion Turbine | 39.1 | 36 | [6 empty] | 36 | [5 empty] | EIA-860, EIA-860M and EIA-923 | 202406 | -119.571 | 35.1946
-8192162.4068 | 5358603.5688 | 38373 | 10503 | Wheelabrator Hudson Falls | 20541 | Wheelabrator Environmental Systems | Commercial Non-CHP | 93 River Street | Hudson Falls | Washington | New York | 12839 | biomass | Biomass = 11.5 MW | Municipal Solid Waste | 14.4 | 11.5 |  | 11.5 | [10 empty] | EIA-860, EIA-860M and EIA-923 | 202406 | -73.5914 | 43.3056
-12738601.026 | 5241127.466 | 38374 | 10504 | Amalgamated Sugar Twin Falls | 450 | The Amalgamated Sugar Co | Industrial CHP | 2320 Orchard Drive East | Twin Falls | Twin Falls | Idaho | 83301 | natural gas | Natural Gas = 8.5 MW | Natural Gas Steam Turbine | 10.2 | 8.5 | [6 empty] | 8.5 | [5 empty] | EIA-860, EIA-860M and EIA-923 | 202406 | -114.4328 | 42.5328
-8197300.1352 | 5359031.9037 | 38375 | 10511 | Finch Paper | 56174 | Finch Paper LLC | Industrial CHP | 1 Glen Street | Glen Falls | Warren | New York | 12801 | biomass | Biomass = 23 MW | Wood/Wood Waste Biomass | 29 | 23 |  | 23 | [10 empty] | EIA-860, EIA-860M and EIA-923 | 202406 | -73.6376 | 43.3084
-7902177.6936 | 5373528.4474 | 38376 | 10519 | Milton Hydro | 16498 | SFR Hydro Cor | IPP Non-CHP | Hydro Plant Road | Milton | Strafford | New Hampshire | 3851 | hydroelectric | Hydroelectric = 0.7 MW | Conventional Hydroelectric | 1.4 | 0.7 |  |  |  |  | 0.7 | [7 empty] | EIA-860, EIA-860M and EIA-923 | 202406 | -70.9865 | 43.4031
-9884019.2936 | 5069710.2654 | 38377 | 10520 | Dayton Hydro | 57280 | Eagle Creek Renewable Energy, LLC | IPP Non-CHP | 1963 North 3103 Road | Ottawa | LaSalle | Illinois | 61350 | hydroelectric | Hydroelectric = 3.6 MW | Conventional Hydroelectric | 3.6 | 3.6 |  |  |  |  | 3.6 | [7 empty] | EIA-860, EIA-860M and EIA-923 | 202406 | -88.7897 | 41.3878
-8239657.2015 | 5023735.3235 | 38378 | 10521 | Lederle Laboratories | 60641 | Veolia NA - Municipal & Commercial Business | Industrial CHP | 401 North Middletown Road | Pearl River | Rockland | New York | 10965 | natural gas | Natural Gas = 21.7 MW | Natural Gas Fired Combined Cycle | 23.4 | 21.7 | [6 empty] | 21.7 | [5 empty] | EIA-860, EIA-860M and EIA-923 | 202406 | -74.0181 | 41.0772
-7742773.7488 | 5555669.0118 | 38379 | 10523 | Benton Falls Associates | 55753 | Essex Hydro Associates LLC | IPP Non-CHP | 1215 Clinton Avenue | Benton | Kennebec | Maine | 4901 | hydroelectric | Hydroelectric = 4 MW | Conventional Hydroelectric | 4.2 | 4 |  |  |  |  | 4 | [7 empty] | EIA-860, EIA-860M and EIA-923 | 202406 | -69.5545 | 44.5802
-8590289.4412 | 4181587.9582 | 38380 | 10525 | Craven County Wood Energy LP | 3837 | CMS Generation Operating Co II | IPP Non-CHP | 201 Executive Parkway | New Bern | Craven | North Carolina | 28562 | biomass | Biomass = 47 MW | Wood/Wood Waste Biomass | 50 | 47 |  | 47 | [10 empty] | EIA-860, EIA-860M and EIA-923 | 202406 | -77.1679 | 35.1302
-8021470.9995 | 5497702.8174 | 38381 | 10526 | Dodge Falls Associates | 5226 | Dodge Falls Associates LP | IPP Non-CHP | 61 Dodge Falls Road | Bath | Grafton | New Hampshire | 3740 | hydroelectric | Hydroelectric = 5 MW | Conventional Hydroelectric | 5 | 5 |  |  |  |  | 5 | [7 empty] | EIA-860, EIA-860M and EIA-923 | 202406 | -72.0581 | 44.2081
-8200443.1297 | 5356198.2229 | 38382 | 10530 | Feeder Dam Hydro Plant | 5914 | Erie Boulevard Hydropower LP | IPP Non-CHP | 144 Feeder Dam Rd. | S. Glen Falls | Saratoga | New York | 12803 | hydroelectric | Hydroelectric = 4.7 MW | Conventional Hydroelectric | 5 | 4.7 |  |  |  |  | 4.7 | [7 empty] | EIA-860, EIA-860M and EIA-923 | 202406 | -73.6658 | 43.2899
-8449950.8515 | 5461837.1624 | 38383 | 10531 | Beebee Island Hydro Plant | 5914 | Erie Boulevard Hydropower LP | IPP Non-CHP | 234 Mill Street | Watertown | Jefferson | New York | 13601 | hydroelectric | Hydroelectric = 8.6 MW | Conventional Hydroelectric | 9 | 8.6 |  |  |  |  | 8.6 | [7 empty] | EIA-860, EIA-860M and EIA-923 | 202406 | -75.9072 | 43.9767
-9428280.1926 | 5280218.0759 | 38384 | 10532 | Grand River | 55858 | EDL Inc | IPP Non-CHP | 8550 West Grand River | Grand Ledge | Clinton | Michigan | 48837 | biomass | Biomass = 3.2 MW | Landfill Gas | 3.2 | 3.2 |  | 3.2 | [10 empty] | EIA-860, EIA-860M and EIA-923 | 202406 | -84.6957 | 42.791
-8464876.2349 | 5466058.7372 | 38385 | 10538 | Dexter Plant | 64078 | Central Rivers Power US, LLC | IPP Non-CHP | Locke Street | Dexter | Jefferson | New York | 13634 | hydroelectric | Hydroelectric = 4 MW | Conventional Hydroelectric | 4.2 | 4 |  |  |  |  | 4 | [7 empty] | EIA-860, EIA-860M and EIA-923 | 202406 | -76.0413 | 44.004
-8437480.0629 | 5499150.3094 | 38386 | 10539 | Theresa Plant | 64078 | Central Rivers Power US, LLC | IPP Non-CHP | Bridge Street | Theresa | Jefferson | New York | 13694 | hydroelectric | Hydroelectric = 1.3 MW | Conventional Hydroelectric | 1.3 | 1.3 |  |  |  |  | 1.3 | [7 empty] | EIA-860, EIA-860M and EIA-923 | 202406 | -75.7952 | 44.2174
-8447602.2329 | 5462135.1032 | 38387 | 10540 | Diamond Island Plant | 64078 | Central Rivers Power US, LLC | IPP Non-CHP | Water Street | Watertown | Jefferson | New York | 13601 | hydroelectric | Hydroelectric = 1.2 MW | Conventional Hydroelectric | 1.2 | 1.2 |  |  |  |  | 1.2 | [7 empty] | EIA-860, EIA-860M and EIA-923 | 202406 | -75.8861 | 43.9786
-8398498.0923 | 5513802.9108 | 38388 | 10544 | Hailesboro 4 Plant | 64078 | Central Rivers Power US, LLC | IPP Non-CHP | 121 Mill Street | Hailesboro | St Lawrence | New York | 13645 | hydroelectric | Hydroelectric = 1.4 MW | Conventional Hydroelectric | 1.4 | 1.4 |  |  |  |  | 1.4 | [7 empty] | EIA-860, EIA-860M and EIA-923 | 202406 | -75.445 | 44.3117
-8422462.507 | 5449940.5765 | 38389 | 10545 | Copenhagen Plant | 64078 | Central Rivers Power US, LLC | IPP Non-CHP | Cataract Street | Copenhagen | Lewis | New York | 13626 | hydroelectric | Hydroelectric = 3.1 MW | Conventional Hydroelectric | 3.3 | 3.1 |  |  |  |  | 3.1 | [7 empty] | EIA-860, EIA-860M and EIA-923 | 202406 | -75.6603 | 43.8997
-8940940.9391 | 4974670.1657 | 38390 | 10546 | Beaver Valley Patterson Dam | 64078 | Central Rivers Power US, LLC | IPP Non-CHP | Third Street & The River | Beaver Falls | Beaver | Pennsylvania | 15010 | hydroelectric | Hydroelectric = 1.2 MW | Conventional Hydroelectric | 1.2 | 1.2 |  |  |  |  | 1.2 | [7 empty] | EIA-860, EIA-860M and EIA-923 | 202406 | -80.3178 | 40.7441
-8369901.8963 | 5546588.1825 | 38391 | 10547 | Pyrites Plant | 64078 | Central Rivers Power US, LLC | IPP Non-CHP | County Route 21 | Pyrites | St Lawrence | New York | 13677 | hydroelectric | Hydroelectric = 7.7 MW | Conventional Hydroelectric | 8.2 | 7.7 |  |  |  |  | 7.7 | [7 empty] | EIA-860, EIA-860M and EIA-923 | 202406 | -75.1881 | 44.522
-13567433.857 | 4486060.7324 | 38392 | 10548 | San Jose Cogeneration | 16732 | San Jose State University Fclts Dev &Ops | Commercial CHP | 129 South 10th Street | San Jose | Santa Clara | California | 95192 | natural gas | Natural Gas = 5.6 MW | Natural Gas Fired Combustion Turbine | 6 | 5.6 | [6 empty] | 5.6 | [5 empty] | EIA-860, EIA-860M and EIA-923 | 202406 | -121.8783 | 37.3361
-9039254.1945 | 4217588.6016 | 38393 | 10550 | High Shoals Hydro (NC) | 64078 | Central Rivers Power US, LLC | IPP Non-CHP | River Street Highway 321 | High Shoals | Lincoln | North Carolina | 28077 | hydroelectric | Hydroelectric = 1.8 MW | Conventional Hydroelectric | 1.8 | 1.8 |  |  |  |  | 1.8 | [7 empty] | EIA-860, EIA-860M and EIA-923 | 202406 | -81.201 | 35.3943
-10746972.8843 | 3336464.5676 | 38394 | 10554 | Formosa Utility Venture Ltd | 6541 | Formosa Plastics Corp | Industrial CHP | 201 Formosa Drive | Point Comfort | Calhoun | Texas | 77978 | natural gas | Natural Gas = 829.8 MW | Natural Gas Fired Combined Cycle | 933.4 | 829.8 | [6 empty] | 829.8 | [5 empty] | EIA-860, EIA-860M and EIA-923 | 202406 | -96.5417 | 28.6917
-7771454.9929 | 5726078.1693 | 38395 | 10555 | Brassua Hydroelectric Project | 2179 | Brassua Hydroelectric LP | IPP Non-CHP | Brassua Dam | Rockwood | Somerset | Maine | 4478 | hydroelectric | Hydroelectric = 3.6 MW | Conventional Hydroelectric | 3.6 | 3.6 |  |  |  |  | 3.6 | [7 empty] | EIA-860, EIA-860M and EIA-923 | 202406 | -69.8122 | 45.6603
-7939571.3577 | 5259220.5318 | 38396 | 10556 | Boott Hydropower | 66271 | Boott Hydro, LLC - Hybrid | IPP Non-CHP | 145 Pawtucket Street | Lowell | Middlesex | Massachusetts | 1853 | hydroelectric | Hydroelectric = 21.7 MW | Conventional Hydroelectric | 22.9 | 21.7 |  |  |  |  | 21.7 | [7 empty] | EIA-860, EIA-860M and EIA-923 | 202406 | -71.3224 | 42.6525
-9110821.2725 | 3718671.077 | 38397 | 10560 | Jesup Plant | 15726 | Rayonier Advanced Materials | Industrial CHP | 4470 Savannah Highway | Jesup | Wayne | Georgia | 31545 | biomass | Biomass = 64.7 MW | Wood/Wood Waste Biomass | 69.5 | 64.7 |  | 64.7 | [10 empty] | EIA-860, EIA-860M and EIA-923 | 202406 | -81.8439 | 31.6593
-9069532.8734 | 3588827.2394 | 38398 | 10562 | Fernandina Plant | 15726 | Rayonier Advanced Materials | Industrial CHP | 10 Gum Street | Fernandina Beach | Nassau | Florida | 32034 | biomass | Biomass = 42 MW | Wood/Wood Waste Biomass | 42 | 42 |  | 42 | [10 empty] | EIA-860, EIA-860M and EIA-923 | 202406 | -81.473 | 30.6612
-8084633.6786 | 5149407.3028 | 38399 | 10567 | Algonquin Windsor Locks | 291 | Algonquin Windsor Locks LLC | IPP CHP | 26 Canal Bank Rd | Windsor Locks | Hartford | Connecticut | 6096 | natural gas | Natural Gas = 64 MW | Natural Gas Fired Combined Cycle | 71 | 64 | [6 empty] | 64 | [5 empty] | EIA-860, EIA-860M and EIA-923 | 202406 | -72.6255 | 41.9227
-10451929.8135 | 3499043.746 | 38400 | 10568 | Port Arthur Texas Refinery | 914 | Total Petrochemicals USA Inc | Industrial CHP | Hwy 366 and 32nd St. | Port Arthur | Jefferson | Texas | 77642 | natural gas | Natural Gas = 30.3 MW | Natural Gas Fired Combustion Turbine | 38.4 | 30.3 | [6 empty] | 30.3 | [5 empty] | EIA-860, EIA-860M and EIA-923 | 202406 | -93.8913 | 29.9649
-7917524.1986 | 5587995.8838 | 38401 | 10570 | Errol Hydroelectric Project | 23037 | Errol Hydroelectric Co LLC | IPP Non-CHP | 499 Hydro Drive | Errol | Coos | New Hampshire | 3579 | hydroelectric | Hydroelectric = 3 MW | Conventional Hydroelectric | 3 | 3 |  |  |  |  | 3 | [7 empty] | EIA-860, EIA-860M and EIA-923 | 202406 | -71.1243 | 44.7866
-13170854.6088 | 4174078.0212 | 38402 | 10586 | Cameron Ridge LLC | 2770 | Terra-Gen Operating Co-Wind | IPP Non-CHP | 10315 Oak Creek Road | Mojave | Kern | California | 93501 | wind | Wind = 59.6 MW | Onshore Wind Turbine | 59.6 | 59.6 | [10 empty] | 59.6 |  | EIA-860, EIA-860M and EIA-923 | 202406 | -118.3158 | 35.075
-10366839.0872 | 3529438.5333 | 38403 | 10593 | Agrilectric Power Partners Ltd | 135 | Agrilectric Power Partners Ltd | IPP Non-CHP | 3063 Hwy. 397 | Lake Charles | Calcasieu | Louisiana | 70615 | biomass | Biomass = 11.1 MW | Other Waste Biomass | 12.1 | 11.1 |  | 11.1 | [10 empty] | EIA-860, EIA-860M and EIA-923 | 202406 | -93.1269 | 30.2012
-13170954.7963 | 4173357.1344 | 38404 | 10597 | Ridgetop Energy LLC | 2770 | Terra-Gen Operating Co-Wind | IPP Non-CHP | 10315 Oak Creek Road | Mojave | Kern | California | 93501 | wind | Wind = 29 MW | Onshore Wind Turbine | 29 | 29 | [10 empty] | 29 |  | EIA-860, EIA-860M and EIA-923 | 202406 | -118.3167 | 35.0697
-8766098.2054 | 4932283.617 | 38405 | 10603 | Ebensburg Power | 5670 | Ebensburg Power Co | IPP Non-CHP | 2840 New Germany Road | Ebensburg | Cambria | Pennsylvania | 15931 | coal | Coal = 50 MW | Conventional Steam Coal | 57.6 | 50 |  |  | 50 | [9 empty] | EIA-860, EIA-860M and EIA-923 | 202406 | -78.7472 | 40.455
-9074947.1195 | 3655549.9644 | 38406 | 10605 | Brunswick Cellulose | 50003 | Brunswick Cellulose LLC | Industrial CHP | W 9th Street | Brunswick | Glynn | Georgia | 31520 | biomass | Biomass = 72.2 MW | Wood/Wood Waste Biomass | 72.2 | 72.2 |  | 72.2 | [10 empty] | EIA-860, EIA-860M and EIA-923 | 202406 | -81.5216 | 31.1754
-10238610.1657 | 3914180.5865 | 38407 | 10606 | Georgia-Pacific Crossett LLC | 4580 | Georgia-Pacific Crossett LLC | Industrial CHP | 100 Suppply Rd | Crossett | Ashley | Arkansas | 71635 | natural gas | Natural Gas = 28 MW | Natural Gas Steam Turbine | 25 | 28 | [6 empty] | 28 | [5 empty] | EIA-860, EIA-860M and EIA-923 | 202406 | -91.975 | 33.1421
-7984145.5743 | 5529454.253 | 38408 | 10608 | Gilman Mill | 56467 | Ampersand Gilman Hydro LP | IPP Non-CHP | 35 Riverside Ave | Gilman | Essex | Vermont | 5904 | hydroelectric | Hydroelectric = 4.3 MW | Conventional Hydroelectric | 4.8 | 4.3 |  |  |  |  | 4.3 | [7 empty] | EIA-860, EIA-860M and EIA-923 | 202406 | -71.7228 | 44.4122
-10027759.9182 | 3714643.6614 | 38409 | 10610 | Georgia-Pacific Monticello Paper | 7166 | Georgia-Pacific Monticello LLC | Industrial CHP | 604 N.A. Sandifer Road | Monticello | Lawrence | Mississippi | 39654 | biomass | Biomass = 81.5 MW | Wood/Wood Waste Biomass | 81.5 | 81.5 |  | 81.5 | [10 empty] | EIA-860, EIA-860M and EIA-923 | 202406 | -90.0809 | 31.6285
-9092676.1955 | 3462572.4803 | 38410 | 10611 | Georgia-Pacific Palatka Operations | 50128 | Georgia-Pacific Consr Ops LLC-Palatka | Industrial CHP | County Rd #216, | Palatka | Putnam | Florida | 32177 | biomass | Biomass = 69.7 MW | Wood/Wood Waste Biomass | 79.8 | 69.7 |  | 69.7 | [10 empty] | EIA-860, EIA-860M and EIA-923 | 202406 | -81.6809 | 29.6807
-7503067.2629 | 5646019.3028 | 38411 | 10613 | Woodland Pulp, LLC | 5232 | Woodland Pulp LLC | Industrial CHP | 144 Main Street | Baileyville | Washington | Maine | 4694 | biomass | Biomass = 46 MW, Hydroelectric = 17.7 MW | Wood/Wood Waste Biomass; Conventional Hydroelectric; | 68.3 | 63.7 |  | 46 |  |  | 17.7 | [7 empty] | EIA-860, EIA-860M and EIA-923 | 202406 | -67.4012 | 45.1554
-8397296.7324 | 5447832.7816 | 38412 | 10617 | CH Resources Beaver Falls | 58338 | Lakeside Beaver Falls LLC | IPP CHP | 9644 Main St | Beaver Falls | Lewis | New York | 13305 | natural gas | Natural Gas = 78.1 MW | Natural Gas Fired Combined Cycle | 107.8 | 78.1 | [6 empty] | 78.1 | [5 empty] | EIA-860, EIA-860M and EIA-923 | 202406 | -75.4342 | 43.8861
-8418258.1925 | 5462997.4224 | 38413 | 10620 | Carthage Energy LLC | 3085 | Carthage Energy LLC | IPP Non-CHP | 701 West End Ave | Carthage | Jefferson | New York | 13619 | natural gas | Natural Gas = 61.1 MW | Natural Gas Fired Combined Cycle | 62.9 | 61.1 | [6 empty] | 61.1 | [5 empty] | EIA-860, EIA-860M and EIA-923 | 202406 | -75.6225 | 43.9842
-8485283.6579 | 5322129.784 | 38414 | 10621 | CH Resources Syracuse | 58337 | Lakeside Syracuse LLC | IPP Non-CHP | 300 Belle Island Road | Solvay | Onondaga | New York | 13209 | natural gas | Natural Gas = 83.2 MW | Natural Gas Fired Combined Cycle | 102.7 | 83.2 | [6 empty] | 83.2 | [5 empty] | EIA-860, EIA-860M and EIA-923 | 202406 | -76.2246 | 43.0667
-13162817.3416 | 4036377.6846 | 38415 | 10623 | Civic Center | 11216 | Los Angeles County | Commercial CHP | 301 N. Broadway | Los Angeles | Los Angeles | California | 90012 | natural gas | Natural Gas = 23.6 MW | Natural Gas Fired Combined Cycle | 34.5 | 23.6 | [6 empty] | 23.6 | [5 empty] | EIA-860, EIA-860M and EIA-923 | 202406 | -118.2436 | 34.0564
-10231081.072 | 4058544.3457 | 38416 | 10627 | Pine Bluff Mill | 55863 | Evergreen Packaging Inc | Industrial CHP | 5201 Fair Field Road | Pine Bluff | Jefferson | Arkansas | 71601 | biomass | Biomass = 60.9 MW | Wood/Wood Waste Biomass | 85 | 60.9 |  | 60.9 | [10 empty] | EIA-860, EIA-860M and EIA-923 | 202406 | -91.9074 | 34.2212
-8530373.9516 | 4759851.6252 | 38417 | 10629 | Wheelabrator Baltimore Refuse | 20541 | Wheelabrator Environmental Systems | IPP CHP | 1801 Annapolis Rd | Baltimore | Baltimore City | Maryland | 21230 | biomass | Biomass = 61.3 MW | Municipal Solid Waste | 64.5 | 61.3 |  | 61.3 | [10 empty] | EIA-860, EIA-860M and EIA-923 | 202406 | -76.6297 | 39.266
-12864636.9535 | 3918941.0896 | 38418 | 10631 | CE Leathers | 49899 | CalEnergy Operating Corporation | IPP Non-CHP | 342 W Sinclair Rd | Calipatria | Imperial | California | 92233 | geothermal | Geothermal = 42MW | Geothermal | 45.5 | 42 |  |  |  | 42 | [8 empty] | EIA-860, EIA-860M and EIA-923 | 202406 | -115.565 | 33.1779
-12870314.2476 | 3917172.2959 | 38419 | 10632 | Del Ranch Company | 49899 | CalEnergy Operating Corporation | IPP Non-CHP | 7029 Gentry Road | Calipatria | Imperial | California | 92233 | geothermal | Geothermal = 42MW | Geothermal | 45.5 | 42 |  |  |  | 42 | [8 empty] | EIA-860, EIA-860M and EIA-923 | 202406 | -115.616 | 33.1646
-8602893.9245 | 4479839.7577 | 38420 | 10633 | Hopewell Cogeneration | 55983 | Luminant Generation Company LLC | IPP CHP | 1114 Hercules Road | Hopewell | Prince George | Virginia | 23860 | natural gas | Natural Gas = 378.3 MW | Natural Gas Fired Combined Cycle | 399 | 378.3 | [6 empty] | 378.3 | [5 empty] | EIA-860, EIA-860M and EIA-923 | 202406 | -77.2811 | 37.2917
-12868900.49 | 3918914.4892 | 38421 | 10634 | Elmore Company | 49899 | CalEnergy Operating Corporation | IPP Non-CHP | 786 W Sinclair Rd. | Calipatria | Imperial | California | 92233 | geothermal | Geothermal = 49MW | Geothermal | 45.5 | 49 |  |  |  | 49 | [8 empty] | EIA-860, EIA-860M and EIA-923 | 202406 | -115.6033 | 33.1777
-8192068.1192 | 4973905.4208 | 38422 | 10642 | Covanta Hempstead | 473 | Covanta Hempstead Company | Commercial Non-CHP | 600 Merchants Concourse | Westbury | Nassau | New York | 11590 | biomass | Biomass = 71.8 MW | Municipal Solid Waste | 78.6 | 71.8 |  | 71.8 | [10 empty] | EIA-860, EIA-860M and EIA-923 | 202406 | -73.5906 | 40.7389
-8251612.9148 | 4973714.4276 | 38423 | 10643 | Covanta Essex Company | 542 | Covanta Essex Company | Commercial Non-CHP | 183 Raymond Blvd | Newark | Essex | New Jersey | 7105 | biomass | Biomass = 60 MW | Municipal Solid Waste | 69.8 | 60 |  | 60 | [10 empty] | EIA-860, EIA-860M and EIA-923 | 202406 | -74.1255 | 40.7376
-8022662.1181 | 5082658.5427 | 38424 | 10646 | Covanta Southeastern Connecticut Company | 528 | Covanta Southeastern Connecticut Company | IPP Non-CHP | 132 US Submarine Vet Mem Hwy | Preston | New London | Connecticut | 6365 | biomass | Biomass = 16.3 MW | Municipal Solid Waste | 18.3 | 16.3 |  | 16.3 | [10 empty] | EIA-860, EIA-860M and EIA-923 | 202406 | -72.0688 | 41.475
-13238853.3405 | 4220993.0889 | 38425 | 10649 | Bear Mountain Limited | 60662 | WCAC Operating Company | IPP CHP | 7001 Camino Grand Drive | Bakersfield | Kern | California | 93306 | natural gas | Natural Gas = 46 MW | Natural Gas Fired Combustion Turbine | 46 | 46 | [6 empty] | 46 | [5 empty] | EIA-860, EIA-860M and EIA-923 | 202406 | -118.9266 | 35.4192
-13250342.9591 | 4229814.8014 | 38426 | 10650 | Badger Creek Limited | 60662 | WCAC Operating Company | IPP CHP | 535 Fano | Bakersfield | Kern | California | 93308 | natural gas | Natural Gas = 46 MW | Natural Gas Fired Combustion Turbine | 46 | 46 | [6 empty] | 46 | [5 empty] | EIA-860, EIA-860M and EIA-923 | 202406 | -119.0299 | 35.4837
-13549846.4906 | 4994616.3992 | 38427 | 10652 | Burney Forest Products | 62970 | Burney Forest Products, A Joint Venture | IPP CHP | 35586-B Highway 299 East | Burney | Shasta | California | 96013 | biomass | Biomass = 31 MW | Wood/Wood Waste Biomass | 31 | 31 |  | 31 | [10 empty] | EIA-860, EIA-860M and EIA-923 | 202406 | -121.7203 | 40.8797
-9602330.2202 | 5134099.1485 | 38428 | 10656 | French Paper Hydro | 6789 | French Paper Co | Industrial Non-CHP | 100 French Street | Niles | Berrien | Michigan | 49120 | hydroelectric | Hydroelectric = 1.2 MW | Conventional Hydroelectric | 1.3 | 1.2 |  |  |  |  | 1.2 | [7 empty] | EIA-860, EIA-860M and EIA-923 | 202406 | -86.2592 | 41.8203
-13496868.3204 | 4910133.2014 | 38429 | 10661 | Collins Pine Project | 3953 | Collins Pine Co | Industrial CHP | 500 Main Street | Chester | Plumas | California | 96020 | biomass | Biomass = 5 MW | Wood/Wood Waste Biomass | 5 | 5 |  | 5 | [10 empty] | EIA-860, EIA-860M and EIA-923 | 202406 | -121.2444 | 40.3034
-10535922.2617 | 4190153.7245 | 38430 | 10671 | River Valley | 14063 | Oklahoma Gas & Electric Co | Electric Utility | PO Box 1740 | Panama | Le Flore | Oklahoma | 74951 | coal | Coal = 321 MW | Conventional Steam Coal | 350 | 321 |  |  | 321 | [9 empty] | EIA-860, EIA-860M and EIA-923 | 202406 | -94.6458 | 35.1931
-13191348.5271 | 4079955.0776 | 38431 | 10677 | CES Placerita Power Plant | 178 | CES Placerita Inc | IPP Non-CHP | 20885 Placerita Canyon Road | Santa Clarita | Los Angeles | California | 91321 | natural gas | Natural Gas = 69 MW | Natural Gas Fired Combined Cycle | 90 | 69 | [6 empty] | 69 | [5 empty] | EIA-860, EIA-860M and EIA-923 | 202406 | -118.4999 | 34.3801
-11536150.1504 | 4901098.7125 | 38432 | 10682 | Brush Generation Facility | 66084 | Brush Power LLC | IPP Non-CHP | 1500 S Clayton | Brush | Morgan | Colorado | 80723 | natural gas | Natural Gas = 292 MW | Natural Gas Fired Combined Cycle; Natural Gas Fired Combustion Turbine; | 297.2 | 292 | [6 empty] | 292 | [5 empty] | EIA-860, EIA-860M and EIA-923 | 202406 | -103.631 | 40.2415
-13067049.1836 | 4268333.7276 | 38433 | 10684 | Argus Cogen Plant | 49968 | Searles Valley Minerals Operations Inc. | Industrial CHP | 13200 Main Street | Trona | San Bernardino | California | 93562 | coal | Coal = 57 MW | Conventional Steam Coal | 62.5 | 57 |  |  | 57 | [9 empty] | EIA-860, EIA-860M and EIA-923 | 202406 | -117.3833 | 35.765
-13068418.4134 | 4260448.1054 | 38434 | 10685 | Westend Facility | 49968 | Searles Valley Minerals Operations Inc. | Industrial CHP | 82090 First Street | Trona | San Bernardino | California | 93562 | natural gas | Natural Gas = 15 MW | Natural Gas Fired Combustion Turbine | 20 | 15 | [6 empty] | 15 | [5 empty] | EIA-860, EIA-860M and EIA-923 | 202406 | -117.3956 | 35.7075
-10412510.0233 | 5980488.075 | 38435 | 10686 | Rapids Energy Center | 12647 | ALLETE, Inc. | Electric Utility | 502 Northwest Third Street | Grand Rapids | Itasca | Minnesota | 55744 | natural gas | Hydroelectric = 0.8 MW,Natural Gas = 22.6 MW | Conventional Hydroelectric; Natural Gas Steam Turbine; | 28.4 | 23.4 |  |  |  |  | 0.8 |  | 22.6 | [5 empty] | EIA-860, EIA-860M and EIA-923 | 202406 | -93.5372 | 47.2348
-8387278.7575 | 5402402.927 | 38436 | 10687 | Black River Hydro Associates | 64078 | Central Rivers Power US, LLC | IPP Non-CHP | Kelpytown Road | Port Layden | Lewis | New York | 13433 | hydroelectric | Hydroelectric = 5.4 MW | Conventional Hydroelectric | 5.7 | 5.4 |  |  |  |  | 5.4 | [7 empty] | EIA-860, EIA-860M and EIA-923 | 202406 | -75.3442 | 43.5912
-10150915.1199 | 3566655.6442 | 38437 | 10690 | ExxonMobil Baton Rouge Turbine Generator | 6088 | Exxon Mobil Corp | Industrial CHP | 4045 Scenic Highway | Baton Rouge | East Baton Rouge | Louisiana | 70805 | natural gas | Natural Gas = 67.8 MW | Natural Gas Fired Combustion Turbine | 85.3 | 67.8 | [6 empty] | 67.8 | [5 empty] | EIA-860, EIA-860M and EIA-923 | 202406 | -91.1872 | 30.4897
-10576425.6358 | 3472624.9044 | 38438 | 10692 | ExxonMobil Baytown Turbine | 6091 | Exxon Mobil Refining and Supply Co. | Industrial CHP | 3525 Decker Drive | Baytown | Harris | Texas | 77522 | natural gas | Natural Gas = 305 MW | Natural Gas Fired Combustion Turbine | 381.8 | 305 | [6 empty] | 305 | [5 empty] | EIA-860, EIA-860M and EIA-923 | 202406 | -95.0096 | 29.7591
-8427330.731 | 4601911.5939 | 38439 | 10693 | Eastern Correctional Institute | 11704 | Maryland Environmental Service | Commercial CHP | 30420 Revells Neck Road | Westover | Somerset | Maryland | 21890 | biomass | Biomass = 2.6 MW, Petroleum = 2 MW | Wood/Wood Waste Biomass; Petroleum Liquids; | 5.8 | 4.6 |  | 2.6 | [6 empty] | 2 |  |  |  | EIA-860, EIA-860M and EIA-923 | 202406 | -75.704 | 38.159
-7967754.4472 | 5261708.4102 | 38440 | 10694 | Pepperell Hydro Power Plant | 57280 | Eagle Creek Renewable Energy, LLC | IPP Non-CHP | 35 Groton | Pepperell | Middlesex | Massachusetts | 1463 | hydroelectric | Hydroelectric = 2.2 MW | Conventional Hydroelectric | 2.2 | 2.2 |  |  |  |  | 2.2 | [7 empty] | EIA-860, EIA-860M and EIA-923 | 202406 | -71.5756 | 42.6689
-10166096.6494 | 3595247.6984 | 38441 | 10697 | St Francisville Mill | 59867 | Hood Container of Louisiana, LLC | Industrial CHP | 2105 HY 964 | St. Francisville | West Feliciana | Louisiana | 70775 | biomass | Biomass = 16 MW | Wood/Wood Waste Biomass | 12.5 | 16 |  | 16 | [10 empty] | EIA-860, EIA-860M and EIA-923 | 202406 | -91.3236 | 30.7108
-9798920.441 | 3793118.6094 | 38442 | 10699 | Georgia-Pacific Consr Prods LP-Naheola | 7136 | Georgia-Pacific Consr Prods LP-Naheola | Industrial CHP | 7530 Highway 114 | Pennington | Choctaw | Alabama | 36916 | biomass | Biomass = 66.8 MW | Wood/Wood Waste Biomass | 87.5 | 66.8 |  | 66.8 | [10 empty] | EIA-860, EIA-860M and EIA-923 | 202406 | -88.0252 | 32.2268
-7640473.3631 | 5608631.3928 | 38443 | 10700 | Red Shield Envir Old Town Facility | 61813 | ND Paper, Inc. | Industrial CHP | 24 Portland Street | Old Town | Penobscot | Maine | 4468 | biomass | Biomass = 21.5 MW | Wood/Wood Waste Biomass | 28.5 | 21.5 |  | 21.5 | [10 empty] | EIA-860, EIA-860M and EIA-923 | 202406 | -68.6355 | 44.9181
-13550086.7181 | 4991404.4863 | 38444 | 10706 | Burney Creek | 17725 | Snow Mountain Hydro LLC | IPP Non-CHP | Hwy 299 and Tamarack | Burney | Shasta | California | 96013 | hydroelectric | Hydroelectric = 3 MW | Conventional Hydroelectric | 3 | 3 |  |  |  |  | 3 | [7 empty] | EIA-860, EIA-860M and EIA-923 | 202406 | -121.7225 | 40.8579
-13575267.1869 | 4993376.9368 | 38445 | 10707 | Cove Hydroelectric | 17725 | Snow Mountain Hydro LLC | IPP Non-CHP | Hwy 299 and Cove Road | Burney | Shasta | California | 96001 | hydroelectric | Hydroelectric = 5 MW | Conventional Hydroelectric | 5 | 5 |  |  |  |  | 5 | [7 empty] | EIA-860, EIA-860M and EIA-923 | 202406 | -121.9487 | 40.8713
-13515800.3149 | 4976653.1979 | 38446 | 10708 | Lost Creek I | 17725 | Snow Mountain Hydro LLC | IPP Non-CHP | Hwy 89 and Wilcock Road | Burney | Shasta | California | 96016 | hydroelectric | Hydroelectric = 1.1 MW | Conventional Hydroelectric | 1.1 | 1.1 |  |  |  |  | 1.1 | [7 empty] | EIA-860, EIA-860M and EIA-923 | 202406 | -121.4145 | 40.7576
-13563467.3209 | 4932707.8866 | 38447 | 10709 | Ponderosa Bailey Creek | 17725 | Snow Mountain Hydro LLC | IPP Non-CHP | Ponderosa Way and Rock Creek R | Manton | Tehama | California | 96059 | hydroelectric | Hydroelectric = 1.1 MW | Conventional Hydroelectric | 1.1 | 1.1 |  |  |  |  | 1.1 | [7 empty] | EIA-860, EIA-860M and EIA-923 | 202406 | -121.8427 | 40.4579
-12975646.9761 | 4018325.2852 | 38448 | 10718 | Karen Avenue Wind Farm | 16630 | San Gorgonio Farms Inc | IPP Non-CHP | 17550 Karen Ave. | North Palm Springs | Riverside | California | 92258 | wind | Wind = 11.7 MW | Onshore Wind Turbine | 11.7 | 11.7 | [10 empty] | 11.7 |  | EIA-860, EIA-860M and EIA-923 | 202406 | -116.5622 | 33.9219
-13040026.1546 | 3871393.223 | 38449 | 10720 | Kyocera International Inc.(San Diego) | 54760 |  | Industrial CHP | 8611 Balboa Ave | San Diego | San Diego | California | 92123 | natural gas | Natural Gas = 3.8 MW | Natural Gas Internal Combustion Engine | 3.8 | 3.8 | [6 empty] | 3.8 | [5 empty] | EIA-860, EIA-860M and EIA-923 | 202406 | -117.1405 | 32.8197
-8221968.5344 | 5247413.9283 | 38450 | 10725 | Selkirk Cogen | 16909 | Selkirk Cogen Partners LP | IPP CHP | 24 Power Park Drive | Selkirk | Albany | New York | 12158 | natural gas | Natural Gas = 349.2 MW | Natural Gas Fired Combined Cycle | 446 | 349.2 | [6 empty] | 349.2 | [5 empty] | EIA-860, EIA-860M and EIA-923 | 202406 | -73.8592 | 42.5744
-8073167.7711 | 5184601.4557 | 38451 | 10726 | Masspower | 11741 | Masspower | IPP Non-CHP | 750 Worcester Street | Indian Orchard | Hampden | Massachusetts | 1151 | natural gas | Natural Gas = 245 MW | Natural Gas Fired Combined Cycle | 260.9 | 245 | [6 empty] | 245 | [5 empty] | EIA-860, EIA-860M and EIA-923 | 202406 | -72.5225 | 42.1575
-7817934.4426 | 5478869.0257 | 38452 | 10728 | Barker Lower | 56838 | KEI (Maine) Power Management (III) LLC | IPP Non-CHP | 119 Mill Street | Auburn | Androscoggin | Maine | 4210 | hydroelectric | Hydroelectric = 1.5 MW | Conventional Hydroelectric | 1.5 | 1.5 |  |  |  |  | 1.5 | [7 empty] | EIA-860, EIA-860M and EIA-923 | 202406 | -70.2297 | 44.0867
-12926560.5353 | 5397755.518 | 38453 | 10735 | Barber Dam | 64078 | Central Rivers Power US, LLC | IPP Non-CHP | 5455 Warm Springs Ave | Boise | Ada | Idaho | 83712 | hydroelectric | Hydroelectric = 4 MW | Conventional Hydroelectric | 4.1 | 4 |  |  |  |  | 4 | [7 empty] | EIA-860, EIA-860M and EIA-923 | 202406 | -116.1213 | 43.561
-13468482.8522 | 5236379.1288 | 38454 | 10737 | Sprague Hydro | 8353 | Sprague Hydro LLC | IPP Non-CHP | Outside of Bly, Oregon | Bly | Klamath | Oregon | 97622 | hydroelectric | Hydroelectric = 1 MW | Conventional Hydroelectric | 1.2 | 1 |  |  |  |  | 1 | [7 empty] | EIA-860, EIA-860M and EIA-923 | 202406 | -120.9894 | 42.5014
-12730151.8767 | 5350820.4887 | 38455 | 10740 | Magic Dam Hydroelectric Project | 62045 | Wood Hydro, LLC | IPP Non-CHP | 100 Magic Dam Road | Shoshone | Blaine | Idaho | 83352 | hydroelectric | Hydroelectric = 8.7 MW | Conventional Hydroelectric | 9 | 8.7 |  |  |  |  | 8.7 | [7 empty] | EIA-860, EIA-860M and EIA-923 | 202406 | -114.3569 | 43.2547
-8901168.3775 | 4813721.7745 | 38456 | 10743 | Morgantown Energy Facility | 12949 | Morgantown Energy Associates | IPP CHP | 555 Beechurst Avenue | Morgantown | Monongalia | West Virginia | 26505 | coal | Coal = 50 MW | Conventional Steam Coal | 68.9 | 50 |  |  | 50 | [9 empty] | EIA-860, EIA-860M and EIA-923 | 202406 | -79.9606 | 39.6397
-9375795.0565 | 5401612.0343 | 38457 | 10745 | Midland Cogeneration Venture | 12492 | Midland Cogeneration Venture | IPP CHP | 100 Progress Place | Midland | Midland | Michigan | 48640 | natural gas | Natural Gas = 1859.4 MW, Petroleum = 5.2 MW | Natural Gas Fired Combined Cycle; Petroleum Liquids; | 1853.8 | 1864.6 | [6 empty] | 1859.4 |  | 5.2 |  |  |  | EIA-860, EIA-860M and EIA-923 | 202406 | -84.2242 | 43.5861
-8392176.0358 | 4840761.6713 | 38458 | 10746 | Covanta Delaware Valley | 570 | Covanta Delaware Valley LP | IPP Non-CHP | 10 Highland Avenue | Chester | Delaware | Pennsylvania | 19013 | biomass | Biomass = 80 MW | Municipal Solid Waste | 90 | 80 |  | 80 | [10 empty] | EIA-860, EIA-860M and EIA-923 | 202406 | -75.3882 | 39.8265
-13555218.5466 | 4399191.7192 | 38459 | 10748 | Marina Landfill Gas | 12869 | Monterey Regional Waste Mgmt | Commercial Non-CHP | 14201 Del Monte Blvd | Marina | Monterey | California | 93933 | biomass | Biomass = 4.9 MW | Landfill Gas | 5.1 | 4.9 |  | 4.9 | [10 empty] | EIA-860, EIA-860M and EIA-923 | 202406 | -121.7686 | 36.7131
-8362231.0928 | 4853960.8368 | 38460 | 10751 | Camden Plant Holding LLC | 63360 | Camden Plant Holdings LLC | IPP Non-CHP | 570 Chelton Ave | Camden | Camden | New Jersey | 8104 | natural gas | Natural Gas = 145 MW | Natural Gas Fired Combined Cycle | 172.9 | 145 | [6 empty] | 145 | [5 empty] | EIA-860, EIA-860M and EIA-923 | 202406 | -75.1192 | 39.9175
-8173155.049 | 5442108.7202 | 38461 | 10752 | Lachute Hydro Lower | 64078 | Central Rivers Power US, LLC | IPP Non-CHP | Elk Drive | Ticonderoga | Essex | New York | 12883 | hydroelectric | Hydroelectric = 3.6 MW | Conventional Hydroelectric | 3.8 | 3.6 |  |  |  |  | 3.6 | [7 empty] | EIA-860, EIA-860M and EIA-923 | 202406 | -73.4207 | 43.849
-8174324.5716 | 5441312.2567 | 38462 | 10753 | Lachute Hydro Upper | 64078 | Central Rivers Power US, LLC | IPP Non-CHP | 141 Montcalm | Ticonderoga | Essex | New York | 12883 | hydroelectric | Hydroelectric = 4.9 MW | Conventional Hydroelectric | 5.2 | 4.9 |  |  |  |  | 4.9 | [7 empty] | EIA-860, EIA-860M and EIA-923 | 202406 | -73.4312 | 43.8439
-12872836.3019 | 3916314.993 | 38463 | 10759 | Salton Sea Power Gen Co - Unit 3 | 49899 | CalEnergy Operating Corporation | IPP Non-CHP | 6922 Crummer Rd. | Calipatria | Imperial | California | 92233 | geothermal | Geothermal = 50MW | Geothermal | 53.9 | 50 |  |  |  | 50 | [8 empty] | EIA-860, EIA-860M and EIA-923 | 202406 | -115.6387 | 33.1582
-12815344.683 | 4332577.5503 | 38464 | 10761 | Las Vegas Generating Station | 13407 | Nevada Power Co | Electric Utility | 1701 E Alexander RD | North Las Vegas | Clark | Nevada | 89030 | natural gas | Natural Gas = 282 MW | Natural Gas Fired Combined Cycle | 358.9 | 282 | [6 empty] | 282 | [5 empty] | EIA-860, EIA-860M and EIA-923 | 202406 | -115.1222 | 36.2319
-12831096.3909 | 3865569.5946 | 38465 | 10763 | Ormesa III | 34691 | Ormat Nevada Inc | IPP Non-CHP | 3300 East Evan Hewes Highway | Holtville | Imperial | California | 92250 | geothermal | Geothermal = 30.4MW | Geothermal | 45.6 | 30.4 |  |  |  | 30.4 | [8 empty] | EIA-860, EIA-860M and EIA-923 | 202406 | -115.2637 | 32.7757
-13802971.2053 | 4994451.6487 | 38466 | 10764 | Blue Lake Power LLC | 56120 | Blue Lake Power LLC | IPP Non-CHP | 200 Taylor Way, P.O. Box 1158 | Blue Lake | Humboldt | California | 95525 | biomass | Biomass = 11.5 MW | Wood/Wood Waste Biomass | 13.8 | 11.5 |  | 11.5 | [10 empty] | EIA-860, EIA-860M and EIA-923 | 202406 | -123.9942 | 40.8786
-7519375.5683 | 5570986.4795 | 38467 | 10765 | Indeck Jonesboro Energy Center | 62815 | Stored Solar J&WE | IPP Non-CHP | Route 1A | Jonesboro | Washington | Maine | 4648 | biomass | Biomass = 20.2 MW | Wood/Wood Waste Biomass | 27.5 | 20.2 |  | 20.2 | [10 empty] | EIA-860, EIA-860M and EIA-923 | 202406 | -67.5477 | 44.6781
-7639625.1086 | 5661550.1769 | 38468 | 10766 | Indeck West Enfield Energy Center | 62815 | Stored Solar J&WE | IPP Non-CHP | Route 2 | West Enfield | Penobscot | Maine | 4493 | biomass | Biomass = 20.4 MW | Wood/Wood Waste Biomass | 27.5 | 20.4 |  | 20.4 | [10 empty] | EIA-860, EIA-860M and EIA-923 | 202406 | -68.6279 | 45.2537
-13327527.6639 | 4395833.8007 | 38469 | 10767 | Rio Bravo Fresno | 15986 | Rio Bravo Fresno | IPP Non-CHP | 3350 So. Willow | Fresno | Fresno | California | 93725 | biomass | Biomass = 24.3 MW | Wood/Wood Waste Biomass | 28 | 24.3 |  | 24.3 | [10 empty] | EIA-860, EIA-860M and EIA-923 | 202406 | -119.7232 | 36.6889
-8603102.2032 | 4480702.7147 | 38470 | 10771 | Hopewell Power Station | 19876 | Virginia Electric & Power Co | Electric Utility | 107 Terminal Street | Hopewell | Hopewell City | Virginia | 23860 | biomass | Biomass = 51 MW | Wood/Wood Waste Biomass | 71.1 | 51 |  | 51 | [10 empty] | EIA-860, EIA-860M and EIA-923 | 202406 | -77.283 | 37.2978
-13504573.9669 | 4697621.2139 | 38471 | 10772 | Rio Bravo Rocklin | 16077 | Rio Bravo Rocklin | IPP Non-CHP | 3100 Thunder Valley Court | Lincoln | Placer | California | 95648 | biomass | Biomass = 24.4 MW | Wood/Wood Waste Biomass | 27.9 | 24.4 |  | 24.4 | [10 empty] | EIA-860, EIA-860M and EIA-923 | 202406 | -121.3137 | 38.8319
-8824691.3307 | 4455661.3468 | 38472 | 10773 | Altavista Power Station | 19876 | Virginia Electric & Power Co | Electric Utility | 104 Wood Lane | Altavista | Campbell | Virginia | 24517 | biomass | Biomass = 51 MW | Wood/Wood Waste Biomass | 71.1 | 51 |  | 51 | [10 empty] | EIA-860, EIA-860M and EIA-923 | 202406 | -79.2736 | 37.1187
-8571077.5895 | 4390779.8236 | 38473 | 10774 | Southampton Power Station | 19876 | Virginia Electric & Power Co | Electric Utility | 30134 General Thomas Highway | Franklin | Southampton | Virginia | 23851 | biomass | Biomass = 51 MW | Wood/Wood Waste Biomass | 71.1 | 51 |  | 51 | [10 empty] | EIA-860, EIA-860M and EIA-923 | 202406 | -76.9953 | 36.6525
-13265542.9677 | 4055123.5813 | 38474 | 10776 | E F Oxnard Energy Facility | 5533 | EF Oxnard, LLC | IPP Non-CHP | 550 Diaz Ave | Oxnard | Ventura | California | 93030 | natural gas | Natural Gas = 48.5 MW | Natural Gas Fired Combustion Turbine | 48.5 | 48.5 | [6 empty] | 48.5 | [5 empty] | EIA-860, EIA-860M and EIA-923 | 202406 | -119.1664 | 34.1958
-13387821.6397 | 4919613.4144 | 38475 | 10777 | HL Power | 56866 | HL Power Company | IPP Non-CHP | 735-025 Wendel Road | Wendel | Lassen | California | 96136 | biomass | Biomass = 30 MW | Wood/Wood Waste Biomass | 36.2 | 30 |  | 30 | [10 empty] | EIA-860, EIA-860M and EIA-923 | 202406 | -120.2648 | 40.3683
-12778998.6466 | 5303705.0073 | 38476 | 10781 | Koyle Ranch Hydroelectric Project | 10363 | Koyle Hydro Inc | IPP Non-CHP | 1745 So. 1500 E. | Gooding | Gooding | Idaho | 83330 | hydroelectric | Hydroelectric = 1.3 MW | Conventional Hydroelectric | 1.3 | 1.3 |  |  |  |  | 1.3 | [7 empty] | EIA-860, EIA-860M and EIA-923 | 202406 | -114.7957 | 42.9457
-11872746.8947 | 5776375.8931 | 38477 | 10784 | Colstrip Energy LP | 4217 | Colstrip Energy LP | IPP Non-CHP | 18 Snider Subdivision Road | Colstrip | Rosebud | Montana | 59323 | coal | Coal = 38 MW | Conventional Steam Coal | 46.1 | 38 |  |  | 38 | [9 empty] | EIA-860, EIA-860M and EIA-923 | 202406 | -106.6547 | 45.9752
-9179639.2044 | 4123460.3593 | 38478 | 10787 | Piedmont Hydro Power Project | 64078 | Central Rivers Power US, LLC | IPP Non-CHP | Highway 86 | Piedmont | Greenville | South Carolina | 29673 | hydroelectric | Hydroelectric = 1 MW | Conventional Hydroelectric | 1 | 1 |  |  |  |  | 1 | [7 empty] | EIA-860, EIA-860M and EIA-923 | 202406 | -82.4621 | 34.702
-10437081.6858 | 3510647.264 | 38479 | 10789 | Sabine River Operations | 57160 | The Dow Chemical Company | Industrial CHP | 2735 FM 1006 | Orange | Orange | Texas | 77631 | natural gas | Natural Gas = 507 MW | Natural Gas Fired Combined Cycle | 601.1 | 507 | [6 empty] | 507 | [5 empty] | EIA-860, EIA-860M and EIA-923 | 202406 | -93.7579 | 30.0552
-10793094.1078 | 3334356.6565 | 38480 | 10790 | Victoria Texas Plant | 50006 | Invista | Industrial CHP | 2695 Old Bloomington Rd North | Victoria | Victoria | Texas | 77905 | natural gas | Natural Gas = 75 MW | Natural Gas Fired Combustion Turbine | 102.4 | 75 | [6 empty] | 75 | [5 empty] | EIA-860, EIA-860M and EIA-923 | 202406 | -96.956 | 28.6751
-8978562.5855 | 4060239.0244 | 38481 | 10795 | Camden South Carolina | 50006 | Invista | Industrial CHP | 643 Hwy 1 South | Lugoff | Kershaw | South Carolina | 29078 | natural gas | Natural Gas = 17.5 MW | Natural Gas Steam Turbine | 19 | 17.5 | [6 empty] | 17.5 | [5 empty] | EIA-860, EIA-860M and EIA-923 | 202406 | -80.6558 | 34.2338
-9015278.0913 | 4399469.8691 | 38482 | 10798 | Fries Hydroelectric Project | 64078 | Central Rivers Power US, LLC | IPP Non-CHP | Highway 94 | Fries | Grayson | Virginia | 24330 | hydroelectric | Hydroelectric = 5 MW | Conventional Hydroelectric | 5.4 | 5 |  |  |  |  | 5 | [7 empty] | EIA-860, EIA-860M and EIA-923 | 202406 | -80.9856 | 36.7151
-9178786.2744 | 4115386.3745 | 38483 | 10799 | Pelzer Upper | 64078 | Central Rivers Power US, LLC | IPP Non-CHP | Lebby Street | Petzer | Anderson | South Carolina | 29669 | hydroelectric | Hydroelectric = 1.9 MW | Conventional Hydroelectric | 2 | 1.9 |  |  |  |  | 1.9 | [7 empty] | EIA-860, EIA-860M and EIA-923 | 202406 | -82.4544 | 34.6424
-9178059.6921 | 4111889.3616 | 38484 | 10800 | Pelzer Lower | 64078 | Central Rivers Power US, LLC | IPP Non-CHP | 900 Dunlap Road | Williamston | Anderson | South Carolina | 29627 | hydroelectric | Hydroelectric = 3.1 MW | Conventional Hydroelectric | 3.3 | 3.1 |  |  |  |  | 3.1 | [7 empty] | EIA-860, EIA-860M and EIA-923 | 202406 | -82.4479 | 34.6165
-9154200.363 | 4083180.0292 | 38485 | 10801 | Ware Shoals Hydro Project | 64078 | Central Rivers Power US, LLC | IPP Non-CHP | Powerhouse Road | Ware Shoals | Laurens | South Carolina | 29692 | hydroelectric | Hydroelectric = 6 MW | Conventional Hydroelectric | 6.2 | 6 |  |  |  |  | 6 | [7 empty] | EIA-860, EIA-860M and EIA-923 | 202406 | -82.2336 | 34.404
-8398131.6286 | 5578457.1083 | 38486 | 10803 | Ogdensburg Power | 40052 | AG Energy LP | IPP CHP | 21 Entrance Avenue | Ogdensburg | St Lawrence | New York | 13669 | natural gas | Natural Gas = 23 MW | Natural Gas Steam Turbine | 26.9 | 23 | [6 empty] | 23 | [5 empty] | EIA-860, EIA-860M and EIA-923 | 202406 | -75.4417 | 44.7258
-8268188.387 | 4964976.8057 | 38487 | 10805 | Kenilworth Energy Facility | 5530 | E F Kenilworth LLC | IPP CHP | 2000 Galloping Hill Rd Bld K14 | Kenilworth | Union | New Jersey | 7033 | natural gas | Natural Gas = 24.5 MW | Natural Gas Fired Combined Cycle | 28.8 | 24.5 | [6 empty] | 24.5 | [5 empty] | EIA-860, EIA-860M and EIA-923 | 202406 | -74.2744 | 40.6781
-12746185.223 | 5254689.8468 | 38488 | 10806 | Crystal Springs | 3490 | Crystal Springs Hydro Elec LP | IPP Non-CHP | 1985 east river road | Filer | Twin Falls | Idaho | 83328 | hydroelectric | Hydroelectric = 2 MW | Conventional Hydroelectric | 2.3 | 2 |  |  |  |  | 2 | [7 empty] | EIA-860, EIA-860M and EIA-923 | 202406 | -114.5009 | 42.6225
-12720250.2306 | 5287049.5792 | 38489 | 10807 | Dietrich Drop | 62045 | Wood Hydro, LLC | IPP Non-CHP | 8 Mi E. 5 Mi S. of Shoshone | Shoshone | Lincoln | Idaho | 83324 | hydroelectric | Hydroelectric = 4.8 MW | Conventional Hydroelectric | 4.8 | 4.8 |  |  |  |  | 4.8 | [7 empty] | EIA-860, EIA-860M and EIA-923 | 202406 | -114.268 | 42.836
-12732736.4926 | 5232718.3177 | 38490 | 10808 | Low Line Rapids | 66275 | Lower Lowline LLC | IPP Non-CHP | 3 Mi S 1 Mi W. of Kimberly | Kimberly | Twin Falls | Idaho | 83341 | hydroelectric | Hydroelectric = 2.7 MW | Conventional Hydroelectric | 2.8 | 2.7 |  |  |  |  | 2.7 | [7 empty] | EIA-860, EIA-860M and EIA-923 | 202406 | -114.3801 | 42.4771
-12749587.0353 | 5254419.2036 | 38491 | 10809 | Rock Creek II | 63985 | Hydroland Omega LLC | IPP Non-CHP | 3 Mi W 2 Mi N of Twin Falls | Twin Falls | Twin Falls | Idaho | 83301 | hydroelectric | Hydroelectric = 1.8 MW | Conventional Hydroelectric | 1.9 | 1.8 |  |  |  |  | 1.8 | [7 empty] | EIA-860, EIA-860M and EIA-923 | 202406 | -114.5315 | 42.6207
-8386717.7072 | 5401229.5222 | 38492 | 10817 | Port Leyden Hydroelectric Project | 5811 | Empire Hydro Partners | IPP Non-CHP | E. Main St. | Port Leyden | Lewis | New York | 13433 | hydroelectric | Hydroelectric = 1 MW | Conventional Hydroelectric | 1 | 1 |  |  |  |  | 1 | [7 empty] | EIA-860, EIA-860M and EIA-923 | 202406 | -75.3392 | 43.5836
-9517156.4496 | 5306291.8695 | 38493 | 10819 | Ada Cogeneration LP | 64125 | Ada Cogeneration LLC | IPP CHP | 7575 Fulton Street East | Ada | Kent | Michigan | 49355 | natural gas | Natural Gas = 30 MW | Natural Gas Fired Combined Cycle | 33.1 | 30 | [6 empty] | 30 | [5 empty] | EIA-860, EIA-860M and EIA-923 | 202406 | -85.4941 | 42.9627
-9427712.0179 | 5559537.352 | 38494 | 10822 | Grayling Generating Station | 3836 | NorthStar Clean Energy | IPP Non-CHP | 4400 W 4 Mile Rd | Grayling | Crawford | Michigan | 49738 | biomass | Biomass = 38.6 MW | Wood/Wood Waste Biomass | 38.6 | 38.6 |  | 38.6 | [10 empty] | EIA-860, EIA-860M and EIA-923 | 202406 | -84.6906 | 44.6049
-7899540.3122 | 5214054.8416 | 38495 | 10823 | Deer Island Treatment Plant | 11427 | Massachusetts Wtr Rauth-Deer I | Commercial CHP | 190 Tafts Avenue | Winthrop | Suffolk | Massachusetts | 2152 | petroleum | Biomass = 9 MW, Hydroelectric = 2 MW, Petroleum = 44 MW,Solar = 0.1 MW,Wind = 1.2 MW | Other Waste Biomass; Conventional Hydroelectric; Petroleum Liquids; Solar Photovoltaic; Onshore Wind Turbine | 72.8 | 56.3 |  | 9 |  |  | 2 |  |  |  | 44 | 0.1 | 1.2 |  | EIA-860, EIA-860M and EIA-923 | 202406 | -70.9628 | 42.3533
-7993013.5075 | 5219123.0885 | 38496 | 10824 | Oakdale Power Station | 11426 | Massachusetts Water Res Auth | IPP Non-CHP | River Road | West Boylston | Worcester | Massachusetts | 1583 | hydroelectric | Hydroelectric = 3 MW | Conventional Hydroelectric | 3.5 | 3 |  |  |  |  | 3 | [7 empty] | EIA-860, EIA-860M and EIA-923 | 202406 | -71.8025 | 42.387
-7980184.6041 | 5221748.9102 | 38497 | 10825 | Cosgrove Intake and Power Station | 11426 | Massachusetts Water Res Auth | IPP Non-CHP | 301 Boylston Street | Clinton | Worcester | Massachusetts | 1510 | hydroelectric | Hydroelectric = 2 MW | Conventional Hydroelectric | 3.2 | 2 |  |  |  |  | 2 | [7 empty] | EIA-860, EIA-860M and EIA-923 | 202406 | -71.6872 | 42.4044
-13551711.9826 | 4677434.82 | 38498 | 10836 | Woodland Biomass Power Ltd | 54806 | DTE Energy Services-Woodland | IPP Non-CHP | 1786 East Kentucky Ave | Woodland | Yolo | California | 95776 | biomass | Biomass = 25 MW | Wood/Wood Waste Biomass | 28 | 25 |  | 25 | [10 empty] | EIA-860, EIA-860M and EIA-923 | 202406 | -121.7371 | 38.6905
-13399017.4862 | 4405136.2363 | 38499 | 10837 | Covanta Mendota | 64893 | Clean Energy Systems Mendota | Commercial Non-CHP | 400 Guillen Parkway | Mendota | Fresno | California | 93640 | biomass | Biomass = 25 MW | Wood/Wood Waste Biomass | 28 | 25 |  | 25 | [10 empty] | EIA-860, EIA-860M and EIA-923 | 202406 | -120.3654 | 36.7559
-8021237.2286 | 5379626.1214 | 38500 | 10838 | NE Renewable Springfield, LLC | 65546 | NE Renewable Springfield, LLC | IPP Non-CHP | 54 Fisher Corner Road | Springfield | Sullivan | New Hampshire | 3751 | biomass | Biomass = 16.1 MW | Wood/Wood Waste Biomass | 20 | 16.1 |  | 16.1 | [10 empty] | EIA-860, EIA-860M and EIA-923 | 202406 | -72.056 | 43.4429
-7964341.8369 | 5521019.0069 | 38501 | 10839 | NE Renewable Whitefield, LLC | 65544 | NE Renewable Whitefield, LLC | IPP Non-CHP | 260 Airport Road | Whitefield | Coos | New Hampshire | 3598 | biomass | Biomass = 17 MW | Wood/Wood Waste Biomass | 19.9 | 17 |  | 17 | [10 empty] | EIA-860, EIA-860M and EIA-923 | 202406 | -71.5449 | 44.358
-13273034.7694 | 4261394.0795 | 38502 | 10840 | Covanta Delano Energy | 64894 | Clean Energy Systems Delano | Commercial Non-CHP | 31500 Pond Road | Delano | Kern | California | 93215 | biomass | Biomass = 49 MW | Wood/Wood Waste Biomass | 57 | 49 |  | 49 | [10 empty] | EIA-860, EIA-860M and EIA-923 | 202406 | -119.2337 | 35.7144
-8259366.7626 | 5095292.7856 | 38503 | 10848 | Walden | 63985 | Hydroland Omega LLC | IPP Non-CHP | Bradley Ave | Walden | Orange | New York | 12586 | hydroelectric | Hydroelectric = 2.3 MW | Conventional Hydroelectric | 2.4 | 2.3 |  |  |  |  | 2.3 | [7 empty] | EIA-860, EIA-860M and EIA-923 | 202406 | -74.1952 | 41.56
-10159075.8404 | 5988976.1707 | 38504 | 10849 | Silver Bay Power | 3807 | Cleveland Cliffs Inc | Industrial CHP | 10 Outer Drive | Silver Bay | Lake | Minnesota | 55614 | coal | Coal = 105 MW | Conventional Steam Coal | 131.6 | 105 |  |  | 105 | [9 empty] | EIA-860, EIA-860M and EIA-923 | 202406 | -91.2605 | 47.2866
-8177548.9406 | 5326698.6682 | 38505 | 10853 | Center Falls | 8736 | Hollingworth & Vose Co Center Falls | Industrial Non-CHP | County Route 29 | Greenwich | Washington | New York | 12834 | hydroelectric | Hydroelectric = 0.8 MW | Conventional Hydroelectric | 1.1 | 0.8 |  |  |  |  | 0.8 | [7 empty] | EIA-860, EIA-860M and EIA-923 | 202406 | -73.4602 | 43.0967
-10313383.4677 | 5032806.6769 | 38506 | 10855 | Cargill Corn Milling Division | 3106 | Cargill Inc North America Sweetners | Industrial CHP | 1 Cargill Drive | Eddyville | Monroe | Iowa | 52553 | natural gas | Natural Gas = 36.7 MW | Natural Gas Steam Turbine | 40 | 36.7 | [6 empty] | 36.7 | [5 empty] | EIA-860, EIA-860M and EIA-923 | 202406 | -92.6467 | 41.1386
-10042097.8686 | 5134143.9608 | 38507 | 10860 | Archer Daniels Midland Clinton | 772 | Archer Daniels Midland Co | Industrial CHP | 1251 Beaver Channel Parkway | Clinton | Clinton | Iowa | 52732 | coal | Coal = 180 MW | Conventional Steam Coal | 180 | 180 |  |  | 180 | [9 empty] | EIA-860, EIA-860M and EIA-923 | 202406 | -90.2097 | 41.8206
-10417780.5559 | 5104887.042 | 38508 | 10861 | Archer Daniels Midland Des Moines | 772 | Archer Daniels Midland Co | Industrial CHP | 1935 East Euclid | Des Moines | Polk | Iowa | 50316 | coal | Coal = 7.9 MW | Conventional Steam Coal | 7.9 | 7.9 |  |  | 7.9 | [9 empty] | EIA-860, EIA-860M and EIA-923 | 202406 | -93.5845 | 41.6244
-10755075.3848 | 4992664.895 | 38509 | 10862 | Archer Daniels Midland Lincoln | 772 | Archer Daniels Midland Co | Industrial CHP | 7800 Thayer | Lincoln | Lancaster | Nebraska | 68507 | coal | Coal = 7.9 MW | Conventional Steam Coal | 7.9 | 7.9 |  |  | 7.9 | [9 empty] | EIA-860, EIA-860M and EIA-923 | 202406 | -96.6145 | 40.8665
-10463188.3328 | 5494436.8618 | 38510 | 10863 | Archer Daniels Midland Mankato | 772 | Archer Daniels Midland Co | Industrial CHP | 2019 Third Ave | Mankato | Blue Earth | Minnesota | 56001 | coal | Coal = 6.2 MW | Conventional Steam Coal | 6.1 | 6.2 |  |  | 6.2 | [9 empty] | EIA-860, EIA-860M and EIA-923 | 202406 | -93.9924 | 44.1871
-10206605.8121 | 5149317.5351 | 38511 | 10864 | Archer Daniels Midland Cedar Rapids | 772 | Archer Daniels Midland Co | Industrial CHP | 1350 Waconia Ave SE | Cedar Rapids | Linn | Iowa | 52406 | coal | Coal = 260 MW, Natural Gas = 35 MW | Conventional Steam Coal; Natural Gas Fired Combustion Turbine; | 294.6 | 295 |  |  | 260 |  |  |  | 35 | [5 empty] | EIA-860, EIA-860M and EIA-923 | 202406 | -91.6875 | 41.9221
-9895273.6941 | 4847079.711 | 38512 | 10865 | Archer Daniels Midland Decatur | 772 | Archer Daniels Midland Co | Industrial CHP | 4666 Faries Parkway | Decatur | Macon | Illinois | 62526 | coal | Coal = 335 MW | Conventional Steam Coal | 335 | 335 |  |  | 335 | [9 empty] | EIA-860, EIA-860M and EIA-923 | 202406 | -88.8908 | 39.8701
-9974773.0651 | 4964842.9385 | 38513 | 10866 | Archer Daniels Midland Peoria | 64580 | BioUrja Renewables LLC | Industrial CHP | 1 Edmund Street | Peoria | Peoria | Illinois | 61602 | natural gas | Natural Gas = 30 MW | Natural Gas Fired Combustion Turbine | 36 | 30 | [6 empty] | 30 | [5 empty] | EIA-860, EIA-860M and EIA-923 | 202406 | -89.6049 | 40.6772
-9899858.7213 | 4844051.1218 | 38514 | 10867 | Primient Decatur Plant Cogen | 7 | Primary Products Ingredients Americas, LLC | Industrial CHP | 2200 East Eldorado St | Decatur | Macon | Illinois | 62525 | natural gas | Natural Gas = 62 MW | Natural Gas Steam Turbine | 64.8 | 62 | [6 empty] | 62 | [5 empty] | EIA-860, EIA-860M and EIA-923 | 202406 | -88.9319 | 39.8492
-13675594.7685 | 5226532.2813 | 38515 | 10869 | Biomass One LP | 1745 | Biomass One LP | IPP Non-CHP | 2350 Avenue G | White City | Jackson | Oregon | 97503 | biomass | Biomass = 36.5 MW | Wood/Wood Waste Biomass | 40 | 36.5 |  | 36.5 | [10 empty] | EIA-860, EIA-860M and EIA-923 | 202406 | -122.85 | 42.4361
-8464837.4957 | 5001751.1954 | 38516 | 10870 | Hazelton | 56214 | Hazleton Generation LLC | IPP Non-CHP | 120 Maplewood Drive | Hazelton | Luzerne | Pennsylvania | 18202 | natural gas | Natural Gas = 145.6 MW | Natural Gas Fired Combustion Turbine | 171.5 | 145.6 | [6 empty] | 145.6 | [5 empty] | EIA-860, EIA-860M and EIA-923 | 202406 | -76.0409 | 40.9282
-8419518.5518 | 5452647.9748 | 38517 | 10872 | Kings Falls Hydroelectric | 56590 | Silverstreet Hydro | IPP Non-CHP | 3275 Roberts Road | Copenhagen | Lewis | New York | 13631 | hydroelectric | Hydroelectric = 0.2 MW | Conventional Hydroelectric | 1.6 | 0.2 |  |  |  |  | 0.2 | [7 empty] | EIA-860, EIA-860M and EIA-923 | 202406 | -75.6338 | 43.9173
-13113224.5084 | 4305741.2427 | 38518 | 10873 | Coso Finance Partners | 4397 | Coso Operating Co LLC | IPP Non-CHP | PO Box 1690 | Inyokern | Inyo | California | 93527 | geothermal | Geothermal = 81.2MW | Geothermal | 92.2 | 81.2 |  |  |  | 81.2 | [8 empty] | EIA-860, EIA-860M and EIA-923 | 202406 | -117.7981 | 36.0372
-13112512.0637 | 4303263.5841 | 38519 | 10874 | Coso Power Developers | 4397 | Coso Operating Co LLC | IPP Non-CHP | PO Box 1690 | Inyokern | Inyo | California | 93527 | geothermal | Geothermal = 80.3MW | Geothermal | 90 | 80.3 |  |  |  | 80.3 | [8 empty] | EIA-860, EIA-860M and EIA-923 | 202406 | -117.7917 | 36.0192
-13112166.9733 | 4300882.8123 | 38520 | 10875 | Coso Energy Developers | 4397 | Coso Operating Co LLC | IPP Non-CHP | PO Box 1690 | Inyokern | Inyo | California | 93527 | geothermal | Geothermal = 67.8MW | Geothermal | 90 | 67.8 |  |  |  | 67.8 | [8 empty] | EIA-860, EIA-860M and EIA-923 | 202406 | -117.7886 | 36.0019
-12873820.8115 | 3916294.6483 | 38521 | 10878 | Salton Sea Power Gen Co Unit 1 | 49899 | CalEnergy Operating Corporation | IPP Non-CHP | 6920 Lack Rd. | Calipatria | Imperial | California | 92233 | geothermal | Geothermal = 10MW | Geothermal | 10 | 10 |  |  |  | 10 | [8 empty] | EIA-860, EIA-860M and EIA-923 | 202406 | -115.6475 | 33.158
-12873598.1725 | 3916414.3236 | 38522 | 10879 | Salton Sea Power Gen Co - Unit 2 | 49899 | CalEnergy Operating Corporation | IPP Non-CHP | 6920 Lack Rd. | Calipatria | Imperial | California | 92233 | geothermal | Geothermal = 23.1MW | Geothermal | 20 | 23.1 |  |  |  | 23.1 | [8 empty] | EIA-860, EIA-860M and EIA-923 | 202406 | -115.6455 | 33.1589
-13519540.6498 | 4983092.195 | 38523 | 10880 | Bidwell Ditch Project | 12239 | Mega Renewables | IPP Non-CHP | Hwy 89 | Hat Creek | Shasta | California | 96040 | hydroelectric | Hydroelectric = 1.8 MW | Conventional Hydroelectric | 1.8 | 1.8 |  |  |  |  | 1.8 | [7 empty] | EIA-860, EIA-860M and EIA-923 | 202406 | -121.4481 | 40.8014
-13575228.559 | 4994961.2213 | 38524 | 10881 | Roaring Creek Water Power | 16997 | Shasta Hydroelectric Inc | IPP Non-CHP | Cove Rd Near Montgomery Creek | Montgomery Creek | Shasta | California | 96065 | hydroelectric | Hydroelectric = 2 MW | Conventional Hydroelectric | 2 | 2 |  |  |  |  | 2 | [7 empty] | EIA-860, EIA-860M and EIA-923 | 202406 | -121.9484 | 40.8821
-13572119.9623 | 4993795.6187 | 38525 | 10882 | Hatchet Creek Project | 12239 | Mega Renewables | IPP Non-CHP | Cove Road | Montgomery Creek | Shasta | California | 96065 | hydroelectric | Hydroelectric = 6.8 MW | Conventional Hydroelectric | 6.8 | 6.8 |  |  |  |  | 6.8 | [7 empty] | EIA-860, EIA-860M and EIA-923 | 202406 | -121.9204 | 40.8741
-7915723.0493 | 5211572.2598 | 38526 | 10883 | Medical Area Total Energy Plant | 12258 | MATEP LLC | Commercial CHP | 474 Brookline Avenue | Boston | Suffolk | Massachusetts | 2215 | natural gas | Natural Gas = 60.5 MW, Petroleum = 30 MW | Natural Gas Fired Combustion Turbine; Natural Gas Steam Turbine; Petroleum Liquids | 94.8 | 90.5 | [6 empty] | 60.5 |  | 30 |  |  |  | EIA-860, EIA-860M and EIA-923 | 202406 | -71.1081 | 42.3368
-13185211.4835 | 4072692.9322 | 38527 | 10884 | Olive View Medical Center | 11216 | Los Angeles County | Commercial CHP | 14445 Olive View Drive | Sylmar | Los Angeles | California | 91342 | natural gas | Natural Gas = 5.4 MW | Natural Gas Fired Combustion Turbine | 5.6 | 5.4 | [6 empty] | 5.4 | [5 empty] | EIA-860, EIA-860M and EIA-923 | 202406 | -118.4448 | 34.3262
-8521250.9854 | 5299757.3441 | 38528 | 10902 | Victory Mills | 64078 | Central Rivers Power US, LLC | IPP Non-CHP | 4 Bridge Street | Victory Mills | Cayuga | New York | 12884 | hydroelectric | Hydroelectric = 1.6 MW | Conventional Hydroelectric | 1.7 | 1.6 |  |  |  |  | 1.6 | [7 empty] | EIA-860, EIA-860M and EIA-923 | 202406 | -76.5477 | 42.9197
-9804898.2976 | 5096738.9467 | 38529 | 10903 | Lockport Powerhouse | 3473 | Metro Wtr Recl Dist Grtr Chi | IPP Non-CHP | 2400 S. Powerhouse Road | Lockport | Will | Illinois | 60441 | hydroelectric | Hydroelectric = 12 MW | Conventional Hydroelectric | 16 | 12 |  |  |  |  | 12 | [7 empty] | EIA-860, EIA-860M and EIA-923 | 202406 | -88.0789 | 41.5697
-8150601.6089 | 5229593.0325 | 38530 | 50002 | Pittsfield Generating LP | 15114 | Pittsfield Generating Company, LP | IPP CHP | 235 Merrill Road | Pittsfield | Berkshire | Massachusetts | 1201 | natural gas | Natural Gas = 157.7 MW | Natural Gas Fired Combined Cycle | 175.5 | 157.7 | [6 empty] | 157.7 | [5 empty] | EIA-860, EIA-860M and EIA-923 | 202406 | -73.2181 | 42.4564
-13294875.6535 | 4177043.6707 | 38531 | 50003 | Chalk Cliff Limited | 60662 | WCAC Operating Company | IPP CHP | 29041 Highway 33 | Bakersfield | Kern | California | 93308 | natural gas | Natural Gas = 46 MW | Natural Gas Fired Combustion Turbine | 46 | 46 | [6 empty] | 46 | [5 empty] | EIA-860, EIA-860M and EIA-923 | 202406 | -119.4299 | 35.0968
-8261642.8009 | 4958241.682 | 38532 | 50006 | Linden Cogen Plant | 3890 | EFS Cogen Holdings I LLC | IPP CHP | RR & Chemico Ave | Linden | Union | New Jersey | 7036 | natural gas | Natural Gas = 954.3 MW | Natural Gas Fired Combined Cycle | 974.1 | 954.3 | [6 empty] | 954.3 | [5 empty] | EIA-860, EIA-860M and EIA-923 | 202406 | -74.2156 | 40.6322
-9040779.0489 | 4600396.8637 | 38533 | 50010 | Glen Ferris Hydro | 55698 | Hawks Nest Hydro LLC | Industrial Non-CHP | Route 60 East Gauley Bridge | Gauley Bridge | Fayette | West Virginia | 25085 | hydroelectric | Hydroelectric = 6.2 MW | Conventional Hydroelectric | 6.2 | 6.2 |  |  |  |  | 6.2 | [7 empty] | EIA-860, EIA-860M and EIA-923 | 202406 | -81.2147 | 38.1483
-9036393.061 | 4600326.0874 | 38534 | 50011 | Hawks Nest Hydro | 55698 | Hawks Nest Hydro LLC | Industrial Non-CHP | 11966 Midland Trail | Gauley Bridge | Fayette | West Virginia | 25085 | hydroelectric | Hydroelectric = 96.8 MW | Conventional Hydroelectric | 102 | 96.8 |  |  |  |  | 96.8 | [7 empty] | EIA-860, EIA-860M and EIA-923 | 202406 | -81.1753 | 38.1478
-10856778.43 | 3227834.4733 | 38535 | 50026 | Corpus Refinery | 6426 | Flint Hills Resources Corpus Christi LLC | Industrial CHP | 2825 Suntide Road 78409 | Corpus Christi | Nueces | Texas | 78409 | natural gas | Natural Gas = 32 MW | Natural Gas Fired Combustion Turbine | 47 | 32 | [6 empty] | 32 | [5 empty] | EIA-860, EIA-860M and EIA-923 | 202406 | -97.5281 | 27.8322
-10258046.2148 | 3827379.9773 | 38536 | 50028 | Plant 31 Paper Mill | 16064 | Graphic Packaging International | Industrial CHP | 1000 Jonesboro Road | West Monroe | Ouachita | Louisiana | 71291 | biomass | Biomass = 45 MW, Natural Gas = 32 MW | Wood/Wood Waste Biomass; Natural Gas Fired Combustion Turbine; | 84.2 | 77 |  | 45 |  |  |  |  | 32 | [5 empty] | EIA-860, EIA-860M and EIA-923 | 202406 | -92.1496 | 32.4868
-8202087.7639 | 5269650.5586 | 38537 | 50031 | Mt Ida Hydroelectric | 63840 | Clear Energy Capital, LLC | IPP Non-CHP | Congress Street | Troy | Rensselaer | New York | 12180 | hydroelectric | Hydroelectric = 3 MW | Conventional Hydroelectric | 3 | 3 |  |  |  |  | 3 | [7 empty] | EIA-860, EIA-860M and EIA-923 | 202406 | -73.6806 | 42.7213
-8188940.0415 | 5297431.8541 | 38538 | 50034 | Valley Falls Hydroelectric Facility | 19774 | Valley Falls Associates | IPP Non-CHP | Hoosick River, Under Rt 67 | Valley Falls | Rensselaer | New York | 12144 | hydroelectric | Hydroelectric = 2.5 MW | Conventional Hydroelectric | 2.5 | 2.5 |  |  |  |  | 2.5 | [7 empty] | EIA-860, EIA-860M and EIA-923 | 202406 | -73.5625 | 42.9044
-7821399.9296 | 5475939.1519 | 38539 | 50035 | MMWAC Resource Recovery Facility | 22219 | Maine Waste to Energy | Commercial Non-CHP | 110 Goldthwaite Rd | Auburn | Androscoggin | Maine | 4210 | biomass | Biomass = 2.7 MW | Municipal Solid Waste | 5 | 2.7 |  | 2.7 | [10 empty] | EIA-860, EIA-860M and EIA-923 | 202406 | -70.2608 | 44.0678
-9001761.5674 | 4817697.8928 | 38540 | 50036 | New Martinsville Hannibal Hydro | 4434 | New Martinsville Hannibal Hydro | IPP Non-CHP | 1 Howard T. Jeffers Drive | New Martinsville | Wetzel | West Virginia | 26155 | hydroelectric | Hydroelectric = 19 MW | Conventional Hydroelectric | 37.4 | 19 |  |  |  |  | 19 | [7 empty] | EIA-860, EIA-860M and EIA-923 | 202406 | -80.8642 | 39.6672
-13227226.7989 | 4222471.0573 | 38541 | 50037 | Rio Bravo Hydro Project | 30347 | Olcese Water District | IPP Non-CHP | Hwy 178 | Bakersfield | Kern | California | 93302 | hydroelectric | Hydroelectric = 13.4 MW | Conventional Hydroelectric | 14 | 13.4 |  |  |  |  | 13.4 | [7 empty] | EIA-860, EIA-860M and EIA-923 | 202406 | -118.8222 | 35.43
-10584691.3306 | 3469070.3317 | 38542 | 50043 | Houston Chemical Complex Battleground | 14254 | Oxy Vinyls LP | Industrial CHP | 2800 Battleground Rd | Houston | Harris | Texas | 77046 | natural gas | Natural Gas = 263 MW | Natural Gas Fired Combined Cycle | 380.7 | 263 | [6 empty] | 263 | [5 empty] | EIA-860, EIA-860M and EIA-923 | 202406 | -95.0839 | 29.7314
-7816962.7347 | 5543725.3185 | 38543 | 50047 | International Paper Jay Hydro | 57280 | Eagle Creek Renewable Energy, LLC | IPP Non-CHP | 16 Bridge Street | Jay | Franklin | Maine | 4239 | hydroelectric | Hydroelectric = 3.1 MW | Conventional Hydroelectric | 3.1 | 3.1 |  |  |  |  | 3.1 | [7 empty] | EIA-860, EIA-860M and EIA-923 | 202406 | -70.221 | 44.5037
-13814904.6547 | 4934888.0437 | 38544 | 50049 | Humboldt Sawmill Company | 60153 | Mendocino Forest Products | Industrial CHP | 125 Main | Scotia | Humboldt | California | 95565 | biomass | Biomass = 33.5 MW | Wood/Wood Waste Biomass | 32.5 | 33.5 |  | 33.5 | [10 empty] | EIA-860, EIA-860M and EIA-923 | 202406 | -124.1014 | 40.4728
-7661653.0094 | 5580415.8387 | 38545 | 50051 | Penobscot Energy Recovery | 6036 | ESOCO Orrington LLC | Commercial Non-CHP | 29 Industrial Way | Orrington | Penobscot | Maine | 4474 | biomass | Biomass = 21.2 MW | Municipal Solid Waste | 25.3 | 21.2 |  | 21.2 | [10 empty] | EIA-860, EIA-860M and EIA-923 | 202406 | -68.8258 | 44.7383
-10619362.8992 | 3467743.3243 | 38546 | 50054 | Rice University | 15941 | Rice University | Commercial CHP | 6100 Main Street | Houston | Harris | Texas | 77005 | natural gas | Natural Gas = 6.9 MW | Natural Gas Fired Combustion Turbine | 6.9 | 6.9 | [6 empty] | 6.9 | [5 empty] | EIA-860, EIA-860M and EIA-923 | 202406 | -95.3954 | 29.721
-8546347.8533 | 4696615.6585 | 38547 | 50060 | Brown Station Road Plant I | 15380 | Prince George's County | Commercial Non-CHP | 13400 Dille Drive | Upper Marlboro | Prince Georges | Maryland | 20774 | biomass | Biomass = 2.4 MW | Landfill Gas | 2.7 | 2.4 |  | 2.4 | [10 empty] | EIA-860, EIA-860M and EIA-923 | 202406 | -76.7731 | 38.8249
-13032185.4776 | 3865903.9035 | 38548 | 50061 | San Diego State University | 16625 | San Diego State University | Commercial CHP | 5500 Campanile Drive | San Diego | San Diego | California | 92182 | natural gas | Natural Gas = 11.1 MW, Solar = 0.8 MW | Natural Gas Fired Combined Cycle; Solar Photovoltaic; | 15.1 | 11.9 | [6 empty] | 11.1 |  |  | 0.8 |  |  | EIA-860, EIA-860M and EIA-923 | 202406 | -117.0701 | 32.7782
-13587901.9491 | 4439064.9712 | 38549 | 50064 | University of California Santa Cruz | 22142 | University of California Santa Cruz | Commercial CHP | Heat Plant, UCSC | Santa Cruz | Santa Cruz | California | 95064 | natural gas | Battery = 1 MW, Natural Gas = 4.4 MW, Solar = 2 MW | Batteries; Natural Gas Fired Combustion Turbine; Solar Photovoltaic | 7.4 | 7.4 | 1 | [5 empty] | 4.4 |  |  | 2 |  |  | EIA-860, EIA-860M and EIA-923 | 202406 | -122.0622 | 36.9997
-13663732.7862 | 4691335.4448 | 38550 | 50066 | Calistoga Power Plant | 7160 | Geysers Power Co LLC | IPP Non-CHP | 10350 Socrates Mine Road | Middletown | Lake | California | 95461 | geothermal | Geothermal = 100MW | Geothermal | 176.4 | 100 |  |  |  | 100 | [8 empty] | EIA-860, EIA-860M and EIA-923 | 202406 | -122.7434 | 38.7879
-11291737.0764 | 4254582.152 | 38551 | 50067 | Borger Plant | 17145 | Sid Richardson Carbon Ltd | Industrial CHP | 9455 FM 1559 | Borger | Hutchinson | Texas | 79007 | other | Other = 20 MW | Other Gases | 30 | 20 | [11 empty] | 20 | EIA-860, EIA-860M and EIA-923 | 202406 | -101.4354 | 35.6647
-8921360.3973 | 3094938.7442 | 38552 | 50071 | Palm Beach Renewable Energy Facility 1 | 17445 | Solid Waste Authority of Palm Beach Co | Commercial Non-CHP | 6501 North Jog Road | West Palm Beach | Palm Beach | Florida | 33412 | biomass | Biomass = 50 MW | Municipal Solid Waste | 62.3 | 50 |  | 50 | [10 empty] | EIA-860, EIA-860M and EIA-923 | 202406 | -80.1419 | 26.7714
-13219311.9831 | 4090962.3701 | 38553 | 50076 | Santa Felicia Dam | 19532 | United Water Conservation District | IPP Non-CHP | 3838 Piru Canyon Road | Piru | Ventura | California | 93040 | hydroelectric | Hydroelectric = 1.3 MW | Conventional Hydroelectric | 1.3 | 1.3 |  |  |  |  | 1.3 | [7 empty] | EIA-860, EIA-860M and EIA-923 | 202406 | -118.7511 | 34.4617
-8347131.7171 | 5236547.1828 | 38554 | 50079 | Goodyear Lake Plant | 63985 | Hydroland Omega LLC | IPP Non-CHP | Route 28 | Oneonta | Otsego | New York | 13820 | hydroelectric | Hydroelectric = 1.4 MW | Conventional Hydroelectric | 1.4 | 1.4 |  |  |  |  | 1.4 | [7 empty] | EIA-860, EIA-860M and EIA-923 | 202406 | -74.9836 | 42.5025
-7814712.7452 | 5539684.1237 | 38555 | 50080 | Otis Hydro | 57280 | Eagle Creek Renewable Energy, LLC | IPP Non-CHP | Spruce Mountain Rd | Livermore Falls | Franklin | Maine | 4239 | hydroelectric | Hydroelectric = 10.2 MW | Conventional Hydroelectric | 10.2 | 10.2 |  |  |  |  | 10.2 | [7 empty] | EIA-860, EIA-860M and EIA-923 | 202406 | -70.2008 | 44.4778
-7820098.1595 | 5543682.7078 | 38556 | 50081 | International Paper Riley Hydro | 57280 | Eagle Creek Renewable Energy, LLC | IPP Non-CHP | 300 Riley Dam Road | Jay | Franklin | Maine | 4239 | hydroelectric | Hydroelectric = 6.6 MW | Conventional Hydroelectric | 6.6 | 6.6 |  |  |  |  | 6.6 | [7 empty] | EIA-860, EIA-860M and EIA-923 | 202406 | -70.2491 | 44.5034
-7813218.1697 | 5538545.9159 | 38557 | 50082 | International Paper Livermore Hydro | 57280 | Eagle Creek Renewable Energy, LLC | IPP Non-CHP | Foundry Rd in Livermore Falls | Livermore Falls | Androscoggin | Maine | 4239 | hydroelectric | Hydroelectric = 9.2 MW | Conventional Hydroelectric | 9.2 | 9.2 |  |  |  |  | 9.2 | [7 empty] | EIA-860, EIA-860M and EIA-923 | 202406 | -70.1873 | 44.4705
-7988261.2785 | 5202866.6027 | 38558 | 50087 | Univ of Massachusetts Medical Center | 23955 | University of Massachusetts Medical | Commercial CHP | 55 Lake Ave. North | Worcester | Worcester | Massachusetts | 1655 | natural gas | Natural Gas = 12 MW | Natural Gas Fired Combustion Turbine; Natural Gas Steam Turbine; | 17.5 | 12 | [6 empty] | 12 | [5 empty] | EIA-860, EIA-860M and EIA-923 | 202406 | -71.7598 | 42.279
-10292502.3802 | 5238228.6423 | 38559 | 50088 | University of Northern Iowa | 21223 | University of Northern Iowa | Commercial CHP | 30th and Nebraska Streets | Cedar Falls | Black Hawk | Iowa | 50614 | natural gas | Natural Gas = 7.5 MW | Natural Gas Steam Turbine | 7.5 | 7.5 | [6 empty] | 7.5 | [5 empty] | EIA-860, EIA-860M and EIA-923 | 202406 | -92.4591 | 42.5136
-13631280.7056 | 4547909.1435 | 38560 | 50089 | Univ of San Francisco Cogen | 24010 | University of San Francisco | Commercial CHP | 2130 Fulton St. | San Francisco | San Francisco | California | 94117 | natural gas | Natural Gas = 1.4 MW | Natural Gas Internal Combustion Engine | 1.5 | 1.4 | [6 empty] | 1.4 | [5 empty] | EIA-860, EIA-860M and EIA-923 | 202406 | -122.4519 | 37.7766
-13112921.2741 | 6265998.7826 | 38561 | 50091 | Sheep Creek Hydro | 16990 | Sheep Creek Hydro Inc | IPP Non-CHP | 4522 Mitchell Road | Northport | Stevens | Washington | 99157 | hydroelectric | Hydroelectric = 1.6 MW | Conventional Hydroelectric | 1.6 | 1.6 |  |  |  |  | 1.6 | [7 empty] | EIA-860, EIA-860M and EIA-923 | 202406 | -117.7954 | 48.9477
-8247193.3084 | 5607350.5782 | 38562 | 50093 | Chateaugay High Falls Hydro | 63985 | Hydroland Omega LLC | IPP Non-CHP | Pulp Mill Road | Chateaugay | Franklin | New York | 12920 | hydroelectric | Hydroelectric = 1.6 MW | Conventional Hydroelectric | 1.7 | 1.6 |  |  |  |  | 1.6 | [7 empty] | EIA-860, EIA-860M and EIA-923 | 202406 | -74.0858 | 44.9099
-8322990.9723 | 4897482.6827 | 38563 | 50094 | Vicinity Energy Trenton, L.P. | 19148 | Vicinity Energy Trenton, L.P. | Commercial CHP | 320 S. Warren St. | Trenton | Mercer | New Jersey | 8608 | natural gas | Natural Gas = 2 MW | Natural Gas Internal Combustion Engine | 6 | 2 | [6 empty] | 2 | [5 empty] | EIA-860, EIA-860M and EIA-923 | 202406 | -74.7667 | 40.2167
-12956156.4918 | 5614416.813 | 38564 | 50099 | Tamarack Energy Partnership | 18461 | Tamarack Energy | IPP CHP | 3555 Hwy. 95 South | New Meadows | Adams | Idaho | 83654 | biomass | Biomass = 5.8 MW | Wood/Wood Waste Biomass | 6.2 | 5.8 |  | 5.8 | [10 empty] | EIA-860, EIA-860M and EIA-923 | 202406 | -116.3871 | 44.9549
-10471334.6932 | 3547574.0421 | 38565 | 50101 | WestRock (TX) | 12307 | WestRock (TX) | Industrial CHP | 1913 FM 105 | Evadale | Jasper | Texas | 77615 | biomass | Biomass = 59.5 MW | Wood/Wood Waste Biomass | 57.7 | 59.5 |  | 59.5 | [10 empty] | EIA-860, EIA-860M and EIA-923 | 202406 | -94.0656 | 30.3419
-7954875.8953 | 5331583.6914 | 38566 | 50103 | China Mill Hydro | 13442 | New Hampshire Hydro Associates | IPP Non-CHP | 25 Canal Street | Allenstown | Merrimack | New Hampshire | 3275 | hydroelectric | Hydroelectric = 1.7 MW | Conventional Hydroelectric | 1.7 | 1.7 |  |  |  |  | 1.7 | [7 empty] | EIA-860, EIA-860M and EIA-923 | 202406 | -71.4599 | 43.1287
-10637434.5054 | 3988161.9715 | 38567 | 50109 | Paris Energy Center | 54700 | Paris Generation LP | IPP Non-CHP | 301 Lake Crook Road | Paris | Lamar | Texas | 75460 | natural gas | Natural Gas = 239 MW | Natural Gas Fired Combined Cycle | 265.6 | 239 | [6 empty] | 239 | [5 empty] | EIA-860, EIA-860M and EIA-923 | 202406 | -95.5577 | 33.6968
-13547760.1407 | 4994171.9177 | 38568 | 50110 | Sierra Pacific Burney Facility | 17164 | Sierra Pacific Industries | Industrial CHP | 36336 Highway 299 East | Burney | Shasta | California | 96013 | biomass | Biomass = 18.9 MW | Wood/Wood Waste Biomass | 20 | 18.9 |  | 18.9 | [10 empty] | EIA-860, EIA-860M and EIA-923 | 202406 | -121.7016 | 40.8767
-13459551.8007 | 4857396.2174 | 38569 | 50112 | Sierra Pacific Quincy Facility | 17164 | Sierra Pacific Industries | Industrial Non-CHP | 1538 Lee Road | Quincy | Plumas | California | 95971 | biomass | Biomass = 24 MW | Wood/Wood Waste Biomass | 35.2 | 24 |  | 24 | [10 empty] | EIA-860, EIA-860M and EIA-923 | 202406 | -120.9092 | 39.9412
-13102415.3859 | 4168353.022 | 38570 | 50115 | US Borax | 22669 | U S Borax Inc | Industrial CHP | 14486 Borax Road | Boron | Kern | California | 93516 | natural gas | Natural Gas = 39 MW | Natural Gas Fired Combustion Turbine | 48.2 | 39 | [6 empty] | 39 | [5 empty] | EIA-860, EIA-860M and EIA-923 | 202406 | -117.701 | 35.0329
-10879877.2244 | 3540455.9456 | 38571 | 50118 | Hal C Weaver Power Plant | 19537 | University of Texas at Austin | Commercial CHP | 215 E 24th | Austin | Travis | Texas | 78712 | natural gas | Natural Gas = 146.8 MW | Natural Gas Fired Combined Cycle | 152.5 | 146.8 | [6 empty] | 146.8 | [5 empty] | EIA-860, EIA-860M and EIA-923 | 202406 | -97.7356 | 30.2867
-13609731.7013 | 4585318.3003 | 38572 | 50119 | Phillips 66 Rodeo Refinery | 4208 | Phillips 66 Company | Industrial CHP | 1380 San Pablo Ave | Rodeo | Contra Costa | California | 94572 | other | Other = 45.6 MW | Other Gases | 54.9 | 45.6 | [11 empty] | 45.6 | EIA-860, EIA-860M and EIA-923 | 202406 | -122.2583 | 38.0417
-10851579.8098 | 3225984.1385 | 38573 | 50121 | Valero Refinery Corpus Christi West | 19685 | Valero Refining Co | Industrial Non-CHP | 5900 Up River Rd | Corpus Christi | Nueces | Texas | 78469 | petroleum | Other = 12 MW,Petroleum = 53.2 MW | All Other; Petroleum Coke; | 69.2 | 65.2 | [8 empty] | 53.2 |  |  | 12 | EIA-860, EIA-860M and EIA-923 | 202406 | -97.4814 | 27.8175
-8232891.6481 | 5268291.4799 | 38574 | 50123 | Normanskill Hydro Project | 20148 | Watervliet City of | IPP Non-CHP | French's Mills Rod | Guilderland | Albany | New York | 12084 | hydroelectric | Hydroelectric = 1.2 MW | Conventional Hydroelectric | 1.2 | 1.2 |  |  |  |  | 1.2 | [7 empty] | EIA-860, EIA-860M and EIA-923 | 202406 | -73.9573 | 42.7124
-8054031.9506 | 5402718.6268 | 38575 | 50126 | Ottauquechee Hydro | 7601 | Green Mountain Power Corp | Electric Utility | 46 Mill St. | N. Hartland | Windsor | Vermont | 5052 | hydroelectric | Hydroelectric = 1.7 MW | Conventional Hydroelectric | 1.8 | 1.7 |  |  |  |  | 1.7 | [7 empty] | EIA-860, EIA-860M and EIA-923 | 202406 | -72.3506 | 43.5933
-10974921.8056 | 4010354.0447 | 38576 | 50127 | Signal Hill Generating LLC | 54777 | Signal Hill Generating LLC | IPP Non-CHP | 4511 Alendale Road | Wichita Falls | Wichita | Texas | 76310 | natural gas | Natural Gas = 76.1 MW | Natural Gas Fired Combined Cycle | 80 | 76.1 | [6 empty] | 76.1 | [5 empty] | EIA-860, EIA-860M and EIA-923 | 202406 | -98.5894 | 33.8625
-13644060.4058 | 4710727.5332 | 38577 | 50128 | Clear Lake Hydro Project | 22079 | Yolo County Flood Control WCD | IPP Non-CHP | 18222 Dam Road | Clearlake | Lake | California | 95422 | hydroelectric | Hydroelectric = 2.4 MW | Conventional Hydroelectric | 2.5 | 2.4 |  |  |  |  | 2.4 | [7 empty] | EIA-860, EIA-860M and EIA-923 | 202406 | -122.5667 | 38.9236
-13640595.698 | 4732965.2902 | 38578 | 50129 | Indian Valley Dam Hydro Project | 22079 | Yolo County Flood Control WCD | IPP Non-CHP | 4064 Access Road | Clearlake Oaks | Lake | California | 95423 | hydroelectric | Hydroelectric = 2.7 MW | Conventional Hydroelectric | 2.9 | 2.7 |  |  |  |  | 2.7 | [7 empty] | EIA-860, EIA-860M and EIA-923 | 202406 | -122.5356 | 39.0788
-13401586.5174 | 4325513.9848 | 38579 | 50131 | Coalinga Cogeneration | 3852 | Coalinga Cogeneration Co | IPP CHP | 32812 West Gale Ave. | Coalinga | Fresno | California | 93210 | natural gas | Natural Gas = 36 MW | Natural Gas Fired Combustion Turbine | 38.4 | 36 | [6 empty] | 36 | [5 empty] | EIA-860, EIA-860M and EIA-923 | 202406 | -120.3885 | 36.1807
-13245384.455 | 4225555.9093 | 38580 | 50134 | Sycamore Cogeneration | 18390 | Sycamore Cogeneration Co | IPP CHP | SW China Grade Loop | Bakersfield | Kern | California | 93380 | natural gas | Natural Gas = 300 MW | Natural Gas Fired Combustion Turbine | 300 | 300 | [6 empty] | 300 | [5 empty] | EIA-860, EIA-860M and EIA-923 | 202406 | -118.9853 | 35.4526
-8173722.6671 | 4966033.7164 | 38581 | 50136 | South Oaks Hospital | 17460 | South Oak Hospital | Commercial CHP | 400 Sunrise Highway | Amityville | Suffolk | New York | 11701 | natural gas | Natural Gas = 0.5 MW | Natural Gas Internal Combustion Engine | 1 | 0.5 | [6 empty] | 0.5 | [5 empty] | EIA-860, EIA-860M and EIA-923 | 202406 | -73.4258 | 40.6853
-10675505.7712 | 3409277.6614 | 38582 | 50137 | Newgulf Cogen | 65401 | Wharton County Generation LLC | IPP Non-CHP | 206 Vat Road #A | NewGulf | Wharton | Texas | 77420 | natural gas | Natural Gas = 69 MW | Natural Gas Fired Combustion Turbine | 101.9 | 69 | [6 empty] | 69 | [5 empty] | EIA-860, EIA-860M and EIA-923 | 202406 | -95.8997 | 29.2639
-10505653.2677 | 3838990.5184 | 38583 | 50141 | Snider Industries | 27211 | Snider Industries Inc | Industrial CHP | 3311 Sue Belle Lake Road | Marshall | Harrison | Texas | 75671 | biomass | Biomass = 5 MW | Wood/Wood Waste Biomass | 5 | 5 |  | 5 | [10 empty] | EIA-860, EIA-860M and EIA-923 | 202406 | -94.3739 | 32.5747
-9033192.6256 | 3782226.2968 | 38584 | 50146 | Imperial Savannah LP | 27131 | US Sugar Savannah Refinery, LLC | Industrial CHP | 201 Oxnard Drive | Port Wentworth | Chatham | Georgia | 31407 | natural gas | Natural Gas = 11.2 MW | Natural Gas Steam Turbine | 11.7 | 11.2 | [6 empty] | 11.2 | [5 empty] | EIA-860, EIA-860M and EIA-923 | 202406 | -81.1466 | 32.144
-13043861.3337 | 3902075.3186 | 38585 | 50147 | R E Badger Filtration Plant | 16713 | Santa Fe Irrigation District | IPP Non-CHP | 18535 Aliso Canyon Road | Rancho Santa Fe | San Diego | California | 92067 | hydroelectric | Hydroelectric = 1 MW | Conventional Hydroelectric | 1.4 | 1 |  |  |  |  | 1 | [7 empty] | EIA-860, EIA-860M and EIA-923 | 202406 | -117.175 | 33.051
-13161235.7142 | 4000446.0124 | 38586 | 50148 | Linde Wilmington | 15320 | Linde Inc | Industrial CHP | Pacific Coast Highway | Wilmington | Los Angeles | California | 90744 | natural gas | Natural Gas = 27 MW | Natural Gas Fired Combined Cycle | 31 | 27 | [6 empty] | 27 | [5 empty] | EIA-860, EIA-860M and EIA-923 | 202406 | -118.2294 | 33.7886
-10772453.9158 | 3313489.9577 | 38587 | 50150 | Union Carbide Seadrift Cogen | 19450 | Union Carbide Corp-Seadrift | Industrial CHP | Highway 185 | Seadrift | Calhoun | Texas | 77983 | natural gas | Natural Gas = 153 MW | Natural Gas Fired Combustion Turbine; Natural Gas Steam Turbine; | 168 | 153 | [6 empty] | 153 | [5 empty] | EIA-860, EIA-860M and EIA-923 | 202406 | -96.7706 | 28.5105
-10067890.5946 | 3501763.2532 | 38588 | 50152 | Dow St Charles Operations | 5352 | Dow Chemical Co - St Charles | Industrial CHP | Highway 3142 | Taft | St Charles | Louisiana | 70057 | natural gas | Natural Gas = 270 MW | Natural Gas Fired Combined Cycle | 323.6 | 270 | [6 empty] | 270 | [5 empty] | EIA-860, EIA-860M and EIA-923 | 202406 | -90.4414 | 29.9861
-10569393.4723 | 3423605.3375 | 38589 | 50153 | Texas City Plant Union Carbide | 39066 | Union Carbide Corp-Texas City | Industrial CHP | 3301 Fifth Avenue South | Texas City | Galveston | Texas | 77592 | other | Other = 38 MW | All Other | 45 | 38 | [11 empty] | 38 | EIA-860, EIA-860M and EIA-923 | 202406 | -94.9465 | 29.3761
-13576425.9115 | 4943914.3587 | 38590 | 50156 | Bear Creek | 64078 | Central Rivers Power US, LLC | IPP Non-CHP | North of Inwood Road | Shingletown | Shasta | California | 96088 | hydroelectric | Hydroelectric = 3 MW | Conventional Hydroelectric | 3.2 | 3 |  |  |  |  | 3 | [7 empty] | EIA-860, EIA-860M and EIA-923 | 202406 | -121.9591 | 40.5345
-8107121.2176 | 5185484.1806 | 38591 | 50166 | International Paper Woronoco Mill | 57280 | Eagle Creek Renewable Energy, LLC | IPP Non-CHP | 3 Bridge St | Woronoco | Hampden | Massachusetts | 1097 | hydroelectric | Hydroelectric = 2.5 MW | Conventional Hydroelectric | 2.8 | 2.5 |  |  |  |  | 2.5 | [7 empty] | EIA-860, EIA-860M and EIA-923 | 202406 | -72.8275 | 42.1634
-10845204.8765 | 4520450.7115 | 38592 | 50169 | Wichita Plant | 13914 | Occidental Chemical Corporation | Industrial CHP | 6200 Ridge Road | Wichita | Sedgwick | Kansas | 67215 | natural gas | Natural Gas = 27 MW | Natural Gas Fired Combustion Turbine | 43.7 | 27 | [6 empty] | 27 | [5 empty] | EIA-860, EIA-860M and EIA-923 | 202406 | -97.4241 | 37.5813
-13296402.6229 | 4176532.9239 | 38593 | 50170 | Berry Cogen | 1569 | Berry Petroleum Co | Industrial CHP | 28601 Hovey hills Rd | Taft | Kern | California | 93268 | natural gas | Natural Gas = 35 MW | Natural Gas Fired Combustion Turbine | 38.7 | 35 | [6 empty] | 35 | [5 empty] | EIA-860, EIA-860M and EIA-923 | 202406 | -119.4436 | 35.093
-8633939.7059 | 4396817.3941 | 38594 | 50175 | Emporia | 56840 | Emporia Hydro Power LP | IPP Non-CHP | 949 Mill Rd | Emporia | Greensville | Virginia | 23847 | hydroelectric | Hydroelectric = 2.5 MW | Conventional Hydroelectric | 2.5 | 2.5 |  |  |  |  | 2.5 | [7 empty] | EIA-860, EIA-860M and EIA-923 | 202406 | -77.56 | 36.696
-8227966.3172 | 5544823.4315 | 38595 | 50176 | Union Falls | 56842 | Union Falls Hydro Power LP | IPP Non-CHP | 12 Casey Road | Au Sable Forks | Clinton | New York | 12912 | hydroelectric | Hydroelectric = 2.6 MW | Conventional Hydroelectric | 2.6 | 2.6 |  |  |  |  | 2.6 | [7 empty] | EIA-860, EIA-860M and EIA-923 | 202406 | -73.9131 | 44.5107
-7964286.1771 | 5163146.7769 | 38596 | 50177 | Blackstone/Tupperware | 56844 | Blackstone Hydro Inc. | IPP Non-CHP | 2 Tupperware Drive | North Smithfield | Providence | Rhode Island | 2917 | hydroelectric | Hydroelectric = 1.6 MW | Conventional Hydroelectric | 1.6 | 1.6 |  |  |  |  | 1.6 | [7 empty] | EIA-860, EIA-860M and EIA-923 | 202406 | -71.5444 | 42.0145
-8785734.9636 | 4408722.1066 | 38597 | 50178 | Halifax | 56843 | Banister Hydro LP | IPP Non-CHP | 1130 L.P. Bailey Highway | Halifax | Halifax | Virginia | 24558 | hydroelectric | Hydroelectric = 1.6 MW | Conventional Hydroelectric | 1.6 | 1.6 |  |  |  |  | 1.6 | [7 empty] | EIA-860, EIA-860M and EIA-923 | 202406 | -78.9236 | 36.7817
-13617624.2531 | 5053611.2344 | 38598 | 50179 | Box Canyon Dam | 58896 | Siskiyou Power Authority | IPP Non-CHP | 2623 W.A. Barr Road | Mount Shasta | Siskiyou | California | 96067 | hydroelectric | Hydroelectric = 5 MW | Conventional Hydroelectric | 5 | 5 |  |  |  |  | 5 | [7 empty] | EIA-860, EIA-860M and EIA-923 | 202406 | -122.3292 | 41.2792
-13572968.4394 | 4958978.0647 | 38599 | 50180 | Olsen | 60821 | Olsen Power Partners | IPP Non-CHP | Adkins Road | Whitmore | Shasta | California | 96096 | hydroelectric | Hydroelectric = 4.8 MW | Conventional Hydroelectric | 5 | 4.8 |  |  |  |  | 4.8 | [7 empty] | EIA-860, EIA-860M and EIA-923 | 202406 | -121.928 | 40.6372
-9847322.1556 | 3943212.6679 | 38600 | 50184 | Columbus MS | 20492 | International Paper Columbus Mill | Industrial CHP | 4335 Carson Road | Columbus | Lowndes | Mississippi | 39703 | biomass | Biomass = 128.6 MW | Wood/Wood Waste Biomass | 128.6 | 128.6 |  | 128.6 | [10 empty] | EIA-860, EIA-860M and EIA-923 | 202406 | -88.46 | 33.3602
-13777021.0735 | 5934580.5102 | 38601 | 50185 | Cosmo Specialty Fibers Plant | 20547 | Cosmo Specialty Fibers | Industrial CHP | 1701 First St | Cosmopolis | Grays Harbor | Washington | 98537 | biomass | Biomass = 17 MW | Wood/Wood Waste Biomass | 15 | 17 |  | 17 | [10 empty] | EIA-860, EIA-860M and EIA-923 | 202406 | -123.7611 | 46.9541
-13689269.4774 | 5800178.3785 | 38602 | 50187 | Nippon Dynawave Packaging Longview WA | 60561 | Nippon Dynawave Packaging Co. | Industrial CHP | 3401 Industrial Way | Longview | Cowlitz | Washington | 98632 | biomass | Biomass = 58 MW | Wood/Wood Waste Biomass | 62.4 | 58 |  | 58 | [10 empty] | EIA-860, EIA-860M and EIA-923 | 202406 | -122.9728 | 46.1236
-8584335.7408 | 4192728.5487 | 38603 | 50188 | International Paper Co. - New Bern Mill | 20511 | International Paper Co. - New Bern Mill | Industrial CHP | 1785 Weyerhaeuser Rd. | New Bern | Craven | North Carolina | 28563 | biomass | Biomass = 29 MW | Wood/Wood Waste Biomass | 38.1 | 29 |  | 29 | [10 empty] | EIA-860, EIA-860M and EIA-923 | 202406 | -77.1144 | 35.212
-8547455.5935 | 4281759.2488 | 38604 | 50189 | Domtar Paper Co LLC Plymouth NC | 55903 | Domtar Paper Company LLC | Industrial CHP | NC Hwy 149 N | Plymouth | Martin | North Carolina | 27962 | biomass | Biomass = 114.8 MW | Wood/Wood Waste Biomass | 114 | 114.8 |  | 114.8 | [10 empty] | EIA-860, EIA-860M and EIA-923 | 202406 | -76.7831 | 35.8628
-9977254.2652 | 5603702.3209 | 38605 | 50190 | Domtar Paper Company Rothschild | 55997 | Domtar Paper Company Rothschild | Industrial Non-CHP | 200 North Grand Ave | Rothschild | Marathon | Wisconsin | 54474 | hydroelectric | Hydroelectric = 1.1 MW | Conventional Hydroelectric | 1.1 | 1.1 |  |  |  |  | 1.1 | [7 empty] | EIA-860, EIA-860M and EIA-923 | 202406 | -89.6272 | 44.8867
-13687343.6502 | 5474251.8158 | 38606 | 50191 | IP Springfield Oregon | 56289 | International Paper Corporation - Springfield | Industrial CHP | 801 42nd Street | Springfield | Lane | Oregon | 97478 | biomass | Biomass = 58 MW | Wood/Wood Waste Biomass | 65 | 58 |  | 58 | [10 empty] | EIA-860, EIA-860M and EIA-923 | 202406 | -122.9555 | 44.0569
-10587752.6166 | 4028278.3634 | 38607 | 50192 | International Paper Valliant OK | 56164 | International Paper - Valliant | Industrial CHP | 890 IP Lane | Valliant | McCurtain | Oklahoma | 74764 | biomass | Biomass = 57.8 MW | Wood/Wood Waste Biomass | 68 | 57.8 |  | 57.8 | [10 empty] | EIA-860, EIA-860M and EIA-923 | 202406 | -95.1114 | 33.9961
-13117309.1545 | 3987081.0532 | 38608 | 50200 | B Braun Medical | 1058 | B Braun Medical Inc | Industrial CHP | 2525 McGaw Ave | Irvine | Orange | California | 92614 | natural gas | Natural Gas = 5.7 MW | Natural Gas Fired Combustion Turbine | 6.1 | 5.7 | [6 empty] | 5.7 | [5 empty] | EIA-860, EIA-860M and EIA-923 | 202406 | -117.8348 | 33.6887
-9281663.2951 | 4157577.3558 | 38609 | 50201 | Multitrade Rabun Gap, LLC | 56216 | Multitrade Rabun Gap LLC | IPP Non-CHP | 1585 York House Road | Rabun Gap | RABUN | Georgia | 30568 | biomass | Biomass = 18 MW | Wood/Wood Waste Biomass | 17.9 | 18 |  | 18 | [10 empty] | EIA-860, EIA-860M and EIA-923 | 202406 | -83.3786 | 34.9536
-8716004.4345 | 5321825.0375 | 38610 | 50203 | US Gypsum Oakfield | 19351 | U S Gypsum Co | Industrial CHP | 2750 Maple Avenue | Oakfield | Genesee | New York | 14125 | natural gas | Natural Gas = 4.9 MW | Natural Gas Fired Combustion Turbine | 5.8 | 4.9 | [6 empty] | 4.9 | [5 empty] | EIA-860, EIA-860M and EIA-923 | 202406 | -78.2972 | 43.0647
-11998540.3683 | 4459414.883 | 38611 | 50205 | Williams Ignacio Natural Gas Plant | 28473 | Harvest Midstream Co | Industrial Non-CHP | 3746 cr 307 | Durango | La Plata | Colorado | 81303 | other | Other = 6.1 MW | All Other | 6.1 | 6.1 | [11 empty] | 6.1 | EIA-860, EIA-860M and EIA-923 | 202406 | -107.7847 | 37.1456
-11975611.1136 | 4491886.977 | 38612 | 50206 | Vallecito Hydroelectric | 27762 | Ptarmigan Res & Engy Inc | IPP Non-CHP | 13029 County Road 501 | Bayfield | La Plata | Colorado | 81122 | hydroelectric | Hydroelectric = 5.8 MW | Conventional Hydroelectric | 5.8 | 5.8 |  |  |  |  | 5.8 | [7 empty] | EIA-860, EIA-860M and EIA-923 | 202406 | -107.5787 | 37.3777
-7979381.1001 | 5516248.6723 | 38613 | 50208 | NE Renewable Bethlehem, LLC | 65548 | NE Renewable Bethlehem, LLC | IPP Non-CHP | 1241 Whitefield Road | Bethlehem | GRAFTON | New Hampshire | 3574 | biomass | Biomass = 15 MW | Wood/Wood Waste Biomass | 17.5 | 15 |  | 15 | [10 empty] | EIA-860, EIA-860M and EIA-923 | 202406 | -71.68 | 44.3274
-12870392.1712 | 3916999.4207 | 38614 | 50210 | Vulcan-BN Geothermal Power Company | 49899 | CalEnergy Operating Corporation | IPP Non-CHP | 7001 Gentry Rd. | Calipatria | Imperial | California | 92233 | geothermal | Geothermal = 38MW | Geothermal | 39.6 | 38 |  |  |  | 38 | [8 empty] | EIA-860, EIA-860M and EIA-923 | 202406 | -115.6167 | 33.1633
-8540242.0905 | 4866189.3219 | 38615 | 50215 | York County Resource Recovery | 21128 | York County Solid W & R Auth | IPP Non-CHP | 2651 Blackbridge Road | York | York | Pennsylvania | 17406 | biomass | Biomass = 30 MW | Municipal Solid Waste | 36.5 | 30 |  | 30 | [10 empty] | EIA-860, EIA-860M and EIA-923 | 202406 | -76.7183 | 40.0017
-13162955.4891 | 4004208.6889 | 38616 | 50216 | Watson Cogeneration | 867 | ARCO Products Co-Watson | Industrial CHP | 22850 South Wilminton | Carson | Los Angeles | California | 90749 | natural gas | Natural Gas = 398 MW | Natural Gas Fired Combined Cycle | 405 | 398 | [6 empty] | 398 | [5 empty] | EIA-860, EIA-860M and EIA-923 | 202406 | -118.2448 | 33.8166
-13456205.7595 | 4559759.4144 | 38617 | 50218 | Woodward Power Plant | 19281 | Turlock Irrigation District | IPP Non-CHP | 15476 26 Mile Rd | Oakdale | Stanislaus | California | 95361 | hydroelectric | Hydroelectric = 2.7 MW | Conventional Hydroelectric | 2.8 | 2.7 |  |  |  |  | 2.7 | [7 empty] | EIA-860, EIA-860M and EIA-923 | 202406 | -120.8792 | 37.8607
-13448170.6073 | 4555491.5471 | 38618 | 50219 | Frankenheimer Power Plant | 19281 | Turlock Irrigation District | IPP Non-CHP | 10421 Frankenheimer Road | Oakdale | Stanislaus | California | 95361 | hydroelectric | Hydroelectric = 4 MW | Conventional Hydroelectric | 5.3 | 4 |  |  |  |  | 4 | [7 empty] | EIA-860, EIA-860M and EIA-923 | 202406 | -120.807 | 37.8304
-13568994.4449 | 5016604.3093 | 38619 | 50223 | Nelson Creek | 13353 | Nelson Creek Power Inc | IPP Non-CHP | Highway 299 | Big Bend | Shasta | California | 96011 | hydroelectric | Hydroelectric = 0.5 MW | Conventional Hydroelectric | 1.2 | 0.5 |  |  |  |  | 0.5 | [7 empty] | EIA-860, EIA-860M and EIA-923 | 202406 | -121.8924 | 41.0289
-13267561.0787 | 4047683.5162 | 38620 | 50224 | Oxnard Wastewater Treatment Plant | 22045 | Oxnard City of | Commercial CHP | 6001 S. Perkins Rd. | Oxnard | Ventura | California | 93033 | biomass | Biomass = 1.2 MW | Other Waste Biomass | 1.5 | 1.2 |  | 1.2 | [10 empty] | EIA-860, EIA-860M and EIA-923 | 202406 | -119.1845 | 34.1405
-7829622.9891 | 5412299.2604 | 38621 | 50225 | Regional Waste Systems | 15824 | Ecomaine | IPP Non-CHP | 64 Blueberry Road | Portland | Cumberland | Maine | 4102 | biomass | Biomass = 11.5 MW | Municipal Solid Waste | 13.3 | 11.5 |  | 11.5 | [10 empty] | EIA-860, EIA-860M and EIA-923 | 202406 | -70.3347 | 43.6556
-13685963.2885 | 6060348.9431 | 38622 | 50228 | Rocky Brook Hydroelectric | 22614 | Rocky Brook Electric Inc | IPP Non-CHP | 3020 Dosewallips road | Brinnon | Jefferson | Washington | 98320 | hydroelectric | Hydroelectric = 0.1 MW | Conventional Hydroelectric | 1.6 | 0.1 |  |  |  |  | 0.1 | [7 empty] | EIA-860, EIA-860M and EIA-923 | 202406 | -122.9431 | 47.7197
-10603704.6997 | 3464802.1425 | 38623 | 50229 | Texas Petrochemicals | 18760 | TPC Group, LLC | Industrial CHP | 8600 Park Place Blvd. | Houston | Harris | Texas | 77017 | natural gas | Natural Gas = 35 MW | Natural Gas Steam Turbine | 35 | 35 | [6 empty] | 35 | [5 empty] | EIA-860, EIA-860M and EIA-923 | 202406 | -95.2547 | 29.6981
-7703520.2699 | 5517135.7126 | 38624 | 50230 | Robbins Lumber | 16191 | Robbins Lumber Inc | Industrial CHP | 53 Ghent Road, P. O. Box 9 | Searsmont | WALDO | Maine | 4973 | petroleum | Biomass = 1.1 MW, Petroleum = 1.8 MW | Wood/Wood Waste Biomass; Petroleum Liquids; | 3.2 | 2.9 |  | 1.1 | [6 empty] | 1.8 |  |  |  | EIA-860, EIA-860M and EIA-923 | 202406 | -69.2019 | 44.3331
-13114002.743 | 4045487.3689 | 38625 | 50233 | San Dimas Wash Generating Station | 22635 | San Gabriel Valley Mun Wtr Dt | IPP Non-CHP | 190 E. Foothill Blvd | San Dimas | Los Angeles | California | 91773 | hydroelectric | Hydroelectric = 1 MW | Conventional Hydroelectric | 1 | 1 |  |  |  |  | 1 | [7 empty] | EIA-860, EIA-860M and EIA-923 | 202406 | -117.8051 | 34.1242
-13095413.3899 | 4042492.9272 | 38626 | 50234 | San Antonio Regional Hospital | 16583 | San Antonio Regional Hospital | Commercial CHP | 999 San Bernardino Road | Upland | San Bernardino | California | 91786 | natural gas | Natural Gas = 2.7 MW | Natural Gas Internal Combustion Engine | 2.7 | 2.7 | [6 empty] | 2.7 | [5 empty] | EIA-860, EIA-860M and EIA-923 | 202406 | -117.6381 | 34.1019
-9675021.8477 | 4926755.1553 | 38627 | 50240 | Purdue University | 15526 | Purdue University | Commercial CHP | 401 South Grant Street | West Lafayette | Tippecanoe | Indiana | 47907 | natural gas | Natural Gas = 37.8 MW, Petroleum = 1.8 MW | Natural Gas Steam Turbine; Petroleum Liquids; | 43.3 | 39.6 | [6 empty] | 37.8 |  | 1.8 |  |  |  | EIA-860, EIA-860M and EIA-923 | 202406 | -86.9122 | 40.4172
-11855681.6168 | 3733117.9931 | 38628 | 50241 | Tenet Hospital | 27378 | Tenet Hospital Ltd | Commercial CHP | 2001 North Oregon St | El Paso | El Paso | Texas | 79902 | natural gas | Natural Gas = 4.2 MW | Natural Gas Internal Combustion Engine | 4.2 | 4.2 | [6 empty] | 4.2 | [5 empty] | EIA-860, EIA-860M and EIA-923 | 202406 | -106.5014 | 31.7697
-7659293.0362 | 5554672.7269 | 38629 | 50243 | Bucksport Generation LLC | 9303 | Bucksport Generation LLC | IPP Non-CHP | River Road | Bucksport | Hancock | Maine | 4416 | natural gas | Natural Gas = 178 MW | Natural Gas Fired Combustion Turbine | 186.8 | 178 | [6 empty] | 178 | [5 empty] | EIA-860, EIA-860M and EIA-923 | 202406 | -68.8046 | 44.5738
-9721130.3808 | 3580470.0473 | 38630 | 50250 | International Paper Pensacola | 9401 | International Paper Co-Pensacola | Industrial CHP | 375 Muscogee Road | Cantonment | Escambia | Florida | 32533 | biomass | Biomass = 76 MW | Wood/Wood Waste Biomass | 82.8 | 76 |  | 76 | [10 empty] | EIA-860, EIA-860M and EIA-923 | 202406 | -87.3264 | 30.5966
-9791172.6044 | 5747654.2615 | 38631 | 50251 | Billerud Quinnesec Mill | 56187 | Billerud Quinnesec Mill | Industrial CHP | US Hwy 2 | Norway | Dickinson | Michigan | 49870 | biomass | Biomass = 59 MW | Wood/Wood Waste Biomass | 56 | 59 |  | 59 | [10 empty] | EIA-860, EIA-860M and EIA-923 | 202406 | -87.9556 | 45.7956
-10486383.5298 | 5719342.7168 | 38632 | 50252 | Sartell Dam | 57280 | Eagle Creek Renewable Energy, LLC | IPP Non-CHP | 100 East Sartell Street | Sartell | Benton | Minnesota | 56377 | hydroelectric | Hydroelectric = 9.3 MW | Conventional Hydroelectric | 9.3 | 9.3 |  |  |  |  | 9.3 | [7 empty] | EIA-860, EIA-860M and EIA-923 | 202406 | -94.2008 | 45.618
-8643001.1125 | 4366442.0596 | 38633 | 50254 | KapStone Kraft Paper Corp | 64508 | Westrock Kraft Paper, LLC | Industrial CHP | 100 Gaston Road | Roanoke Rapids | Halifax | North Carolina | 27870 | biomass | Biomass = 30 MW | Wood/Wood Waste Biomass | 28.3 | 30 |  | 30 | [10 empty] | EIA-860, EIA-860M and EIA-923 | 202406 | -77.6414 | 36.4769
-9263106.3359 | 5204775.3374 | 38634 | 50260 | Corewell Health Dearborn Campus | 13945 | Corewell Health Dearborn Campus | Commercial Non-CHP | 18101 Oakwood Blvd. | Dearborn | Wayne | Michigan | 48123 | petroleum | Petroleum = 4.5 MW | Petroleum Liquids | 4.5 | 4.5 | [8 empty] | 4.5 |  |  |  | EIA-860, EIA-860M and EIA-923 | 202406 | -83.2119 | 42.2917
-13254280.4408 | 4788293.0669 | 38635 | 50261 | New Lahontan | 40444 | Truckee-Carson Irrigation District | IPP Non-CHP | 2666 Harrigan Road | Fallon | Churchill | Nevada | 89406 | hydroelectric | Hydroelectric = 3.8 MW | Conventional Hydroelectric | 4 | 3.8 |  |  |  |  | 3.8 | [7 empty] | EIA-860, EIA-860M and EIA-923 | 202406 | -119.0652 | 39.4636
-12088494.1979 | 4731323.0488 | 38636 | 50267 | Redlands Water & Power | 15787 | Redlands Water & Power Company | IPP Non-CHP | 293 Power Road | Grand Junction | Mesa | Colorado | 81507 | hydroelectric | Hydroelectric = 1.4 MW | Conventional Hydroelectric | 1.4 | 1.4 |  |  |  |  | 1.4 | [7 empty] | EIA-860, EIA-860M and EIA-923 | 202406 | -108.5928 | 39.0673
-8349844.907 | 5575224.8753 | 38637 | 50268 | Hewittville Hydroelectric | 5914 | Erie Boulevard Hydropower LP | IPP Non-CHP | 59 Hewittville Road | Norwood | St Lawrence | New York | 13668 | hydroelectric | Hydroelectric = 2.2 MW | Conventional Hydroelectric | 3 | 2.2 |  |  |  |  | 2.2 | [7 empty] | EIA-860, EIA-860M and EIA-923 | 202406 | -75.0079 | 44.7052
-8348581.2082 | 5576689.6 | 38638 | 50269 | Unionville Hydro Project 2499 NY | 5914 | Erie Boulevard Hydropower LP | IPP Non-CHP | 547B Sissonville Road | Norwood | St Lawrence | New York | 13668 | hydroelectric | Hydroelectric = 2.2 MW | Conventional Hydroelectric | 3 | 2.2 |  |  |  |  | 2.2 | [7 empty] | EIA-860, EIA-860M and EIA-923 | 202406 | -74.9966 | 44.7145
-13363277.5844 | 4091387.9414 | 38639 | 50270 | ExxonMobil Santa Ynez Facility | 6529 | Exxon Mobil Production Co | Industrial CHP | 12000 Calle Real | Goleta | Santa Barbara | California | 93117 | natural gas | Natural Gas = 49.1 MW | Natural Gas Fired Combined Cycle | 49.3 | 49.1 | [6 empty] | 49.1 | [5 empty] | EIA-860, EIA-860M and EIA-923 | 202406 | -120.0444 | 34.4648
-12526719.9601 | 5298041.5934 | 38640 | 50274 | Simplot Leasing Don Plant | 17191 | Simplot Leasing Corp | Industrial CHP | 1150 West Hwy. 30 | Pocatello | Bannock | Idaho | 83204 | other | Other = 14.8 MW | All Other | 15.9 | 14.8 | [11 empty] | 14.8 | EIA-860, EIA-860M and EIA-923 | 202406 | -112.5294 | 42.9084
-8602837.0402 | 4486450.9432 | 38641 | 50275 | Park 500 Philip Morris USA | 14465 | Philip Morris USA - Park 500 | Industrial CHP | 4100 Bermuda Hundred Rd | Chester | Chesterfield | Virginia | 23836 | natural gas | Natural Gas = 10.5 MW | Natural Gas Steam Turbine | 13 | 10.5 | [6 empty] | 10.5 | [5 empty] | EIA-860, EIA-860M and EIA-923 | 202406 | -77.2806 | 37.3389
-7799257.3697 | 5464626.5202 | 38642 | 50278 | Worumbo Hydro Station | 57280 | Eagle Creek Renewable Energy, LLC | IPP Non-CHP | Canal Street | Lisbon Falls | Androscoggin | Maine | 4252 | hydroelectric | Hydroelectric = 9.2 MW | Conventional Hydroelectric | 19.4 | 9.2 |  |  |  |  | 9.2 | [7 empty] | EIA-860, EIA-860M and EIA-923 | 202406 | -70.0619 | 43.9947
-8409141.1262 | 5084144.4133 | 38643 | 50279 | Archbald Power Station | 22174 | PEI Power Corp | IPP Non-CHP | 170 Cogen Road | Archbald | Lackawanna | Pennsylvania | 18403 | natural gas | Biomass = 8 MW, Natural Gas = 63.7 MW | Landfill Gas; Natural Gas Fired Combustion Turbine; Natural Gas Steam Turbine | 92.9 | 71.7 |  | 8 |  |  |  |  | 63.7 | [5 empty] | EIA-860, EIA-860M and EIA-923 | 202406 | -75.5406 | 41.485
-8186090.2625 | 5327708.4011 | 38644 | 50280 | Dahowa Hydro | 63070 | GR Catalyst Two LLC | IPP Non-CHP | Mill Road-Middle Falls | Greenwich | Washington | New York | 12834 | hydroelectric | Hydroelectric = 1.5 MW | Conventional Hydroelectric | 10.5 | 1.5 |  |  |  |  | 1.5 | [7 empty] | EIA-860, EIA-860M and EIA-923 | 202406 | -73.5369 | 43.1033
-12981522.4189 | 4018884.8486 | 38645 | 50281 | San Gorgonio Farms Wind Farm | 16630 | San Gorgonio Farms Inc | IPP Non-CHP | 79 Dillon Road | Whitewater | Riverside | California | 92282 | wind | Wind = 31 MW | Onshore Wind Turbine | 31 | 31 | [10 empty] | 31 |  | EIA-860, EIA-860M and EIA-923 | 202406 | -116.615 | 33.9261
-8053698.3261 | 5369117.5496 | 38646 | 50285 | Lower Village Water Power Project | 60832 | Sugar River Power LLC | IPP Non-CHP | Lafayette Street | Claremont | Sullivan | New Hampshire | 3437 | hydroelectric | Hydroelectric = 1.2 MW | Conventional Hydroelectric | 1.2 | 1.2 |  |  |  |  | 1.2 | [7 empty] | EIA-860, EIA-860M and EIA-923 | 202406 | -72.3476 | 43.3743
-7880028.4545 | 5131395.8601 | 38647 | 50290 | SEMASS Resource Recovery | 16929 | SEMASS Partnership | Commercial Non-CHP | 141 Cranberry Highway | West Wareham | Plymouth | Massachusetts | 2576 | biomass | Biomass = 80 MW | Municipal Solid Waste | 98.5 | 80 |  | 80 | [10 empty] | EIA-860, EIA-860M and EIA-923 | 202406 | -70.7875 | 41.8022
-8181915.7816 | 4975080.8459 | 38648 | 50292 | Bethpage Power Plant | 24457 | Calpine Eastern Corp | IPP Non-CHP | 939 South Broadway | Hicksville | Nassau | New York | 11801 | natural gas | Natural Gas = 184 MW, Petroleum = 0.4 MW | Natural Gas Fired Combined Cycle; Natural Gas Fired Combustion Turbine; Petroleum Liquids | 240 | 184.4 | [6 empty] | 184 |  | 0.4 |  |  |  | EIA-860, EIA-860M and EIA-923 | 202406 | -73.4994 | 40.7469
-13593178.493 | 4736895.248 | 38649 | 50293 | Wadham Energy LP | 19946 | Wadham Energy Ltd Partners | IPP Non-CHP | 6247 Myers Road | Williams | Colusa | California | 95987 | biomass | Biomass = 26.5 MW | Other Waste Biomass | 29.1 | 26.5 |  | 26.5 | [10 empty] | EIA-860, EIA-860M and EIA-923 | 202406 | -122.1096 | 39.1062
-9825737.3063 | 4170283.6895 | 38650 | 50296 | Packaging Corp of America | 14362 | Packaging Corp of America | Industrial CHP | HWY. 57 | Counce | Hardin | Tennessee | 38326 | biomass | Biomass = 72.5 MW | Wood/Wood Waste Biomass | 72.5 | 72.5 |  | 72.5 | [10 empty] | EIA-860, EIA-860M and EIA-923 | 202406 | -88.2661 | 35.0471
-13482572.1148 | 4541710.2953 | 38651 | 50299 | AltaGas Ripon Energy Inc. | 60134 | AltaGas Ripon Energy Inc. | IPP Non-CHP | 944 South Stockton Avenue | Ripon | San Joaquin | California | 95366 | natural gas | Natural Gas = 46.1 MW | Natural Gas Fired Combustion Turbine | 49.5 | 46.1 | [6 empty] | 46.1 | [5 empty] | EIA-860, EIA-860M and EIA-923 | 202406 | -121.116 | 37.7325
-13110560.299 | 4036786.6986 | 38652 | 50300 | VESI Pomona | 54736 | VESI Pomona Energy Storage, Inc. | IPP Non-CHP | 1507 Mount Vernon Ave. | Pomona | Los Angeles | California | 91768 | batteries | Battery = 40 MW | Batteries | 40 | 40 | 40 | [11 empty] | EIA-860, EIA-860M and EIA-923 | 202406 | -117.7742 | 34.0594
-10589695.8097 | 3468017.2519 | 38653 | 50304 | Shell Deer Park | 64497 | Deer Park Refinery Limited Partnership (DPRLP) | Industrial CHP | PO Box 100 | Deer Park | Harris | Texas | 77536 | natural gas | Natural Gas = 153 MW, Other = 90 MW | Natural Gas Fired Combustion Turbine; All Other; | 274 | 243 | [6 empty] | 153 |  |  |  |  | 90 | EIA-860, EIA-860M and EIA-923 | 202406 | -95.1289 | 29.7232
-9284956.3482 | 5632537.1024 | 38654 | 50305 | Alpena Cement Plant | 40430 | Lafarge Corp | Industrial CHP | 1435 Ford Avenue | Alpena | Alpena | Michigan | 49707 | petroleum | Petroleum = 47.2 MW | Petroleum Coke | 47.2 | 47.2 | [8 empty] | 47.2 |  |  |  | EIA-860, EIA-860M and EIA-923 | 202406 | -83.4082 | 45.0699
-10847238.3497 | 4192306.182 | 38655 | 50307 | University of Oklahoma | 19533 | University of Oklahoma | Commercial CHP | 160 Fezgar Street | Norman | Cleveland | Oklahoma | 73019 | natural gas | Natural Gas = 16.8 MW, Petroleum = 1.8 MW | Natural Gas Steam Turbine; Petroleum Liquids; | 18.6 | 18.6 | [6 empty] | 16.8 |  | 1.8 |  |  |  | EIA-860, EIA-860M and EIA-923 | 202406 | -97.4424 | 35.2089
-16436169.974 | 9562583.2632 | 38656 | 50308 | Utility Plants Section | 56389 | Doyon Utilities - Ft. Wainwright | Electric Utility | Bldg 3595 | Fort Wainwright | Fairbanks North Star | Alaska | 99703 | coal | Coal = 22.1 MW | Conventional Steam Coal | 20 | 22.1 |  |  | 22.1 | [9 empty] | EIA-860, EIA-860M and EIA-923 | 202406 | -147.6486 | 64.8256
-9711078.2308 | 3564573.1304 | 38657 | 50310 | Standby Generation Plant | 14762 | Pensacola Christian College | Commercial Non-CHP | 250 Brent Lane | Pensacola | Escambia | Florida | 32503 | natural gas | Natural Gas = 13.7 MW | Natural Gas Internal Combustion Engine | 13.7 | 13.7 | [6 empty] | 13.7 | [5 empty] | EIA-860, EIA-860M and EIA-923 | 202406 | -87.2361 | 30.4736
-8263244.6884 | 4995150.275 | 38658 | 50311 | Passaic Valley Water Commission | 14539 | Passaic Valley Water Comm | IPP Non-CHP | Union Blvd. & Riverview Drive | Totowa | Passaic | New Jersey | 7512 | hydroelectric | Hydroelectric = 2.4 MW | Conventional Hydroelectric | 2.4 | 2.4 |  |  |  |  | 2.4 | [7 empty] | EIA-860, EIA-860M and EIA-923 | 202406 | -74.23 | 40.8833
-7954181.9296 | 5331835.3694 | 38659 | 50312 | Pembroke Hydro | 57280 | Eagle Creek Renewable Energy, LLC | IPP Non-CHP | 100-2 Main Street | Suncook | Merrimack | New Hampshire | 3275 | hydroelectric | Hydroelectric = 0.6 MW | Conventional Hydroelectric | 2.7 | 0.6 |  |  |  |  | 0.6 | [7 empty] | EIA-860, EIA-860M and EIA-923 | 202406 | -71.4536 | 43.1304
-8250165.7614 | 5610791.1744 | 38660 | 50315 | Chasm Hydro Partnership | 24979 | Ampersand Chasm Hydro LLC | IPP Non-CHP | Chasm Rd, Chateaugay | Chateaugay | Franklin | New York | 12920 | hydroelectric | Hydroelectric = 1 MW | Conventional Hydroelectric | 1.6 | 1 |  |  |  |  | 1 | [7 empty] | EIA-860, EIA-860M and EIA-923 | 202406 | -74.1125 | 44.9318
-9454727.6999 | 4989730.4244 | 38661 | 50316 | Bunge North America East LLC | 3283 | Bunge North America East LLC | Industrial CHP | 1200 N Second Street | Decatur | Adams | Indiana | 46733 | natural gas | Natural Gas = 2.2 MW | Natural Gas Steam Turbine | 2 | 2.2 | [6 empty] | 2.2 | [5 empty] | EIA-860, EIA-860M and EIA-923 | 202406 | -84.9333 | 40.8465
-13347174.2182 | 4447027.3532 | 38662 | 50322 | Site 980 65 | 26287 | Madera-Chowchilla Power Auth | IPP Non-CHP | Road 400 | Madera | Madera | California | 93637 | hydroelectric | Hydroelectric = 2.1 MW | Conventional Hydroelectric | 2.1 | 2.1 |  |  |  |  | 2.1 | [7 empty] | EIA-860, EIA-860M and EIA-923 | 202406 | -119.8997 | 37.0568
-12752511.9549 | 5256814.8708 | 38663 | 50323 | Marco Ranch | 15286 | Marco Power Inc | IPP Non-CHP | 1 mile West and 4 miles South | Jerome | Jerome | Idaho | 83338 | hydroelectric | Hydroelectric = 1.2 MW | Conventional Hydroelectric | 1.2 | 1.2 |  |  |  |  | 1.2 | [7 empty] | EIA-860, EIA-860M and EIA-923 | 202406 | -114.5578 | 42.6366
-7985275.4671 | 5402211.4221 | 38664 | 50324 | Newfound Hydroelectric | 57280 | Eagle Creek Renewable Energy, LLC | IPP Non-CHP | Central Street | Bristol | Grafton | New Hampshire | 3222 | hydroelectric | Hydroelectric = 1.4 MW | Conventional Hydroelectric | 1.4 | 1.4 |  |  |  |  | 1.4 | [7 empty] | EIA-860, EIA-860M and EIA-923 | 202406 | -71.733 | 43.59
-9818062.4953 | 5131203.0746 | 38665 | 50326 | Nalco | 14293 | Nalco Co | Commercial CHP | 1601 W Diehl Rd | Naperville | DuPage | Illinois | 60563 | natural gas | Natural Gas = 3.7 MW | Natural Gas Fired Combined Cycle | 4.7 | 3.7 | [6 empty] | 3.7 | [5 empty] | EIA-860, EIA-860M and EIA-923 | 202406 | -88.1972 | 41.8009
-13630669.673 | 6050659.8236 | 38666 | 50329 | West Point Treatment Plant | 10004 | King County Dept-Natural Res | Commercial CHP | 1400 Discovery Park Blvd | Seattle | King | Washington | 98199 | biomass | Biomass = 4.6 MW | Other Waste Biomass | 4.6 | 4.6 |  | 4.6 | [10 empty] | EIA-860, EIA-860M and EIA-923 | 202406 | -122.4464 | 47.6611
-17769863.5236 | 2501658.9993 | 38667 | 50333 | Gay Robinson | 7019 | Gay & Robinson Inc | Industrial Non-CHP | One Kaumakani Ave | Kaumakani | Kauai | Hawaii | 96747 | hydroelectric | Hydroelectric = 7.3 MW, Petroleum = 1 MW | Conventional Hydroelectric; Petroleum Liquids; | 8.7 | 8.3 |  |  |  |  | 7.3 |  |  |  | 1 |  |  |  | EIA-860, EIA-860M and EIA-923 | 202406 | -159.6294 | 21.9178
-9833195.7122 | 5134711.6017 | 38668 | 50337 | Mooseheart Power House | 21690 | Moose International | Commercial CHP | Route 31 | Mooseheart | Kane | Illinois | 60539 | natural gas | Natural Gas = 1.8 MW | Natural Gas Internal Combustion Engine | 1.8 | 1.8 | [6 empty] | 1.8 | [5 empty] | EIA-860, EIA-860M and EIA-923 | 202406 | -88.3331 | 41.8244
-10136208.9246 | 3532759.113 | 38669 | 50341 | PCS Nitrogen Fertilizer LP | 15237 | PCS Nitrogen LP | Industrial Non-CHP | 10886 Hwy 75 | Geismar | Iberville | Louisiana | 70734 | other | Other = 8 MW,Petroleum = 3.6 MW | All Other; Petroleum Liquids; | 14 | 11.6 | [8 empty] | 3.6 |  |  | 8 | EIA-860, EIA-860M and EIA-923 | 202406 | -91.0551 | 30.227
-13539997.276 | 4846965.1288 | 38670 | 50350 | Forks of Butte Hydro Project | 8530 | HYPOWER INC | IPP Non-CHP | DeSabla Powerhouse Access Road | Magalia | Butte | California | 95954 | hydroelectric | Hydroelectric = 14.5 MW | Conventional Hydroelectric | 14.5 | 14.5 |  |  |  |  | 14.5 | [7 empty] | EIA-860, EIA-860M and EIA-923 | 202406 | -121.6319 | 39.8693
-7970923.8244 | 5353856.4915 | 38671 | 50351 | Rolfe Canal Hydro | 24793 | Briar-Hydro Associates | IPP Non-CHP | 83A Washington Street | Penacook | Merrimack | New Hampshire | 3303 | hydroelectric | Hydroelectric = 4.3 MW | Conventional Hydroelectric | 4.3 | 4.3 |  |  |  |  | 4.3 | [7 empty] | EIA-860, EIA-860M and EIA-923 | 202406 | -71.604 | 43.2746
-13456670.8523 | 4272941.0184 | 38672 | 50352 | Nacimiento Hydro Project | 12850 | Monterey Cnty Water Res Agency | IPP Non-CHP | 10690 Nacimiento Lake Drive | Bradley | San Luis Obispo | California | 93426 | hydroelectric | Hydroelectric = 4 MW | Conventional Hydroelectric | 4.4 | 4 |  |  |  |  | 4 | [7 empty] | EIA-860, EIA-860M and EIA-923 | 202406 | -120.8833 | 35.7986
-7969914.7132 | 5355569.228 | 38673 | 50353 | Penacook Lower Falls | 24793 | Briar-Hydro Associates | IPP Non-CHP | Two Commercial Street | Boscawen | Merrimack | New Hampshire | 3303 | hydroelectric | Hydroelectric = 4.6 MW | Conventional Hydroelectric | 4.6 | 4.6 |  |  |  |  | 4.6 | [7 empty] | EIA-860, EIA-860M and EIA-923 | 202406 | -71.595 | 43.2858
-8350843.1089 | 5340219.0617 | 38674 | 50354 | Newport Hydro | 57280 | Eagle Creek Renewable Energy, LLC | IPP Non-CHP | Bridge St. | Newport | Herkimer | New York | 13416 | hydroelectric | Hydroelectric = 1.7 MW | Conventional Hydroelectric | 1.7 | 1.7 |  |  |  |  | 1.7 | [7 empty] | EIA-860, EIA-860M and EIA-923 | 202406 | -75.0169 | 43.1853
-9662390.4251 | 3970963.3494 | 38675 | 50359 | Sloss Industries Corp | 62972 | Bluestone Coke LLC | Industrial CHP | 3500 35th Avenue North | Birmingham | Jefferson | Alabama | 35207 | natural gas | Natural Gas = 16 MW | Natural Gas Steam Turbine | 25 | 16 | [6 empty] | 16 | [5 empty] | EIA-860, EIA-860M and EIA-923 | 202406 | -86.7987 | 33.5682
-13041637.5042 | 5430210.1536 | 38676 | 50360 | Michell Butte Power Project | 14243 | Owyhee Irrigation District | IPP Non-CHP | Owyhee Lake Rd | Nyssa | Malheur | Oregon | 97913 | hydroelectric | Hydroelectric = 1 MW | Conventional Hydroelectric | 1 | 1 |  |  |  |  | 1 | [7 empty] | EIA-860, EIA-860M and EIA-923 | 202406 | -117.155 | 43.7719
-13051513.4355 | 5410145.9054 | 38677 | 50361 | Owyhee Dam Power Project | 14243 | Owyhee Irrigation District | IPP Non-CHP | 1475 Owyhee Lake Rd | Nyssa | Malheur | Oregon | 97913 | hydroelectric | Hydroelectric = 5 MW | Conventional Hydroelectric | 5 | 5 |  |  |  |  | 5 | [7 empty] | EIA-860, EIA-860M and EIA-923 | 202406 | -117.2437 | 43.6416
-13050281.574 | 5410210.5126 | 38678 | 50362 | Tunnel 1 Power Project | 14243 | Owyhee Irrigation District | IPP Non-CHP | 1475 Owyhee Lake Rd | Nyssa | Malheur | Oregon | 97913 | hydroelectric | Hydroelectric = 8.5 MW | Conventional Hydroelectric | 8.5 | 8.5 |  |  |  |  | 8.5 | [7 empty] | EIA-860, EIA-860M and EIA-923 | 202406 | -117.2327 | 43.642
-12858731.3432 | 3882545.42 | 38679 | 50363 | Mesquite Lake Energy Park Plant 2 | 55960 | Mesquite Lake Energy Park | IPP Non-CHP | 3559 Highway 111 | Imperial | Imperial | California | 92251 | biomass | Biomass = 15.5 MW | Wood/Wood Waste Biomass | 21 | 15.5 |  | 15.5 | [10 empty] | EIA-860, EIA-860M and EIA-923 | 202406 | -115.5119 | 32.9038
-7962683.1764 | 5132097.7455 | 38680 | 50365 | Ridgewood Providence Power | 56889 | Rhode Island LFG Genco | IPP Non-CHP | 65 Shun Pike | Johnston | Providence | Rhode Island | 2919 | biomass | Biomass = 6 MW | Landfill Gas | 6.4 | 6 |  | 6 | [10 empty] | EIA-860, EIA-860M and EIA-923 | 202406 | -71.53 | 41.8069
-9599825.5317 | 5117547.8833 | 38681 | 50366 | University of Notre Dame | 19564 | University of Notre Dame | Commercial CHP | 100 Facilties Building | Notre Dame | St Joseph | Indiana | 46556 | natural gas | Natural Gas = 32.3 MW, Petroleum = 7.1 MW | Natural Gas Fired Combustion Turbine; Natural Gas Steam Turbine; Petroleum Liquids | 39.6 | 39.4 | [6 empty] | 32.3 |  | 7.1 |  |  |  | EIA-860, EIA-860M and EIA-923 | 202406 | -86.2367 | 41.7094
-8513313.9057 | 5227541.2587 | 38682 | 50368 | Cornell University Central Heat | 21508 | Cornell University | Commercial CHP | Route 366 | Ithaca | Tompkins | New York | 14853 | natural gas | Natural Gas = 30.9 MW, Petroleum = 1.8 MW | Natural Gas Fired Combined Cycle; Petroleum Liquids; | 39.5 | 32.7 | [6 empty] | 30.9 |  | 1.8 |  |  |  | EIA-860, EIA-860M and EIA-923 | 202406 | -76.4764 | 42.4428
-8557919.6257 | 4904570.1805 | 38683 | 50373 | Paxton Creek Cogeneration | 13875 | Energy Center Paxton LLC | IPP CHP | 9th & Walnut St | Harrisburg | Dauphin | Pennsylvania | 17105 | natural gas | Natural Gas = 12 MW | Natural Gas Internal Combustion Engine | 12.6 | 12 | [6 empty] | 12 | [5 empty] | EIA-860, EIA-860M and EIA-923 | 202406 | -76.8771 | 40.2653
-13205185.5398 | 4064023.2449 | 38684 | 50375 | East Portal Generator | 30076 | Calleguas Mun Water District | IPP Non-CHP | w/o Devonshire and Larwin | Chatsworth | Los Angeles | California | 91311 | hydroelectric | Hydroelectric = 1.2 MW | Conventional Hydroelectric | 1.2 | 1.2 |  |  |  |  | 1.2 | [7 empty] | EIA-860, EIA-860M and EIA-923 | 202406 | -118.6242 | 34.2619
-13061327.3618 | 6054146.1502 | 38685 | 50380 | Upriver Dam Hydro Plant | 42892 | City of Spokane | IPP Non-CHP | 2701 N Waterworks Avenue | Spokane | Spokane | Washington | 99212 | hydroelectric | Hydroelectric = 4.5 MW | Conventional Hydroelectric | 17.6 | 4.5 |  |  |  |  | 4.5 | [7 empty] | EIA-860, EIA-860M and EIA-923 | 202406 | -117.3319 | 47.6822
-13164055.4369 | 5794515.9625 | 38686 | 50382 | Twin Reservoirs | 20032 | Walla Walla City of | IPP Non-CHP | 581 Mill Creek Road | Walla Walla | Walla Walla | Washington | 99362 | hydroelectric | Hydroelectric = 1.8 MW | Conventional Hydroelectric | 2.2 | 1.8 |  |  |  |  | 1.8 | [7 empty] | EIA-860, EIA-860M and EIA-923 | 202406 | -118.2547 | 46.0883
-7966902.1851 | 5314529.3279 | 38687 | 50384 | Gregg Falls | 57280 | Eagle Creek Renewable Energy, LLC | IPP Non-CHP | 55 Mast Rd | Goffstown | Hillsborough | New Hampshire | 3045 | hydroelectric | Hydroelectric = 3.4 MW | Conventional Hydroelectric | 3.5 | 3.4 |  |  |  |  | 3.4 | [7 empty] | EIA-860, EIA-860M and EIA-923 | 202406 | -71.5679 | 43.0168
-10153562.0747 | 3565012.2871 | 38688 | 50389 | Port Allen (LA) | 15173 | Placid Refining Co LLC | Industrial CHP | 1940 Louisiana Highway 1 North | Port Allen | West Baton Rouge | Louisiana | 70767 | natural gas | Natural Gas = 7 MW | Natural Gas Fired Combustion Turbine | 7.6 | 7 | [6 empty] | 7 | [5 empty] | EIA-860, EIA-860M and EIA-923 | 202406 | -91.211 | 30.477
-16372424.0921 | 9522346.9202 | 38689 | 50392 | Eielson AFB Central Heat & Power Plant | 22199 | U S Air Force-Eielson AFB | Commercial CHP | 2676 Industrail Ave | Eielson AFB | Fairbanks North Star | Alaska | 99702 | coal | Coal = 19 MW, Petroleum = 5.6 MW | Conventional Steam Coal; Petroleum Liquids; | 26 | 24.6 |  |  | 19 | [5 empty] | 5.6 |  |  |  | EIA-860, EIA-860M and EIA-923 | 202406 | -147.076 | 64.6714
-13325327.2115 | 4438785.3655 | 38690 | 50393 | Friant Hydro Facility | 25438 | Friant Power Authority | IPP Non-CHP | 18015 Friant Rd | Friant | Fresno | California | 93626 | hydroelectric | Hydroelectric = 39.4 MW | Conventional Hydroelectric | 37.5 | 39.4 |  |  |  |  | 39.4 | [7 empty] | EIA-860, EIA-860M and EIA-923 | 202406 | -119.7035 | 36.9977
-10007221.4721 | 5514194.8047 | 38691 | 50395 | Georgia-Pacific Corp - Nekoosa Mill | 5033 | Domtar Industries Inc | Industrial CHP | 301 Point Basse Ave | Nekoosa | Wood | Wisconsin | 54457 | natural gas | Biomass = 12.5 MW, Hydroelectric = 3.9 MW,Natural Gas = 18.7 MW | Wood/Wood Waste Biomass; Conventional Hydroelectric; Natural Gas Steam Turbine | 39 | 35.1 |  | 12.5 |  |  | 3.9 |  | 18.7 | [5 empty] | EIA-860, EIA-860M and EIA-923 | 202406 | -89.8964 | 44.3142
-13738561.7479 | 5325604.5966 | 38692 | 50396 | Dillard Complex | 16294 | Roseburg Forest Products Co | Industrial CHP | 10525 Old Highway 99 South | Dillard | Douglas | Oregon | 97432 | biomass | Biomass = 51.5 MW | Wood/Wood Waste Biomass | 51.5 | 51.5 |  | 51.5 | [10 empty] | EIA-860, EIA-860M and EIA-923 | 202406 | -123.4156 | 43.0895
-8556919.6427 | 4847204.5927 | 38693 | 50397 | Pixelle Specialty Solutions LLC - Spring Grove Facility | 61988 | Pixelle Specialty Solutions LLC - (PA) | Industrial CHP | 228 S Main St | Spring Grove | York | Pennsylvania | 17362 | coal | Biomass = 31.2 MW,Coal = 36.1 MW, Natural Gas = 17.7 MW | Wood/Wood Waste Biomass; Conventional Steam Coal; Natural Gas Steam Turbine | 103.6 | 85 |  | 31.2 | 36.1 |  |  |  | 17.7 | [5 empty] | EIA-860, EIA-860M and EIA-923 | 202406 | -76.8681 | 39.8709
-9030709.9783 | 3776490.8698 | 38694 | 50398 | International Paper Savanna Mill | 30002 | International Paper Co | Industrial CHP | West Lathrop | Savannah | Chatham | Georgia | 31402 | biomass | Biomass = 82.7 MW, Natural Gas = 71.2 MW | Wood/Wood Waste Biomass; Natural Gas Steam Turbine; | 154 | 153.9 |  | 82.7 |  |  |  |  | 71.2 | [5 empty] | EIA-860, EIA-860M and EIA-923 | 202406 | -81.1242 | 32.1004
-13375036.8188 | 4605748.9614 | 38695 | 50400 | Sand Bar Power Plant | 19560 | Tri-Dam Power Authority | IPP Non-CHP | Forest Service Road | Stanislaus Ntl. Fores | Tuolumne | California | 95364 | hydroelectric | Hydroelectric = 15.6 MW | Conventional Hydroelectric | 16.2 | 15.6 |  |  |  |  | 15.6 | [7 empty] | EIA-860, EIA-860M and EIA-923 | 202406 | -120.15 | 38.1861
-10779433.6478 | 3321118.4105 | 38696 | 50404 | BP Chemicals Green Lake Plant | 54837 | INEOS Nitriles Greenlake | Industrial Non-CHP | 13050 State HWY 185 | Port Lavaca | Calhoun | Texas | 77979 | other | Other = 38.8 MW | All Other | 38.8 | 38.8 | [11 empty] | 38.8 | EIA-860, EIA-860M and EIA-923 | 202406 | -96.8333 | 28.5707
-7753117.6672 | 5574958.6156 | 38697 | 50406 | Somerset Plant | 16190 | Sappi Fine Paper North America-Somerset | Industrial CHP | 1329 Waterville Rd | Skowhegan | Somerset | Maine | 4976 | biomass | Biomass = 99.8 MW | Wood/Wood Waste Biomass | 107.1 | 99.8 |  | 99.8 | [10 empty] | EIA-860, EIA-860M and EIA-923 | 202406 | -69.6474 | 44.7035
-9757309.2153 | 5638192.9375 | 38698 | 50408 | Park Mill | 57280 | Eagle Creek Renewable Energy, LLC | IPP Non-CHP | 3120 Riverside Avenue | Marinette | Marinette | Wisconsin | 54143 | hydroelectric | Hydroelectric = 2.1 MW | Conventional Hydroelectric | 2.1 | 2.1 |  |  |  |  | 2.1 | [7 empty] | EIA-860, EIA-860M and EIA-923 | 202406 | -87.6514 | 45.1058
-9755795.2702 | 5638366.4323 | 38699 | 50409 | Menominee Mill Marinette | 57280 | Eagle Creek Renewable Energy, LLC | IPP Non-CHP | 901 26th Street | Menominee | Menominee | Michigan | 49858 | hydroelectric | Hydroelectric = 1.8 MW | Conventional Hydroelectric | 1.8 | 1.8 |  |  |  |  | 1.8 | [7 empty] | EIA-860, EIA-860M and EIA-923 | 202406 | -87.6378 | 45.1069
-8388903.3541 | 4843261.3515 | 38700 | 50410 | Chester Operations | 10273 | Kimberly-Clark Corp | Industrial CHP | Front & Ave of The States | Chester | Delaware | Pennsylvania | 19013 | natural gas | Natural Gas = 56.4 MW | Natural Gas Fired Combined Cycle | 69.2 | 56.4 | [6 empty] | 56.4 | [5 empty] | EIA-860, EIA-860M and EIA-923 | 202406 | -75.3588 | 39.8437
-8258529.5287 | 4973961.2503 | 38701 | 50411 | Rutgers Biomedical and Health Cogen | 58485 | Rutgers, The State University of NJ | Commercial CHP | 295 Norfolk Ave. | Newark | Essex | New Jersey | 7103 | natural gas | Natural Gas = 10.2 MW | Natural Gas Fired Combustion Turbine | 10.5 | 10.2 | [6 empty] | 10.2 | [5 empty] | EIA-860, EIA-860M and EIA-923 | 202406 | -74.1876 | 40.7393
-10289518.016 | 5469477.7723 | 38702 | 50413 | Olmsted Waste Energy | 21995 | Olmsted County Public Works | Commercial CHP | 301 Silver Creek Road NE | Rochester | Olmsted | Minnesota | 55906 | biomass | Biomass = 7.7 MW, Petroleum = 1.3 MW | Municipal Solid Waste; Petroleum Liquids; | 11.3 | 9 |  | 7.7 | [6 empty] | 1.3 |  |  |  | EIA-860, EIA-860M and EIA-923 | 202406 | -92.4323 | 44.0261
-7970567.602 | 5355178.823 | 38703 | 50414 | Penacook Upper Falls Hydro | 24793 | Briar-Hydro Associates | IPP Non-CHP | 19 Crescent Street | Penacook | Merrimack | New Hampshire | 3303 | hydroelectric | Hydroelectric = 3.4 MW | Conventional Hydroelectric | 3.4 | 3.4 |  |  |  |  | 3.4 | [7 empty] | EIA-860, EIA-860M and EIA-923 | 202406 | -71.6008 | 43.2832
-8417211.7893 | 5462347.6587 | 38704 | 50416 | Tannery Island Power | 66098 | Elevate Power Management LLC | IPP Non-CHP | One Brown Street | Carthage | Jefferson | New York | 13619 | hydroelectric | Hydroelectric = 1 MW | Conventional Hydroelectric | 1.5 | 1 |  |  |  |  | 1 | [7 empty] | EIA-860, EIA-860M and EIA-923 | 202406 | -75.6131 | 43.98
-13433756.6257 | 5876445.4182 | 38705 | 50421 | Orchard Avenue 1 | 21086 | Yakima-Tieton Irrigation Dist | IPP Non-CHP | 12731 Orchard Ave | Yakima | Yakima | Washington | 98908 | hydroelectric | Hydroelectric = 1.6 MW | Conventional Hydroelectric | 1.6 | 1.6 |  |  |  |  | 1.6 | [7 empty] | EIA-860, EIA-860M and EIA-923 | 202406 | -120.6775 | 46.5964
-13440402.9559 | 5892046.6625 | 38706 | 50423 | Cowiche | 21086 | Yakima-Tieton Irrigation Dist | IPP Non-CHP | 18968 Summitview Road | Tieton | Yakima | Washington | 98947 | hydroelectric | Hydroelectric = 1.6 MW | Conventional Hydroelectric | 1.7 | 1.6 |  |  |  |  | 1.6 | [7 empty] | EIA-860, EIA-860M and EIA-923 | 202406 | -120.7372 | 46.6926
-8223937.5536 | 4989375.6338 | 38707 | 50427 | Bronx Zoo | 13487 | New York Zoological Society | Commercial CHP | 2300 Southern Blvd | New York | Bronx | New York | 10460 | natural gas | Natural Gas = 3.6 MW | Natural Gas Internal Combustion Engine | 3.6 | 3.6 | [6 empty] | 3.6 | [5 empty] | EIA-860, EIA-860M and EIA-923 | 202406 | -73.8769 | 40.8441
-9321294.9262 | 5203190.391 | 38708 | 50431 | University of Michigan | 19588 | University of Michigan | Commercial CHP | 1120 East Huron | Ann Arbor | Washtenaw | Michigan | 48104 | natural gas | Natural Gas = 57 MW | Natural Gas Fired Combined Cycle | 60 | 57 | [6 empty] | 57 | [5 empty] | EIA-860, EIA-860M and EIA-923 | 202406 | -83.7346 | 42.2812
-9516251.7561 | 5304462.0711 | 38709 | 50433 | Ada Dam | 57280 | Eagle Creek Renewable Energy, LLC | IPP Non-CHP | 7510 Thornapple River Drive | Ada | Kent | Michigan | 49301 | hydroelectric | Hydroelectric = 1.4 MW | Conventional Hydroelectric | 1.4 | 1.4 |  |  |  |  | 1.4 | [7 empty] | EIA-860, EIA-860M and EIA-923 | 202406 | -85.4859 | 42.9506
-11841589.4598 | 4757929.5655 | 38710 | 50435 | Sugarloaf Hydro Plant | 57280 | Eagle Creek Renewable Energy, LLC | IPP Non-CHP | 1099 County Road #48 | Leadville | Lake | Colorado | 80461 | hydroelectric | Hydroelectric = 2.5 MW | Conventional Hydroelectric | 2.5 | 2.5 |  |  |  |  | 2.5 | [7 empty] | EIA-860, EIA-860M and EIA-923 | 202406 | -106.3748 | 39.2527
-9517691.785 | 5298192.9705 | 38711 | 50436 | Cascade Dam | 57280 | Eagle Creek Renewable Energy, LLC | IPP Non-CHP | 3033 Thorncrest | Grand Rapids | Kent | Michigan | 49506 | hydroelectric | Hydroelectric = 1.6 MW | Conventional Hydroelectric | 1.6 | 1.6 |  |  |  |  | 1.6 | [7 empty] | EIA-860, EIA-860M and EIA-923 | 202406 | -85.4989 | 42.9094
-9288575.3449 | 5193129.3846 | 38712 | 50437 | French Landing Dam | 57280 | Eagle Creek Renewable Energy, LLC | IPP Non-CHP | 12100 Haggerty Road | Belleville | Wayne | Michigan | 48111 | hydroelectric | Hydroelectric = 1.6 MW | Conventional Hydroelectric | 1.6 | 1.6 |  |  |  |  | 1.6 | [7 empty] | EIA-860, EIA-860M and EIA-923 | 202406 | -83.4407 | 42.2143
-9812134.0645 | 5601377.2567 | 38713 | 50439 | Oconto Falls Lower | 57280 | Eagle Creek Renewable Energy, LLC | IPP Non-CHP | 106 East Central Avenue | Oconto Falls | Oconto | Wisconsin | 54154 | hydroelectric | Hydroelectric = 2 MW | Conventional Hydroelectric | 2 | 2 |  |  |  |  | 2 | [7 empty] | EIA-860, EIA-860M and EIA-923 | 202406 | -88.1439 | 44.8719
-7831677.0563 | 5416801.8972 | 38714 | 50447 | S D Warren Westbrook | 66098 | Elevate Power Management LLC | Industrial CHP | 89 Cumberland St | Westbrook | Cumberland | Maine | 4098 | biomass | Biomass = 56.3 MW, Hydroelectric = 7.2 MW | Wood/Wood Waste Biomass; Conventional Hydroelectric; | 69.7 | 63.5 |  | 56.3 |  |  | 7.2 | [7 empty] | EIA-860, EIA-860M and EIA-923 | 202406 | -70.3532 | 43.6849
-8691514.1466 | 5259515.0768 | 38715 | 50449 | Indeck Silver Springs Energy Center | 9245 | Indeck-Energy Serv Silver Spg | IPP CHP | 1 Indeck Drive | Silver Springs | Wyoming | New York | 14550 | natural gas | Natural Gas = 51.9 MW | Natural Gas Fired Combined Cycle | 56.6 | 51.9 | [6 empty] | 51.9 | [5 empty] | EIA-860, EIA-860M and EIA-923 | 202406 | -78.0772 | 42.6544
-8515214.5747 | 5384054.1367 | 38716 | 50450 | Indeck Oswego Energy Center | 9244 | Indeck-Oswego Ltd Partnership | IPP CHP | 105 Mitchell St. | Oswego | Oswego | New York | 13126 | natural gas | Natural Gas = 51.8 MW | Natural Gas Fired Combined Cycle | 57.4 | 51.8 | [6 empty] | 51.8 | [5 empty] | EIA-860, EIA-860M and EIA-923 | 202406 | -76.4935 | 43.4717
-8785133.8383 | 5306965.4714 | 38717 | 50451 | Indeck Yerkes Energy Center | 9243 | Indeck-Yerkes Ltd Partnership | IPP CHP | 1 Sheridan Drive | Tonawanda | Erie | New York | 14150 | natural gas | Natural Gas = 43.8 MW | Natural Gas Fired Combined Cycle | 59.9 | 43.8 | [6 empty] | 43.8 | [5 empty] | EIA-860, EIA-860M and EIA-923 | 202406 | -78.9182 | 42.9671
-9406964.5139 | 4746769.9113 | 38718 | 50456 | Procter & Gamble Cincinnati Plant | 15400 | Procter & Gamble Co | Industrial CHP | 5201 Spring Grove Avenue | Cincinnati | Hamilton | Ohio | 45217 | natural gas | Natural Gas = 11.7 MW | Natural Gas Steam Turbine | 12.5 | 11.7 | [6 empty] | 11.7 | [5 empty] | EIA-860, EIA-860M and EIA-923 | 202406 | -84.5042 | 39.175
-8216769.9142 | 5350102.1435 | 38719 | 50458 | Indeck Corinth Energy Center | 9263 | Indeck-Corinth Ltd Partnership | IPP CHP | 24 White Street | Corinth | Saratoga | New York | 12822 | natural gas | Natural Gas = 129 MW | Natural Gas Fired Combined Cycle | 147 | 129 | [6 empty] | 129 | [5 empty] | EIA-860, EIA-860M and EIA-923 | 202406 | -73.8125 | 43.25
-9404424.9823 | 5722453.3149 | 38720 | 50461 | Cheboygan | 7857 | Great Lakes Tissue Co | Industrial Non-CHP | 437 S Main Street | Cheboygan | Cheboygan | Michigan | 49721 | hydroelectric | Hydroelectric = 0.7 MW | Conventional Hydroelectric | 1.5 | 0.7 |  |  |  |  | 0.7 | [7 empty] | EIA-860, EIA-860M and EIA-923 | 202406 | -84.4814 | 45.6375
-8465093.9758 | 5097417.3188 | 38721 | 50463 | Procter & Gamble Mehoopany Mill | 15394 | Procter & Gamble Ppr Prdts Co | Industrial CHP | Route 87 | Mehoopany | Wyoming | Pennsylvania | 18629 | natural gas | Natural Gas = 104.9 MW | Natural Gas Fired Combustion Turbine; Natural Gas Steam Turbine; | 120.2 | 104.9 | [6 empty] | 104.9 | [5 empty] | EIA-860, EIA-860M and EIA-923 | 202406 | -76.0432 | 41.5743
-13265576.3635 | 4055150.4986 | 38722 | 50464 | Oxnard | 15375 | Procter&Gamble Paper Products Co-Oxnard | Industrial CHP | 800 North Rice Avenue | Oxnard | Ventura | California | 93030 | natural gas | Natural Gas = 70.9 MW | Natural Gas Fired Combustion Turbine | 68.7 | 70.9 | [6 empty] | 70.9 | [5 empty] | EIA-860, EIA-860M and EIA-923 | 202406 | -119.1667 | 34.196
-9358262.2367 | 3796751.102 | 38723 | 50465 | Flint River Operations | 61982 | International Paper - Flint River Mill | Industrial CHP | 2449 Stagecoach Road | Oglethorpe | Macon | Georgia | 31068 | biomass | Biomass = 77 MW | Wood/Wood Waste Biomass | 77 | 77 |  | 77 | [10 empty] | EIA-860, EIA-860M and EIA-923 | 202406 | -84.0667 | 32.2544
-8660927.4467 | 4295126.8053 | 38724 | 50468 | Rocky Mount Mill | 55876 | Capitol Broadcasting Company Inc | Industrial Non-CHP | 1151 Falls Raod | Rocky Mount | Nash | North Carolina | 27804 | hydroelectric | Hydroelectric = 1.1 MW | Conventional Hydroelectric | 1.6 | 1.1 |  |  |  |  | 1.1 | [7 empty] | EIA-860, EIA-860M and EIA-923 | 202406 | -77.8024 | 35.9601
-8794863.1618 | 5324751.0141 | 38725 | 50472 | Covanta Niagara I, LLC | 470 | Covanta Energy of Niagara LP | Commercial CHP | 100 Energy Blvd & 56th St | Niagara Falls | Niagara | New York | 14304 | biomass | Biomass = 36 MW | Municipal Solid Waste | 50 | 36 |  | 36 | [10 empty] | EIA-860, EIA-860M and EIA-923 | 202406 | -79.0056 | 43.0839
-9224422.8129 | 3561809.3784 | 38726 | 50474 | Swift Creek Chemical Complex | 20558 | White Springs Agrici Chem Inc | Industrial CHP | 15843 SE 78th St. | White Springs | Hamilton | Florida | 32096 | other | Other = 15.9 MW | All Other | 18.8 | 15.9 | [11 empty] | 15.9 | EIA-860, EIA-860M and EIA-923 | 202406 | -82.8644 | 30.4522
-10864316.2067 | 3225176.4892 | 38727 | 50475 | Corpus Christi | 5065 | Equistar Chemicals LP | Industrial CHP | 1501 McKenzie Road | Corpus Christi | Nueces | Texas | 78410 | natural gas | Natural Gas = 33 MW | Natural Gas Fired Combustion Turbine | 41 | 33 | [6 empty] | 33 | [5 empty] | EIA-860, EIA-860M and EIA-923 | 202406 | -97.5958 | 27.8111
-9989165.4507 | 5691550.3483 | 38728 | 50476 | Packaging of America Tomahawk Mill | 14369 | PCA-Tomahawk Mill | Industrial CHP | N 9090 County Road E | Tomahawk | Lincoln | Wisconsin | 54487 | natural gas | Hydroelectric = 1.1 MW,Natural Gas = 13.6 MW | Conventional Hydroelectric; Natural Gas Steam Turbine; | 18.7 | 14.7 |  |  |  |  | 1.1 |  | 13.6 | [5 empty] | EIA-860, EIA-860M and EIA-923 | 202406 | -89.7342 | 45.4431
-8833980.8309 | 4513803.1948 | 38729 | 50479 | Georgia-Pacific Big Island | 7167 | GP Big Island LLC | Industrial CHP | 9909 Lee Jackson Highway | Big Island | Bedford | Virginia | 24526 | biomass | Biomass = 7 MW, Hydroelectric = 0.4 MW | Wood/Wood Waste Biomass; Conventional Hydroelectric; | 7.9 | 7.4 |  | 7 |  |  | 0.4 | [7 empty] | EIA-860, EIA-860M and EIA-923 | 202406 | -79.357 | 37.534
-9188655.8605 | 4372673.6896 | 38730 | 50481 | Tennessee Eastman Operations | 5610 | Eastman Chemical Co-TN Ops | Industrial CHP | Eastman Road and Lincoln St | Kingsport | Sullivan | Tennessee | 37662 | coal | Coal = 110.5 MW, Natural Gas = 83.8 MW | Conventional Steam Coal; Natural Gas Steam Turbine; | 194.3 | 194.3 |  |  | 110.5 |  |  |  | 83.8 | [5 empty] | EIA-860, EIA-860M and EIA-923 | 202406 | -82.5431 | 36.5219
-9009943.55 | 3090414.7983 | 38731 | 50482 | Clewiston Sugar House | 19365 | United States Sugar Corp | Industrial CHP | 1731 South WC Owen Avenue | Clewiston | Hendry | Florida | 33440 | biomass | Biomass = 44.6 MW | Other Waste Biomass | 49 | 44.6 |  | 44.6 | [10 empty] | EIA-860, EIA-860M and EIA-923 | 202406 | -80.9377 | 26.7351
-10384024.5901 | 3532511.3631 | 38732 | 50487 | PPG Powerhouse A | 14306 | Westlake 2 US LLC | Industrial Non-CHP | 1300 PPG Drive | Lake Charles | Calcasieu | Louisiana | 70602 | other | Other = 52.5 MW | All Other | 52.5 | 52.5 | [11 empty] | 52.5 | EIA-860, EIA-860M and EIA-923 | 202406 | -93.2813 | 30.2251
-10383959.2456 | 3532085.1879 | 38733 | 50488 | PPG Riverside | 14306 | Westlake 2 US LLC | Industrial Non-CHP | 1300 PPG Drive | Lake Charles | Calcasieu | Louisiana | 70602 | other | Other = 103 MW | All Other | 162 | 103 | [11 empty] | 103 | EIA-860, EIA-860M and EIA-923 | 202406 | -93.2807 | 30.2217
-10385571.1518 | 3532648.7007 | 38734 | 50489 | PPG Powerhouse C | 14306 | Westlake 2 US LLC | Industrial CHP | 1300 PPG Drive | Lake Charles | Calcasieu | Louisiana | 70602 | natural gas | Natural Gas = 303.2 MW | Natural Gas Fired Combustion Turbine; Natural Gas Steam Turbine; | 357.7 | 303.2 | [6 empty] | 303.2 | [5 empty] | EIA-860, EIA-860M and EIA-923 | 202406 | -93.2952 | 30.2261
-10385414.414 | 3532690.4434 | 38735 | 50490 | PPG Plant C Caustic | 14306 | Westlake 2 US LLC | Industrial CHP | 1300 PPG Drive | Lake Charles | Calcasieu | Louisiana | 70602 | natural gas | Natural Gas = 2.7 MW | Natural Gas Steam Turbine | 3.4 | 2.7 | [6 empty] | 2.7 | [5 empty] | EIA-860, EIA-860M and EIA-923 | 202406 | -93.2938 | 30.2264
-9000704.0322 | 4829317.225 | 38736 | 50491 | Axiall Natrium Plant | 60586 | Westlake Chemical Natrium Plant | Industrial CHP | PO Box 191 | New Martinsville | Marshall | West Virginia | 26155 | natural gas | Natural Gas = 115.5 MW | Natural Gas Steam Turbine | 115.5 | 115.5 | [6 empty] | 115.5 | [5 empty] | EIA-860, EIA-860M and EIA-923 | 202406 | -80.8547 | 39.7475
-13051842.7186 | 3852796.4301 | 38737 | 50492 | Gas Utilization Facility | 16764 | City of San Diego | Commercial CHP | 1902 Gatchell Road | San Diego | San Diego | California | 92106 | biomass | Biomass = 4.6 MW, Hydroelectric = 1 MW | Other Waste Biomass; Conventional Hydroelectric; | 6.1 | 5.6 |  | 4.6 |  |  | 1 | [7 empty] | EIA-860, EIA-860M and EIA-923 | 202406 | -117.2467 | 32.6792
-13252140.101 | 4232106.831 | 38738 | 50493 | Double C Generation Limited Partnership | 60662 | WCAC Operating Company | IPP Non-CHP | 10245 Oilfield Road | Bakersfield | Kern | California | 93308 | natural gas | Natural Gas = 46 MW | Natural Gas Fired Combustion Turbine | 49.8 | 46 | [6 empty] | 46 | [5 empty] | EIA-860, EIA-860M and EIA-923 | 202406 | -119.046 | 35.5005
-13251486.4329 | 4234290.7472 | 38739 | 50494 | Kern Front Limited | 60662 | WCAC Operating Company | IPP Non-CHP | 12241 Oilfield Road | Bakersfield | Kern | California | 93308 | natural gas | Natural Gas = 46 MW | Natural Gas Fired Combustion Turbine | 49.8 | 46 | [6 empty] | 46 | [5 empty] | EIA-860, EIA-860M and EIA-923 | 202406 | -119.0401 | 35.5165
-13250419.7696 | 4233274.7687 | 38740 | 50495 | High Sierra Limited | 60662 | WCAC Operating Company | IPP CHP | 10600 Oilfield Road | Bakersfield | Kern | California | 93308 | natural gas | Natural Gas = 46 MW | Natural Gas Fired Combustion Turbine | 49.8 | 46 | [6 empty] | 46 | [5 empty] | EIA-860, EIA-860M and EIA-923 | 202406 | -119.0305 | 35.509
-8547095.3637 | 4215132.4848 | 38741 | 50509 | PCS Phosphate | 22175 | PCS Phosphate | Industrial CHP | 1530 NC HWY 306 South | Aurora | Beaufort | North Carolina | 27806 | other | Other = 54 MW | All Other | 54 | 54 | [11 empty] | 54 | EIA-860, EIA-860M and EIA-923 | 202406 | -76.7799 | 35.3763
-8455957.206 | 5465536.2732 | 38742 | 50512 | Glen Park Hydroelectric Project | 57280 | Eagle Creek Renewable Energy, LLC | IPP Non-CHP | 669 Main Street | Watertown | Jefferson | New York | 13601 | hydroelectric | Hydroelectric = 32.6 MW | Conventional Hydroelectric | 32.6 | 32.6 |  |  |  |  | 32.6 | [7 empty] | EIA-860, EIA-860M and EIA-923 | 202406 | -75.9612 | 44.0006
-8353414.5891 | 5449576.1382 | 38743 | 50513 | Stillwater Reservoir Hydro | 18121 | Stillwater Associates | IPP Non-CHP | Stillwater Dam | Webb | Herkimer | New York | 13350 | hydroelectric | Hydroelectric = 2.5 MW | Conventional Hydroelectric | 1.8 | 2.5 |  |  |  |  | 2.5 | [7 empty] | EIA-860, EIA-860M and EIA-923 | 202406 | -75.04 | 43.8974
-8191341.8708 | 5336489.7395 | 38744 | 50514 | Fort Miller Hydroelectric Facility | 6495 | Fort Miller Associates | IPP Non-CHP | Harris Road | Northumberland | Saratoga | New York | 12871 | hydroelectric | Hydroelectric = 5 MW | Conventional Hydroelectric | 5 | 5 |  |  |  |  | 5 | [7 empty] | EIA-860, EIA-860M and EIA-923 | 202406 | -73.5841 | 43.1609
-13161829.0471 | 4000862.1811 | 38745 | 50530 | Equilon Los Angeles Refining | 55985 | Tesoro Refining and Marketing Company | Industrial CHP | 2101 East Pacific Coast Hwy | Wilmington | Los Angeles | California | 90748 | other | Other = 62.7 MW | Other Gases | 83 | 62.7 | [11 empty] | 62.7 | EIA-860, EIA-860M and EIA-923 | 202406 | -118.2347 | 33.7917
-13178368.6744 | 4173207.5222 | 38746 | 50532 | Victory Garden (Tehachapi) | 56899 | Wind Stream Operations LLC | IPP Non-CHP | 19358 Jameson St., | Tehachapi | Kern | California | 93561 | wind | Wind = 18.8 MW | Onshore Wind Turbine | 26.1 | 18.8 | [10 empty] | 18.8 |  | EIA-860, EIA-860M and EIA-923 | 202406 | -118.3833 | 35.0686
-12981889.7732 | 4020332.3815 | 38747 | 50533 | Painted Hills Wind Park | 2770 | Terra-Gen Operating Co-Wind | IPP Non-CHP | 60105 Westside Drive | Whitewater | Riverside | California | 92282 | wind | Wind = 46.8 MW | Onshore Wind Turbine | 46.8 | 46.8 | [10 empty] | 46.8 |  | EIA-860, EIA-860M and EIA-923 | 202406 | -116.6183 | 33.9369
-13163184.6959 | 4199379.5457 | 38748 | 50536 | Sky River Wind Energy Center | 64156 | Sky River Wind LLC | IPP Non-CHP | 13000 Jameson Road | Tehachapi | Kern | California | 93561 | wind | Wind = 60.2 MW | Onshore Wind Turbine | 60.2 | 60.2 | [10 empty] | 60.2 |  | EIA-860, EIA-860M and EIA-923 | 202406 | -118.2469 | 35.2608
-13600213.5508 | 4502763.1452 | 38749 | 50537 | SRI International Cogen Project | 9297 | IPT SRI Cogeneration Inc | Commercial CHP | 333 Ravenswood Ave. Bldg U | Menlo Park | San Mateo | California | 94025 | natural gas | Natural Gas = 5.6 MW | Natural Gas Fired Combustion Turbine | 6 | 5.6 | [6 empty] | 5.6 | [5 empty] | EIA-860, EIA-860M and EIA-923 | 202406 | -122.1728 | 37.4553
-8026068.4945 | 5491880.9942 | 38750 | 50539 | Boltonville Hydro Associates | 1966 | Boltonville Hydro Associates | IPP Non-CHP | 993 Whitelaw Road | Boltonville | Orange | Vermont | 5081 | hydroelectric | Hydroelectric = 1.1 MW | Conventional Hydroelectric | 1.1 | 1.1 |  |  |  |  | 1.1 | [7 empty] | EIA-860, EIA-860M and EIA-923 | 202406 | -72.0994 | 44.1706
-13161949.0495 | 4004028.2097 | 38751 | 50540 | BP Carson Refinery | 2696 | Tesoro Carson Refinery | Industrial Non-CHP | 2350 E 223rd St | Carson | Los Angeles | California | 90810 | other | Natural Gas = 1.5 MW, Other = 6.5 MW | Natural Gas Steam Turbine; Other Gases; | 13.5 | 8 | [6 empty] | 1.5 |  |  |  |  | 6.5 | EIA-860, EIA-860M and EIA-923 | 202406 | -118.2358 | 33.8153
-13161336.7923 | 3998911.1274 | 38752 | 50541 | Harbor Cogen | 8303 | Harbor Cogeneration Co. | IPP Non-CHP | 505 Pier B Street | Wilmington | Los Angeles | California | 90744 | natural gas | Natural Gas = 101.7 MW | Natural Gas Fired Combined Cycle | 107.4 | 101.7 | [6 empty] | 101.7 | [5 empty] | EIA-860, EIA-860M and EIA-923 | 202406 | -118.2303 | 33.7771
-13669565.9276 | 6122357.3568 | 38753 | 50544 | Port Townsend Paper | 26840 | Port Townsend Paper Co | Industrial CHP | 100 Paper Mill Rd | Port Townsend | Jefferson | Washington | 98368 | biomass | Biomass = 7.5 MW, Hydroelectric = 0.3 MW | Wood/Wood Waste Biomass; Conventional Hydroelectric; | 7.9 | 7.8 |  | 7.5 |  |  | 0.3 | [7 empty] | EIA-860, EIA-860M and EIA-923 | 202406 | -122.7958 | 48.0931
-7922084.9582 | 5266328.8139 | 38754 | 50545 | Lawrence Hydroelectric Associates | 64078 | Central Rivers Power US, LLC | IPP Non-CHP | 9 South Broadway | Lawrence | Essex | Massachusetts | 1938 | hydroelectric | Hydroelectric = 14 MW | Conventional Hydroelectric | 14.8 | 14 |  |  |  |  | 14 | [7 empty] | EIA-860, EIA-860M and EIA-923 | 202406 | -71.1653 | 42.6994
-13431076.9429 | 4786099.1547 | 38755 | 50546 | Bowman | 13402 | Nevada Irrigation District | IPP Non-CHP | 18400 Bowman Lake Road | Nevada City | Nevada | California | 95604 | hydroelectric | Hydroelectric = 3.6 MW | Conventional Hydroelectric | 3.6 | 3.6 |  |  |  |  | 3.6 | [7 empty] | EIA-860, EIA-860M and EIA-923 | 202406 | -120.6534 | 39.4484
-12992126.7136 | 4017392.4273 | 38756 | 50552 | Salka Cabazon Wind | 66081 | Salka Cabazon Wind LLC | IPP Non-CHP | 19020 N Indian Avenue | North Palm Springs | Riverside | California | 92230 | wind | Wind = 38.9 MW | Onshore Wind Turbine | 38.9 | 38.9 | [10 empty] | 38.9 |  | EIA-860, EIA-860M and EIA-923 | 202406 | -116.7103 | 33.915
-12964298.8446 | 4012923.8412 | 38757 | 50553 | Edom Hills Project 1 LLC | 65490 | Edom Hills Project 1 LLC | IPP Non-CHP | 68580 Edom Hill Road | Cathedral City | Riverside | California | 92235 | wind | Wind = 20 MW | Onshore Wind Turbine | 20 | 20 | [10 empty] | 20 |  | EIA-860, EIA-860M and EIA-923 | 202406 | -116.4603 | 33.8817
-8645004.8633 | 4362953.9274 | 38758 | 50555 | Rosemary Power Station | 19876 | Virginia Electric & Power Co | Electric Utility | 120 W. 12th Street | Roanoke Rapids | Halifax | North Carolina | 27870 | petroleum | Petroleum = 154.6 MW | Petroleum Liquids | 180 | 154.6 | [8 empty] | 154.6 |  |  |  | EIA-860, EIA-860M and EIA-923 | 202406 | -77.6594 | 36.4517
-10870091.5732 | 4224139.2868 | 38759 | 50558 | Frontier | 14063 | Oklahoma Gas & Electric Co | Electric Utility | 7425 SW 29th Street | Oklahoma City | Oklahoma | Oklahoma | 73179 | natural gas | Natural Gas = 126 MW | Natural Gas Fired Combined Cycle | 131.4 | 126 | [6 empty] | 126 | [5 empty] | EIA-860, EIA-860M and EIA-923 | 202406 | -97.6477 | 35.4422
-13411500.1859 | 4561649.3953 | 38760 | 50560 | Pacific-Ultrapower Chinese Station | 58650 | IHI Power Services Corp | IPP Non-CHP | 8755 Enterprise Drive | Jamestown | Tuolumne | California | 95327 | biomass | Biomass = 18 MW | Wood/Wood Waste Biomass | 25 | 18 |  | 18 | [10 empty] | EIA-860, EIA-860M and EIA-923 | 202406 | -120.4776 | 37.8741
-8366683.8724 | 4847736.1913 | 38761 | 50561 | Eagle Point Power Generation | 49942 | Eagle Point Power Generation LLC | IPP Non-CHP | 1250 Crown Point Road | Westville | Gloucester | New Jersey | 8093 | natural gas | Natural Gas = 244 MW | Natural Gas Fired Combined Cycle | 251.8 | 244 | [6 empty] | 244 | [5 empty] | EIA-860, EIA-860M and EIA-923 | 202406 | -75.1592 | 39.8746
-9828144.145 | 5141812.0508 | 38762 | 50563 | Settlers Hill Gas Recovery | 54843 | WM Illinois Renewable Energy LLC | IPP Non-CHP | 1031 East Fabyan Parkway | Batavia | Kane | Illinois | 60510 | biomass | Biomass = 5.8 MW | Landfill Gas | 6 | 5.8 |  | 5.8 | [10 empty] | EIA-860, EIA-860M and EIA-923 | 202406 | -88.2877 | 41.8719
-8173659.9942 | 5093461.7401 | 38763 | 50564 | New Milford Gas Recovery | 54842 | WM Renewable Energy LLC | IPP Non-CHP | 182-2 Danbury Road | New Milford | Litchfield | Connecticut | 6776 | biomass | Biomass = 1.6 MW | Landfill Gas | 1.6 | 1.6 |  | 1.6 | [10 empty] | EIA-860, EIA-860M and EIA-923 | 202406 | -73.4252 | 41.5477
-10033414.9483 | 4673128.6154 | 38764 | 50566 | Milam Gas Recovery | 54843 | WM Illinois Renewable Energy LLC | IPP Non-CHP | 601 Madison Street | East St. Lois | St Clair | Illinois | 62202 | natural gas | Natural Gas = 2.4 MW | Natural Gas Internal Combustion Engine | 2.4 | 2.4 | [6 empty] | 2.4 | [5 empty] | EIA-860, EIA-860M and EIA-923 | 202406 | -90.1317 | 38.6603
-8614087.7672 | 5324410.6698 | 38765 | 50568 | High Acres Gas Recovery | 54842 | WM Renewable Energy LLC | IPP Non-CHP | 425 Perinton Parkway | Fairport | Monroe | New York | 14450 | biomass | Biomass = 9.6 MW | Landfill Gas | 9.6 | 9.6 |  | 9.6 | [10 empty] | EIA-860, EIA-860M and EIA-923 | 202406 | -77.3817 | 43.0817
-13542001.1382 | 4544071.7219 | 38766 | 50571 | Altamont Gas Recovery | 54842 | WM Renewable Energy LLC | IPP Non-CHP | 10840 Altamont Pass Road | Livermore | Alameda | California | 94550 | biomass | Biomass = 5.8 MW | Landfill Gas | 6 | 5.8 |  | 5.8 | [10 empty] | EIA-860, EIA-860M and EIA-923 | 202406 | -121.6499 | 37.7493
-8924096.853 | 3034790.7019 | 38767 | 50572 | CSL Gas Recovery | 54842 | WM Renewable Energy LLC | IPP Non-CHP | 3140 North West 48th Street | Pompano Beach | Broward | Florida | 33073 | biomass | Biomass = 10.9 MW | Landfill Gas | 11.2 | 10.9 |  | 10.9 | [10 empty] | EIA-860, EIA-860M and EIA-923 | 202406 | -80.1665 | 26.288
-9749106.75 | 5110004.6821 | 38768 | 50573 | CID Gas Recovery | 54843 | WM Illinois Renewable Energy LLC | IPP Non-CHP | 138th & Interstate 94 | Calumet City | Cook | Illinois | 60409 | biomass | Biomass = 2.9 MW | Landfill Gas | 3 | 2.9 |  | 2.9 | [10 empty] | EIA-860, EIA-860M and EIA-923 | 202406 | -87.5777 | 41.6588
-9775380.5988 | 5176908.4901 | 38769 | 50575 | Lake Gas Recovery | 54843 | WM Illinois Renewable Energy LLC | IPP Non-CHP | 1300 Willow Road | Northbrook | Cook | Illinois | 60062 | biomass | Biomass = 5.8 MW | Landfill Gas | 6 | 5.8 |  | 5.8 | [10 empty] | EIA-860, EIA-860M and EIA-923 | 202406 | -87.8137 | 42.1063
-9803876.6073 | 5289252.5391 | 38770 | 50576 | Metro Gas Recovery | 54842 | WM Renewable Energy LLC | IPP Non-CHP | 10712 South 124th Street | Franklin | Milwaukee | Wisconsin | 53132 | biomass | Biomass = 9 MW | Landfill Gas | 9.2 | 9 |  | 9 | [10 empty] | EIA-860, EIA-860M and EIA-923 | 202406 | -88.0697 | 42.8506
-9813892.9125 | 5341272.5541 | 38771 | 50577 | Omega Hills Gas Recovery | 54842 | WM Renewable Energy LLC | IPP Non-CHP | N 96 W 12730 County Line Road | Germantown | Washington | Wisconsin | 53051 | biomass | Biomass = 11.7 MW | Landfill Gas | 12.8 | 11.7 |  | 11.7 | [10 empty] | EIA-860, EIA-860M and EIA-923 | 202406 | -88.1597 | 43.1922
-13188959.6108 | 4032873.7197 | 38772 | 50610 | Saint Johns Health Center | 39245 | Saint John's Health Center | Commercial CHP | 2121 Santa Monica blvd | Santa Monica | Los Angeles | California | 90404 | natural gas | Natural Gas = 1 MW | Natural Gas Fired Combustion Turbine | 1.2 | 1 | [6 empty] | 1 | [5 empty] | EIA-860, EIA-860M and EIA-923 | 202406 | -118.4784 | 34.0303
-8510375.0711 | 4956320.3065 | 38773 | 50611 | Westwood Generation LLC | 58224 | Rausch Creek Generation, LLC | IPP Non-CHP | PO Box 312 | Tremont | Schuylkill | Pennsylvania | 17981 | coal | Coal = 30 MW | Conventional Steam Coal | 36 | 30 |  |  | 30 | [9 empty] | EIA-860, EIA-860M and EIA-923 | 202406 | -76.45 | 40.6191
-13320712.0167 | 4207385.5407 | 38774 | 50612 | McKittrick Limited | 60662 | WCAC Operating Company | IPP CHP | 4905 Reward Road | Bakersfield | Kern | California | 93251 | natural gas | Natural Gas = 46 MW | Natural Gas Fired Combustion Turbine | 46 | 46 | [6 empty] | 46 | [5 empty] | EIA-860, EIA-860M and EIA-923 | 202406 | -119.662 | 35.3195
-9984434.3724 | 5588223.6279 | 38775 | 50614 | Mosinee Mill | 13008 | Ahlstrom-Munksjo NA Specialty Solutions, LLC | Industrial CHP | 100 Main St | Mosinee | Marathon | Wisconsin | 54455 | biomass | Biomass = 18 MW, Hydroelectric = 3.9 MW | Wood/Wood Waste Biomass; Conventional Hydroelectric; | 23.4 | 21.9 |  | 18 |  |  | 3.9 | [7 empty] | EIA-860, EIA-860M and EIA-923 | 202406 | -89.6917 | 44.7881
-7954714.3707 | 5122853.8585 | 38776 | 50621 | Central Power Plant | 18000 | State of Rhode Island | Commercial CHP | Power Road | Cranston | Providence | Rhode Island | 2920 | natural gas | Natural Gas = 8.1 MW | Natural Gas Fired Combustion Turbine; Natural Gas Internal Combustion Engine; Natural Gas Steam Turbine | 11 | 8.1 | [6 empty] | 8.1 | [5 empty] | EIA-860, EIA-860M and EIA-923 | 202406 | -71.4584 | 41.745
-13296098.0528 | 4176095.2569 | 38777 | 50622 | Berry Cogen Tanne Hills 18 | 1569 | Berry Petroleum Co | Industrial CHP | 29063 Hwy 33 | Maricopa | Kern | California | 93252 | natural gas | Natural Gas = 16 MW | Natural Gas Fired Combustion Turbine | 18 | 16 | [6 empty] | 16 | [5 empty] | EIA-860, EIA-860M and EIA-923 | 202406 | -119.4409 | 35.0898
-13172435.3456 | 4009128.8115 | 38778 | 50624 | Torrance Refining Company, LLC | 60657 | Torrance Refining Company, LLC | Industrial CHP | 3700 West 190th Street | Torrance | Los Angeles | California | 90509 | other | Other = 49.3 MW | Other Gases; All Other; | 49.3 | 49.3 | [11 empty] | 49.3 | EIA-860, EIA-860M and EIA-923 | 202406 | -118.33 | 33.8534
-10472414.4922 | 3511727.6529 | 38779 | 50625 | ExxonMobil Beaumont Refinery | 6090 | ExxonMobil Oil Corp | Industrial CHP | 1795 Burt St. | Beaumont | Jefferson | Texas | 77701 | natural gas | Natural Gas = 605.6 MW, Other = 5 MW | Natural Gas Fired Combustion Turbine; Natural Gas Steam Turbine; Other Gases | 677.8 | 610.6 | [6 empty] | 605.6 |  |  |  |  | 5 | EIA-860, EIA-860M and EIA-923 | 202406 | -94.0753 | 30.0636
-10015414.5867 | 3495621.3467 | 38780 | 50626 | Chalmette Refining LLC | 56392 | Chalmette Refining LLC | Industrial Non-CHP | 500 W. St.Bernard Hwy | Chalmette | St Bernard | Louisiana | 70043 | other | Other = 1.7 MW | All Other | 5.7 | 1.7 | [11 empty] | 1.7 | EIA-860, EIA-860M and EIA-923 | 202406 | -89.97 | 29.9383
-9816520.0525 | 5074000.4769 | 38781 | 50627 | ExxonMobil Oil Joliet Refinery | 5519 | ExxonMobil Oil Corp | Industrial CHP | Route 55 Arsenal Road East | Channahon | Will | Illinois | 60410 | other | Other = 36.5 MW | Other Gases | 43.4 | 36.5 | [11 empty] | 36.5 | EIA-860, EIA-860M and EIA-923 | 202406 | -88.1833 | 41.4167
-8377715.634 | 4842718.6836 | 38782 | 50628 | Paulsboro Refinery | 19691 | Paulsboro Refining Company - LLC | Industrial CHP | 800 Billingsport Road | Paulsboro | Gloucester | New Jersey | 8066 | natural gas | Natural Gas = 27 MW, Other = 29 MW,Petroleum = 11.6 MW | Natural Gas Fired Combustion Turbine; Other Gases; Petroleum Coke | 78.5 | 67.6 | [6 empty] | 27 |  | 11.6 |  |  | 29 | EIA-860, EIA-860M and EIA-923 | 202406 | -75.2583 | 39.84
-9115862.7096 | 3342621.4513 | 38783 | 50629 | Covanta Lake County Energy | 4482 | Covanta Lake Inc | IPP Non-CHP | 3830 Rogers Industrial Park Rd | Okahumpka | Lake | Florida | 34762 | biomass | Biomass = 12.5 MW | Municipal Solid Waste | 15.5 | 12.5 |  | 12.5 | [10 empty] | EIA-860, EIA-860M and EIA-923 | 202406 | -81.8892 | 28.7402
-13688151.9411 | 5629154.8533 | 38784 | 50630 | Covanta Marion Inc | 4476 | Covanta Marion Inc | IPP Non-CHP | 4850 Broolake Road NE | Brooks | MARION | Oregon | 97305 | biomass | Biomass = 11.5 MW | Municipal Solid Waste | 13.1 | 11.5 |  | 11.5 | [10 empty] | EIA-860, EIA-860M and EIA-923 | 202406 | -122.9628 | 45.0485
-13485354.4342 | 4492949.5835 | 38785 | 50632 | Covanta Stanislaus Energy | 4498 | Covanta Stanislaus Inc | Commercial Non-CHP | 4040 Fink Rd | Crows Landing | Stanislaus | California | 95313 | biomass | Biomass = 19.9 MW | Municipal Solid Waste | 24 | 19.9 |  | 19.9 | [10 empty] | EIA-860, EIA-860M and EIA-923 | 202406 | -121.141 | 37.3853
-9119125.7065 | 3237379.6382 | 38786 | 50633 | Mosaic Co Bartow Facility | 3102 | Mosaic Company | Industrial CHP | 3200 Highway 60 West | Bartow | Polk | Florida | 33830 | other | Other = 80 MW | All Other | 81.9 | 80 | [11 empty] | 80 | EIA-860, EIA-860M and EIA-923 | 202406 | -81.9185 | 27.908
-10484258.886 | 5840777.3142 | 38787 | 50636 | Brainerd Public Utilities | 2138 | Brainerd Public Utilities | Electric Utility | 1501 Mill Ave NE | Brainerd | Crow Wing | Minnesota | 56401 | hydroelectric | Hydroelectric = 2.9 MW | Conventional Hydroelectric | 2.9 | 2.9 |  |  |  |  | 2.9 | [7 empty] | EIA-860, EIA-860M and EIA-923 | 202406 | -94.1817 | 46.3758
-13021752.0583 | 5848405.3741 | 38788 | 50637 | Clearwater Paper IPP Lewiston | 56225 | Clearwater Paper Corporation | Industrial CHP | 803 Mill Rd | Lewiston | Nez Perce | Idaho | 83501 | biomass | Biomass = 54.5 MW | Wood/Wood Waste Biomass | 113.8 | 54.5 |  | 54.5 | [10 empty] | EIA-860, EIA-860M and EIA-923 | 202406 | -116.9764 | 46.4231
-10156467.5135 | 3989406.3775 | 38789 | 50638 | Clearwater Paper APP CB | 56225 | Clearwater Paper Corporation | Industrial CHP | 5082 Hwy 4 North | Arkansas City | Desha | Arkansas | 71630 | biomass | Biomass = 28 MW | Wood/Wood Waste Biomass | 28 | 28 |  | 28 | [10 empty] | EIA-860, EIA-860M and EIA-923 | 202406 | -91.2371 | 33.7061
-10289238.2701 | 5897188.3503 | 38790 | 50639 | Sappi Cloquet Mill | 16653 | Sappi Cloquet LLC | Industrial CHP | 2201 Avenue B | Cloquet | Carlton | Minnesota | 55720 | biomass | Biomass = 73 MW, Hydroelectric = 3.6 MW | Wood/Wood Waste Biomass; Conventional Hydroelectric; | 94.5 | 76.6 |  | 73 |  |  | 3.6 | [7 empty] | EIA-860, EIA-860M and EIA-923 | 202406 | -92.4298 | 46.7243
-9594523.9409 | 4827428.8505 | 38791 | 50647 | Covanta Indianapolis Energy | 4497 | Covanta Indianapolis Inc | Commercial CHP | 2320 S. Harding Street | Indianapolis | Marion | Indiana | 46221 | biomass | Biomass = 5 MW | Municipal Solid Waste | 6.5 | 5 |  | 5 | [10 empty] | EIA-860, EIA-860M and EIA-923 | 202406 | -86.1891 | 39.7345
-8116894.067 | 5108575.2935 | 38792 | 50648 | Covanta Bristol Energy | 4474 | Covanta Bristol Inc | IPP Non-CHP | 170 Enterprise Dr | Bristol | Hartford | Connecticut | 6010 | biomass | Biomass = 13.2 MW | Municipal Solid Waste | 16.3 | 13.2 |  | 13.2 | [10 empty] | EIA-860, EIA-860M and EIA-923 | 202406 | -72.9153 | 41.6492
-8169381.2069 | 4973303.0703 | 38793 | 50649 | Covanta Babylon Inc | 4484 | Covanta Babylon Inc | Commercial Non-CHP | 125 Gleam Street | West Babylon | Suffolk | New York | 11704 | biomass | Biomass = 14.4 MW | Municipal Solid Waste | 17 | 14.4 |  | 14.4 | [10 empty] | EIA-860, EIA-860M and EIA-923 | 202406 | -73.3868 | 40.7348
-7839739.3705 | 5643685.5133 | 38794 | 50650 | ReEnergy Stratton LLC | 1950 | ReEnergy Stratton LLC | IPP Non-CHP | Rt. 27 | Stratton | Franklin | Maine | 4982 | biomass | Biomass = 46.1 MW | Wood/Wood Waste Biomass | 47 | 46.1 |  | 46.1 | [10 empty] | EIA-860, EIA-860M and EIA-923 | 202406 | -70.4256 | 45.1406
-8382965.4612 | 5406650.2526 | 38795 | 50652 | Lyonsdale Associates | 57280 | Eagle Creek Renewable Energy, LLC | IPP Non-CHP | Lyonsdale Road | Lyons Falls | Lewis | New York | 13368 | hydroelectric | Hydroelectric = 3 MW | Conventional Hydroelectric | 3 | 3 |  |  |  |  | 3 | [7 empty] | EIA-860, EIA-860M and EIA-923 | 202406 | -75.3055 | 43.6189
-13332395.2199 | 4774810.3299 | 38796 | 50654 | Steamboat Hills LP | 34691 | Ormat Nevada Inc | IPP Non-CHP | 20590 Wedge Parkway | Reno | Washoe | Nevada | 89521 | geothermal | Geothermal = 21.1MW, Solar = 5.6 MW | Geothermal; Solar Photovoltaic; | 37.2 | 26.7 |  |  |  | 21.1 | [5 empty] | 5.6 |  |  | EIA-860, EIA-860M and EIA-923 | 202406 | -119.7669 | 39.37
-8158672.2719 | 4994863.8984 | 38797 | 50656 | Huntington Resource Recovery Facility | 9097 | Huntington Resource Recovery | Commercial Non-CHP | 99 Town Line Road | East Northport | Suffolk | New York | 11731 | biomass | Biomass = 24.5 MW | Municipal Solid Waste | 28 | 24.5 |  | 24.5 | [10 empty] | EIA-860, EIA-860M and EIA-923 | 202406 | -73.2906 | 40.8814
-8622317.9511 | 4750446.6705 | 38798 | 50657 | Montgomery County Resource Recovery | 49760 | Covanta Montgomery, Inc. | IPP Non-CHP | 21204 Martinsburg Rd | Dickerson | Montgomery | Maryland | 20842 | biomass | Biomass = 54 MW | Municipal Solid Waste | 67.8 | 54 |  | 54 | [10 empty] | EIA-860, EIA-860M and EIA-923 | 202406 | -77.4556 | 39.2006
-8598439.9203 | 4678076.6286 | 38799 | 50658 | Covanta Fairfax Energy | 4425 | Covanta Fairfax Inc | Commercial Non-CHP | 9898 Furnace Road | Lorton | Fairfax | Virginia | 22079 | biomass | Biomass = 98 MW | Municipal Solid Waste | 124 | 98 |  | 98 | [10 empty] | EIA-860, EIA-860M and EIA-923 | 202406 | -77.2411 | 38.695
-10688685.9989 | 4318785.8195 | 38800 | 50660 | Covanta Tulsa Renewable Energy LLC | 56316 | Covanta Tulsa Renewable Energy LLC | Commercial CHP | 2122 S. Yukon Ave | Tulsa | Tulsa | Oklahoma | 74107 | biomass | Biomass = 15.6 MW | Municipal Solid Waste | 16.8 | 15.6 |  | 15.6 | [10 empty] | EIA-860, EIA-860M and EIA-923 | 202406 | -96.0181 | 36.1319
-7917509.7271 | 5276270.5812 | 38801 | 50661 | Covanta Haverhill | 13982 | Ogden Projects Inc-Haverhill | Commercial Non-CHP | 100 Recovery Way | Haverhill | Essex | Massachusetts | 1835 | biomass | Biomass = 42.8 MW | Municipal Solid Waste | 46 | 42.8 |  | 42.8 | [10 empty] | EIA-860, EIA-860M and EIA-923 | 202406 | -71.1242 | 42.765
-8473071.9098 | 5312687.2622 | 38802 | 50662 | Onondaga County Resource Recovery | 4487 | Covanta Onondega LP | Commercial Non-CHP | 5801 Rock Cut Road | Jamesville | Onondaga | New York | 13078 | biomass | Biomass = 30 MW | Municipal Solid Waste | 39.5 | 30 |  | 30 | [10 empty] | EIA-860, EIA-860M and EIA-923 | 202406 | -76.1149 | 43.0047
-8585938.7415 | 4693263.6202 | 38803 | 50663 | Covanta Alexandria/Arlington Energy | 4496 | Covanta Alexandria/Arlington | Commercial Non-CHP | 5301 Eisenhower Ave | Alexandria | Alexandria City | Virginia | 22304 | biomass | Biomass = 29 MW | Municipal Solid Waste | 29 | 29 |  | 29 | [10 empty] | EIA-860, EIA-860M and EIA-923 | 202406 | -77.1288 | 38.8014
-9190347.9168 | 3295462.5461 | 38804 | 50666 | Pasco Cnty Solid Waste Resource Recovery | 14519 | Pasco County | IPP Non-CHP | 14230 hays road | Spring Hill | Pasco | Florida | 34610 | biomass | Biomass = 26 MW | Municipal Solid Waste | 31.2 | 26 |  | 26 | [10 empty] | EIA-860, EIA-860M and EIA-923 | 202406 | -82.5583 | 28.3681
-12969900.664 | 4005287.7373 | 38805 | 50674 | Municipal Cogen Plant | 14395 | Palm Springs City of | Commercial Non-CHP | 205 N. El Cielo | Palm Springs | Riverside | California | 92263 | natural gas | Natural Gas = 1.2 MW | Natural Gas Internal Combustion Engine | 1.2 | 1.2 | [6 empty] | 1.2 | [5 empty] | EIA-860, EIA-860M and EIA-923 | 202406 | -116.5106 | 33.8247
-7768505.8057 | 5499830.0264 | 38806 | 50688 | Gardiner | 56838 | KEI (Maine) Power Management (III) LLC | IPP Non-CHP | 563 Water Street | Gardiner | Kennebec | Maine | 4345 | hydroelectric | Hydroelectric = 1 MW | Conventional Hydroelectric | 1 | 1 |  |  |  |  | 1 | [7 empty] | EIA-860, EIA-860M and EIA-923 | 202406 | -69.7857 | 44.2218
-12977414.7296 | 4019943.2778 | 38807 | 50690 | San Gorgonio Westwinds II LLC | 2770 | Terra-Gen Operating Co-Wind | IPP Non-CHP | 19435 Ruppert Street | North Palm Springs | Riverside | California | 92258 | wind | Wind = 43.4 MW | Onshore Wind Turbine | 43.4 | 43.4 | [10 empty] | 43.4 |  | EIA-860, EIA-860M and EIA-923 | 202406 | -116.5781 | 33.934
-13128809.2371 | 3987814.0971 | 38808 | 50696 | Plant No 1 Orange County | 14155 | Orange County Sanitation Dist | Commercial CHP | 10844 Ellis Avenue | Fountain Valley | Orange | California | 92708 | biomass | Biomass = 7.2 MW | Other Waste Biomass | 7.5 | 7.2 |  | 7.2 | [10 empty] | EIA-860, EIA-860M and EIA-923 | 202406 | -117.9381 | 33.6942
-7621477.8052 | 5650977.4187 | 38809 | 50699 | Pumpkin Hill | 56837 | KEI (Maine) Power Management (II) LLC | IPP Non-CHP | 172 Tannery Road | Lowell | Penobscot | Maine | 4967 | hydroelectric | Hydroelectric = 1 MW | Conventional Hydroelectric | 1 | 1 |  |  |  |  | 1 | [7 empty] | EIA-860, EIA-860M and EIA-923 | 202406 | -68.4649 | 45.1868
-13705132.5049 | 6019229.1286 | 38810 | 50700 | Lilliwaup Falls Generating | 15795 | William G. Reed Jr | IPP Non-CHP | 601 N. Lilliwaup St | Lilliwaup | Mason | Washington | 98555 | hydroelectric | Hydroelectric = 1.4 MW | Conventional Hydroelectric | 1.4 | 1.4 |  |  |  |  | 1.4 | [7 empty] | EIA-860, EIA-860M and EIA-923 | 202406 | -123.1153 | 47.4706
-7882631.9948 | 5346584.1224 | 38811 | 50702 | Salmon Falls | 7601 | Green Mountain Power Corp | Electric Utility | Liberty Street | South Berwick | York | Maine | 3908 | hydroelectric | Hydroelectric = 1.2 MW | Conventional Hydroelectric | 1.2 | 1.2 |  |  |  |  | 1.2 | [7 empty] | EIA-860, EIA-860M and EIA-923 | 202406 | -70.8109 | 43.227
-7885965.4569 | 5350271.943 | 38812 | 50704 | Somersworth Lower Great Dam | 7601 | Green Mountain Power Corp | Electric Utility | 82 Buffumsville Road | Somersworth | Strafford | New Hampshire | 3878 | hydroelectric | Hydroelectric = 1.2 MW | Conventional Hydroelectric | 1.3 | 1.2 |  |  |  |  | 1.2 | [7 empty] | EIA-860, EIA-860M and EIA-923 | 202406 | -70.8408 | 43.2511
-11663343.8006 | 4880280.9249 | 38813 | 50707 | JM Shafer Generating Station | 30151 | Tri-State G & T Assn, Inc | Electric Utility | 6811 Weld County Road 31 | Ft. Lupton | Weld | Colorado | 80621 | natural gas | Natural Gas = 272 MW | Natural Gas Fired Combined Cycle | 396.9 | 272 | [6 empty] | 272 | [5 empty] | EIA-860, EIA-860M and EIA-923 | 202406 | -104.7736 | 40.0986
-16455478.117 | 9570063.9251 | 38814 | 50711 | University of Alaska Fairbanks | 19511 | University of Alaska | Commercial CHP | 802 Alumni drive | Fairbanks | Fairbanks North Star | Alaska | 99775 | coal | Coal = 26.1 MW, Petroleum = 9.6 MW | Conventional Steam Coal; Petroleum Liquids; | 39.6 | 35.7 |  |  | 26.1 | [5 empty] | 9.6 |  |  |  | EIA-860, EIA-860M and EIA-923 | 202406 | -147.8221 | 64.8542
-8148152.5801 | 5476327.7232 | 38815 | 50713 | Huntington Falls | 7601 | Green Mountain Power Corp | Electric Utility | 32 Morgan Horse Farm Road | Weybridge | Addison | Vermont | 5753 | hydroelectric | Hydroelectric = 5.5 MW | Conventional Hydroelectric | 5.7 | 5.5 |  |  |  |  | 5.5 | [7 empty] | EIA-860, EIA-860M and EIA-923 | 202406 | -73.1961 | 44.0703
-12741914.2281 | 5305031.202 | 38816 | 50718 | GeoBon II | 64961 | Koosh, Inc. | IPP Non-CHP | 190 Arkoosh Road | Shoshone | Lincoln | Idaho | 83352 | hydroelectric | Hydroelectric = 1 MW | Conventional Hydroelectric | 1 | 1 |  |  |  |  | 1 | [7 empty] | EIA-860, EIA-860M and EIA-923 | 202406 | -114.4626 | 42.9544
-9964953.4615 | 4965505.2468 | 38817 | 50721 | Tazewell Gas Recovery | 54843 | WM Illinois Renewable Energy LLC | IPP Non-CHP | 3550 E. Washington Street | East Peoria | Tazewell | Illinois | 61611 | biomass | Biomass = 2.4 MW | Landfill Gas | 2.4 | 2.4 |  | 2.4 | [10 empty] | EIA-860, EIA-860M and EIA-923 | 202406 | -89.5167 | 40.6817
-8892412.4316 | 4911049.6307 | 38818 | 50729 | Clairton Works | 19517 | United States Steel- Clairton | Industrial CHP | 400 State St. | Clairton | Allegheny | Pennsylvania | 15025 | other | Other = 24 MW | Other Gases | 31 | 24 | [11 empty] | 24 | EIA-860, EIA-860M and EIA-923 | 202406 | -79.8819 | 40.3097
-8889573.7846 | 4923144.3197 | 38819 | 50732 | Mon Valley Works | 19519 | United States Steel-Mon Valley | Industrial CHP | Camp Hollow Road | Dravosburg | Allegheny | Pennsylvania | 15034 | other | Other = 61.9 MW | Other Gases | 52.5 | 61.9 | [11 empty] | 61.9 | EIA-860, EIA-860M and EIA-923 | 202406 | -79.8564 | 40.3925
-9721412.687 | 5104587.4208 | 38820 | 50733 | Gary Works | 19526 | United States Steel-Gary | Industrial CHP | 1 North Broadway | Gary | Lake | Indiana | 46402 | other | Other = 161 MW | Other Gases | 161 | 161 | [11 empty] | 161 | EIA-860, EIA-860M and EIA-923 | 202406 | -87.3289 | 41.6224
-7925580.3902 | 5440072.0101 | 38821 | 50739 | NE Renewable Tamworth, LLC | 65547 | NE Renewable Tamworth, LLC | IPP Non-CHP | 469 Plains Rd | Tamworth | Carroll | New Hampshire | 3886 | biomass | Biomass = 20 MW | Wood/Wood Waste Biomass | 25 | 20 |  | 20 | [10 empty] | EIA-860, EIA-860M and EIA-923 | 202406 | -71.1967 | 43.8358
-7931226.5147 | 5563903.993 | 38822 | 50741 | Pontook Hydro Facility | 15213 | Pontook Operating LP | IPP Non-CHP | 48 Hydro Drive | Dummer | Coos | New Hampshire | 3588 | hydroelectric | Hydroelectric = 10.5 MW | Conventional Hydroelectric | 10.5 | 10.5 |  |  |  |  | 10.5 | [7 empty] | EIA-860, EIA-860M and EIA-923 | 202406 | -71.2474 | 44.6328
-8415860.7046 | 5324208.1152 | 38823 | 50744 | Sterling Power Plant | 14182 | Sterling Power Partners LP | IPP Non-CHP | 110 East Seneca Street | Sherrill | Oneida | New York | 13461 | natural gas | Natural Gas = 54.8 MW, Petroleum = 1.1 MW | Natural Gas Fired Combined Cycle; Petroleum Liquids; | 65.3 | 55.9 | [6 empty] | 54.8 |  | 1.1 |  |  |  | EIA-860, EIA-860M and EIA-923 | 202406 | -75.601 | 43.0803
-13572873.8178 | 4495822.0307 | 38824 | 50748 | Agnews Power Plant | 2871 | OLS Energy-Agnews Inc. | IPP Non-CHP | 3800 Cisco Way | San Jose | Santa Clara | California | 95134 | natural gas | Natural Gas = 28 MW | Natural Gas Fired Combined Cycle | 32 | 28 | [6 empty] | 28 | [5 empty] | EIA-860, EIA-860M and EIA-923 | 202406 | -121.9272 | 37.4058
-13398868.5407 | 4324082.1065 | 38825 | 50750 | Coalinga Cogeneration Facility | 23005 | Aera Energy LLC-Coalinga | Industrial CHP | 29010 Shell Rd | Coalinga | Fresno | California | 93210 | natural gas | Natural Gas = 6.4 MW | Natural Gas Fired Combustion Turbine | 6.8 | 6.4 | [6 empty] | 6.4 | [5 empty] | EIA-860, EIA-860M and EIA-923 | 202406 | -120.3641 | 36.1703
-13243056.4305 | 4221186.9252 | 38826 | 50751 | Southeast Kern River Cogen | 54713 | Chevron USA Inc | Industrial CHP | 3500 Alfred Harrel Hwy | Bakersfield | Kern | California | 93308 | natural gas | Natural Gas = 26.8 MW | Natural Gas Fired Combustion Turbine | 30.8 | 26.8 | [6 empty] | 26.8 | [5 empty] | EIA-860, EIA-860M and EIA-923 | 202406 | -118.9644 | 35.4206
-13325777.9441 | 4223647.5359 | 38827 | 50752 | South Belridge Cogeneration Facility | 164 | AERA Energy LLC | Industrial CHP | 19590 Seventh Standard Rd | McKittrick | Kern | California | 93251 | natural gas | Natural Gas = 57 MW | Natural Gas Fired Combustion Turbine | 94.2 | 57 | [6 empty] | 57 | [5 empty] | EIA-860, EIA-860M and EIA-923 | 202406 | -119.7075 | 35.4386
-13166467.285 | 4169847.0845 | 38828 | 50754 | Oak Creek Energy Systems I | 2770 | Terra-Gen Operating Co-Wind | IPP Non-CHP | 14633 Willow Springs Rd. | Mojave | Kern | California | 93501 | wind | Wind = 34.5 MW | Onshore Wind Turbine | 34.5 | 34.5 | [10 empty] | 34.5 |  | EIA-860, EIA-860M and EIA-923 | 202406 | -118.2764 | 35.0439
-13449057.8237 | 4600578.3365 | 38829 | 50755 | New Hogan Power Plant | 12745 | Modesto Irrigation District | Electric Utility | 2713 Hogan Dam Road | Valley Springs | Calaveras | California | 95252 | hydroelectric | Hydroelectric = 2.8 MW | Conventional Hydroelectric | 3 | 2.8 |  |  |  |  | 2.8 | [7 empty] | EIA-860, EIA-860M and EIA-923 | 202406 | -120.8149 | 38.1496
-7795053.6118 | 5458859.5229 | 38830 | 50758 | Pejepscot Hydroelectric Project | 19013 | Topsham Hydro Partners | IPP Non-CHP | 110 Pejepscot Village | Topsham | Sagadahoc | Maine | 4086 | hydroelectric | Hydroelectric = 12.9 MW | Conventional Hydroelectric | 13.5 | 12.9 |  |  |  |  | 12.9 | [7 empty] | EIA-860, EIA-860M and EIA-923 | 202406 | -70.0242 | 43.9574
-8418044.7931 | 5462794.7531 | 38831 | 50759 | West End Dam Hydroelectric Project | 66098 | Elevate Power Management LLC | IPP Non-CHP | 695 West End Avenue | Carthage | Jefferson | New York | 13619 | hydroelectric | Hydroelectric = 4.2 MW | Conventional Hydroelectric | 4.4 | 4.2 |  |  |  |  | 4.2 | [7 empty] | EIA-860, EIA-860M and EIA-923 | 202406 | -75.6206 | 43.9829
-13197550.4698 | 4800407.7974 | 38832 | 50765 | Stillwater Facility | 50131 | Enel Stillwater LLC | IPP Non-CHP | 4785 Lawrence Lane | Fallon | Churchill | Nevada | 89406 | geothermal | Geothermal = 40.4MW, Solar = 21.8 MW | Geothermal; Solar Photovoltaic; | 69.2 | 62.2 |  |  |  | 40.4 | [5 empty] | 21.8 |  |  | EIA-860, EIA-860M and EIA-923 | 202406 | -118.5556 | 39.5475
-12830328.2865 | 3870853.4478 | 38833 | 50766 | Ormesa I | 34691 | Ormat Nevada Inc | IPP Non-CHP | 3300 East Evan Hewes Highway | Holtville | Imperial | California | 92250 | geothermal | Geothermal = 17.6MW | Geothermal | 26.4 | 17.6 |  |  |  | 17.6 | [8 empty] | EIA-860, EIA-860M and EIA-923 | 202406 | -115.2568 | 32.8156
-8373000.8083 | 5379564.3337 | 38834 | 50768 | Forestport | 63840 | Clear Energy Capital, LLC | IPP Non-CHP | Canal Rd | Forestport | Oneida | New York | 13421 | hydroelectric | Hydroelectric = 3.4 MW | Conventional Hydroelectric | 3.4 | 3.4 |  |  |  |  | 3.4 | [7 empty] | EIA-860, EIA-860M and EIA-923 | 202406 | -75.2159 | 43.4425
-9486713.7971 | 5497066.1176 | 38835 | 50770 | National Energy of McBain | 19781 | National Salvage & Service Corporation | IPP Non-CHP | 6751 W. Gerwoude Dr | McBain | Missaukee | Michigan | 49657 | biomass | Biomass = 18 MW | Wood/Wood Waste Biomass | 20 | 18 |  | 18 | [10 empty] | EIA-860, EIA-860M and EIA-923 | 202406 | -85.2206 | 44.204
-9285904.5677 | 5571283.9341 | 38836 | 50772 | National Energy of Lincoln | 19781 | National Salvage & Service Corporation | IPP Non-CHP | 509 West State Rd | Lincoln | Alcona | Michigan | 48742 | biomass | Biomass = 16.3 MW | Wood/Wood Waste Biomass | 20 | 16.3 |  | 16.3 | [10 empty] | EIA-860, EIA-860M and EIA-923 | 202406 | -83.4167 | 44.68
-8446711.4544 | 4991065.9715 | 38837 | 50776 | Panther Creek Energy Facility | 14432 | Panther Creek Power Operating, LLC | IPP Non-CHP | 4 Dennison Road | Nesquehoning | Carbon | Pennsylvania | 18240 | coal | Coal = 80 MW | Conventional Steam Coal | 94 | 80 |  |  | 80 | [9 empty] | EIA-860, EIA-860M and EIA-923 | 202406 | -75.8781 | 40.8556
-8274061.7146 | 4933120.0309 | 38838 | 50799 | Parlin Power Plant | 61536 | Consolidated Edison Energy, Inc. | IPP Non-CHP | 790 Washington Road | Parlin | Middlesex | New Jersey | 8859 | natural gas | Natural Gas = 114.6 MW | Natural Gas Fired Combined Cycle | 135 | 114.6 | [6 empty] | 114.6 | [5 empty] | EIA-860, EIA-860M and EIA-923 | 202406 | -74.3272 | 40.4607
-9083425.5459 | 3557367.983 | 38839 | 50803 | Seminole Mill | 27718 | WestRock Seminole | Industrial CHP | 9649 East Port Rd | Jacksonville | Duval | Florida | 32218 | natural gas | Natural Gas = 20 MW | Natural Gas Steam Turbine | 30 | 20 | [6 empty] | 20 | [5 empty] | EIA-860, EIA-860M and EIA-923 | 202406 | -81.5978 | 30.4178
-9034534.0255 | 3783818.6649 | 38840 | 50804 | Port Wentworth Mill | 20505 | International Paper Port Wentworth Mill | Industrial CHP | 1 Bonnybridge Road | Port Wentworth | Chatham | Georgia | 31407 | biomass | Biomass = 72.3 MW | Wood/Wood Waste Biomass | 72.3 | 72.3 |  | 72.3 | [10 empty] | EIA-860, EIA-860M and EIA-923 | 202406 | -81.1586 | 32.1561
-8856645.4792 | 4048920.8347 | 38841 | 50806 | Florence Mill | 18162 | WestRock-Florence | Industrial CHP | 7320 Mill Road | Florence | Florence | South Carolina | 29501 | biomass | Biomass = 98.8 MW | Wood/Wood Waste Biomass | 103.8 | 98.8 |  | 98.8 | [10 empty] | EIA-860, EIA-860M and EIA-923 | 202406 | -79.5606 | 34.1497
-10322400.3464 | 3799489.3623 | 38842 | 50810 | Westrock Hodge (LA) | 18155 | Westrock (LA) | Industrial CHP | Mill Street | Hodge | Jackson | Louisiana | 71247 | biomass | Biomass = 66.4 MW | Wood/Wood Waste Biomass | 66.4 | 66.4 |  | 66.4 | [10 empty] | EIA-860, EIA-860M and EIA-923 | 202406 | -92.7277 | 32.2752
-8602948.3597 | 4479802.3976 | 38843 | 50813 | Hopewell Mill | 18147 | RockTenn-Hopewell | Industrial CHP | 910 Industrial St. | Hopewell | Hopewell City | Virginia | 23860 | biomass | Biomass = 40.7 MW | Wood/Wood Waste Biomass | 47.6 | 40.7 |  | 40.7 | [10 empty] | EIA-860, EIA-860M and EIA-923 | 202406 | -77.2816 | 37.2914
-10587344.0741 | 3479933.048 | 38844 | 50815 | Odyssey Energy Altura Cogen, LLC | 55879 | Odyssey Operating Services | IPP CHP | 2330 Sheldon Road | Channelview | Harris | Texas | 77530 | natural gas | Natural Gas = 481.9 MW | Natural Gas Fired Combined Cycle | 643.6 | 481.9 | [6 empty] | 481.9 | [5 empty] | EIA-860, EIA-860M and EIA-923 | 202406 | -95.1077 | 29.8161
-12973342.1061 | 4014163.6958 | 38845 | 50820 | East Winds Project | 2770 | Terra-Gen Operating Co-Wind | IPP Non-CHP | 5400 N Indian Canyon Drive | Palm Springs | Riverside | California | 92262 | wind | Wind = 3 MW | Onshore Wind Turbine | 3 | 3 | [10 empty] | 3 |  | EIA-860, EIA-860M and EIA-923 | 202406 | -116.5415 | 33.8909
-13165110.5231 | 4169998.1471 | 38846 | 50821 | Mojave 16/17/18 | 2770 | Terra-Gen Operating Co-Wind | IPP Non-CHP | 7021 Oak Creek Road | Mojave | Kern | California | 93501 | wind | Wind = 88.5 MW | Onshore Wind Turbine | 88.5 | 88.5 | [10 empty] | 88.5 |  | EIA-860, EIA-860M and EIA-923 | 202406 | -118.2642 | 35.045
-13546225.2676 | 6014940.8968 | 38847 | 50827 | Twin Falls Hydro | 64078 | Central Rivers Power US, LLC | IPP Non-CHP | 49032 Southeast 177th Street | North Bend | King | Washington | 98033 | hydroelectric | Hydroelectric = 22.8 MW | Conventional Hydroelectric | 24 | 22.8 |  |  |  |  | 22.8 | [7 empty] | EIA-860, EIA-860M and EIA-923 | 202406 | -121.6878 | 47.4446
-13623501.9223 | 4574849.7901 | 38848 | 50831 | Nove Power Plant | 13876 | Nove Investments I LLC | IPP Non-CHP | 1 Parr Blvd | Richmond | Contra Costa | California | 94801 | biomass | Biomass = 3 MW | Landfill Gas | 3 | 3 |  | 3 | [10 empty] | EIA-860, EIA-860M and EIA-923 | 202406 | -122.382 | 37.9676
-9605653.107 | 5499131.5154 | 38849 | 50835 | TES Filer City Station | 18414 | TES Filer City Station LP | IPP CHP | 700 Mee St. | Filer City | Manistee | Michigan | 49634 | coal | Coal = 60 MW | Conventional Steam Coal | 70 | 60 |  |  | 60 | [9 empty] | EIA-860, EIA-860M and EIA-923 | 202406 | -86.2891 | 44.2173
-10093260.3066 | 3510492.9302 | 38850 | 50846 | Gramercy Holdings LLC | 56097 | Gramercy Holdings I LLC | Industrial CHP | 1111 Airline Highway | Gramercy | St James | Louisiana | 70052 | natural gas | Natural Gas = 76 MW | Natural Gas Fired Combustion Turbine; Natural Gas Steam Turbine; | 85.3 | 76 | [6 empty] | 76 | [5 empty] | EIA-860, EIA-860M and EIA-923 | 202406 | -90.6693 | 30.054
-13610296.0911 | 4561124.0919 | 38851 | 50849 | PE Berkeley | 61261 | Berkeley Cogeneration Facility | Commercial CHP | Frank Schlessenger Way Oxford | Berkeley | Alameda | California | 94720 | natural gas | Natural Gas = 24 MW | Natural Gas Fired Combined Cycle | 28.5 | 24 | [6 empty] | 24 | [5 empty] | EIA-860, EIA-860M and EIA-923 | 202406 | -122.2634 | 37.8703
-13100179.0886 | 4027409.1364 | 38852 | 50850 | OLS Energy Chino | 14265 | OLS Energy-Chino | IPP CHP | 5601 Eucalyptus Ave. | Chino | San Bernardino | California | 91710 | natural gas | Natural Gas = 29 MW | Natural Gas Fired Combined Cycle | 30.8 | 29 | [6 empty] | 29 | [5 empty] | EIA-860, EIA-860M and EIA-923 | 202406 | -117.6809 | 33.9896
-13252353.3891 | 4050568.874 | 38853 | 50851 | CSUCI Site Authority | 56835 | CSUCI Site Authority | IPP CHP | 1947 W. Potrero Rd | Camarillo | Ventura | California | 93012 | natural gas | Natural Gas = 28.3 MW | Natural Gas Fired Combined Cycle | 31.1 | 28.3 | [6 empty] | 28.3 | [5 empty] | EIA-860, EIA-860M and EIA-923 | 202406 | -119.0479 | 34.162
-9166099.0808 | 3243289.0265 | 38854 | 50858 | Hillsborough County Resource Recovery | 8633 | Hillsborough County | Commercial Non-CHP | 350 Falkenburg Road N | Tampa | Hillsborough | Florida | 33619 | biomass | Biomass = 42 MW | Municipal Solid Waste | 47 | 42 |  | 42 | [10 empty] | EIA-860, EIA-860M and EIA-923 | 202406 | -82.3405 | 27.9549
-8531926.5246 | 4876279.7233 | 38855 | 50859 | Lancaster County Resource Recovery | 4447 | Covanta Lancaster Inc | Commercial Non-CHP | 1911 River Road | Brainbridge | Lancaster | Pennsylvania | 17502 | biomass | Biomass = 32.4 MW | Municipal Solid Waste | 35.7 | 32.4 |  | 32.4 | [10 empty] | EIA-860, EIA-860M and EIA-923 | 202406 | -76.6436 | 40.0711
-9539324.3903 | 5304299.7945 | 38856 | 50860 | Kent County Waste to Energy Facility | 10162 | Kent County | Commercial Non-CHP | 950 Market Avenue, SW | Grand Rapids | Kent | Michigan | 49503 | biomass | Biomass = 15.7 MW | Municipal Solid Waste | 18 | 15.7 |  | 15.7 | [10 empty] | EIA-860, EIA-860M and EIA-923 | 202406 | -85.6932 | 42.9496
-13451936.3231 | 4291804.8917 | 38857 | 50864 | Sargent Canyon Cogeneration | 16636 | Sargent Canyon Cogeneration Co | IPP CHP | P. O. Box 81018 | Bakersfield | Monterey | California | 93450 | natural gas | Natural Gas = 30 MW | Natural Gas Fired Combustion Turbine | 38.2 | 30 | [6 empty] | 30 | [5 empty] | EIA-860, EIA-860M and EIA-923 | 202406 | -120.8408 | 35.9359
-13454953.0813 | 4293949.8973 | 38858 | 50865 | Salinas River Cogeneration | 16506 | Salinas River Cogeneration Co | IPP CHP | 27 miles north of Paso Robles | San Ardo | Monterey | California | 93450 | natural gas | Natural Gas = 33 MW | Natural Gas Fired Combustion Turbine | 38.9 | 33 | [6 empty] | 33 | [5 empty] | EIA-860, EIA-860M and EIA-923 | 202406 | -120.8679 | 35.9515
-7967904.0606 | 5355697.5316 | 38859 | 50873 | Wheelabrator Concord Facility | 20541 | Wheelabrator Environmental Systems | IPP Non-CHP | 11 Whitney Rd | Concord | Merrimack | New Hampshire | 3303 | biomass | Biomass = 12 MW | Municipal Solid Waste | 14 | 12 |  | 12 | [10 empty] | EIA-860, EIA-860M and EIA-923 | 202406 | -71.5769 | 43.2866
-9175084.0108 | 3242611.9141 | 38860 | 50875 | McKay Bay Facility | 63619 | City of Tampa | IPP Non-CHP | 107 N. 34th St. | Tampa | Hillsborough | Florida | 33605 | biomass | Biomass = 18 MW | Municipal Solid Waste | 22.1 | 18 |  | 18 | [10 empty] | EIA-860, EIA-860M and EIA-923 | 202406 | -82.4212 | 27.9495
-7917253.6923 | 5270389.1192 | 38861 | 50877 | Wheelabrator North Andover | 20541 | Wheelabrator Environmental Systems | IPP Non-CHP | 285 Holt Rd | North Andover | Essex | Massachusetts | 1845 | biomass | Biomass = 30 MW | Municipal Solid Waste | 40.3 | 30 |  | 30 | [10 empty] | EIA-860, EIA-860M and EIA-923 | 202406 | -71.1219 | 42.7262
-7989054.7638 | 5194202.0023 | 38862 | 50878 | Wheelabrator Millbury Facility | 20541 | Wheelabrator Environmental Systems | IPP Non-CHP | 331 Southwest Cutoff Rd | Millbury | Worcester | Massachusetts | 1527 | biomass | Biomass = 40 MW | Municipal Solid Waste | 47.6 | 40 |  | 40 | [10 empty] | EIA-860, EIA-860M and EIA-923 | 202406 | -71.7669 | 42.2214
-7901501.9843 | 5228174.8472 | 38863 | 50880 | Wheelabrator Saugus | 20541 | Wheelabrator Environmental Systems | IPP Non-CHP | 100 Salem Turnpike | Saugus | Essex | Massachusetts | 1906 | biomass | Biomass = 32.8 MW | Municipal Solid Waste | 57.8 | 32.8 |  | 32.8 | [10 empty] | EIA-860, EIA-860M and EIA-923 | 202406 | -70.9804 | 42.447
-13612063.6219 | 4928382.5111 | 38864 | 50881 | Wheelabrator Shasta | 64579 | Shasta Sustainable Resource Management, Inc. | IPP Non-CHP | 20811 Industry Rd | Anderson | Shasta | California | 96007 | biomass | Biomass = 56.4 MW | Wood/Wood Waste Biomass | 54.9 | 56.4 |  | 56.4 | [10 empty] | EIA-860, EIA-860M and EIA-923 | 202406 | -122.2792 | 40.4283
-8231224.0821 | 5053304.4641 | 38865 | 50882 | Wheelabrator Westchester | 20541 | Wheelabrator Environmental Systems | IPP CHP | One Charles Point Ave. | Peekskill | Westchester | New York | 10566 | biomass | Biomass = 51 MW | Municipal Solid Waste | 59.7 | 51 |  | 51 | [10 empty] | EIA-860, EIA-860M and EIA-923 | 202406 | -73.9423 | 41.2771
-8149510.6778 | 5036340.0043 | 38866 | 50883 | Wheelabrator Bridgeport | 20541 | Wheelabrator Environmental Systems | IPP Non-CHP | 6 Howard Ave | Bridgeport | Fairfield | Connecticut | 6605 | biomass | Biomass = 58 MW | Municipal Solid Waste | 67 | 58 |  | 58 | [10 empty] | EIA-860, EIA-860M and EIA-923 | 202406 | -73.2083 | 41.1625
-9203238.7138 | 3233009.189 | 38867 | 50884 | Pinellas County Resource Recovery | 55871 | Covanta Projects, LLC | Commercial Non-CHP | 3001-110th Avenue North | St. Petersburg | Pinellas | Florida | 33716 | biomass | Biomass = 58.1 MW | Municipal Solid Waste | 76.5 | 58.1 |  | 58.1 | [10 empty] | EIA-860, EIA-860M and EIA-923 | 202406 | -82.6741 | 27.8733
-8364335.0312 | 4847547.6264 | 38868 | 50885 | Wheelabrator Gloucester LP | 20541 | Wheelabrator Environmental Systems | IPP Non-CHP | 600 US RT 130 | Westville | Gloucester | New Jersey | 8093 | biomass | Biomass = 12 MW | Municipal Solid Waste | 14 | 12 |  | 12 | [10 empty] | EIA-860, EIA-860M and EIA-923 | 202406 | -75.1381 | 39.8733
-13080512.1629 | 6044912.5847 | 38869 | 50886 | Spokane Waste to Energy | 42892 | City of Spokane | IPP Non-CHP | 2900 S Geiger Blvd | Spokane | Spokane | Washington | 99224 | biomass | Biomass = 22.7 MW | Municipal Solid Waste | 26 | 22.7 |  | 22.7 | [10 empty] | EIA-860, EIA-860M and EIA-923 | 202406 | -117.5042 | 47.6263
-8927667.3143 | 3007592.2236 | 38870 | 50887 | Wheelabrator South Broward | 20541 | Wheelabrator Environmental Systems | IPP Non-CHP | 4400 S State Rd 7 | Ft. Lauderdale | Broward | Florida | 33314 | biomass | Biomass = 54 MW | Municipal Solid Waste | 66 | 54 |  | 54 | [10 empty] | EIA-860, EIA-860M and EIA-923 | 202406 | -80.1986 | 26.0687
-8402306.1095 | 4966973.2884 | 38871 | 50888 | Northampton Generating Company LP | 23013 | EIF Northampton GP, LLC | IPP Non-CHP | 1 Horwith Drive | Northampton | Northampton | Pennsylvania | 18067 | coal | Coal = 112 MW | Conventional Steam Coal | 134.1 | 112 |  |  | 112 | [9 empty] | EIA-860, EIA-860M and EIA-923 | 202406 | -75.4792 | 40.6917
-9197023.7466 | 4269242.9289 | 38872 | 50890 | Ivy River Hydro | 11468 | Madison Hydro Partners | IPP Non-CHP | 33 Oak Grove Road | Marshall | Madison | North Carolina | 28753 | hydroelectric | Hydroelectric = 1.2 MW | Conventional Hydroelectric | 1.2 | 1.2 |  |  |  |  | 1.2 | [7 empty] | EIA-860, EIA-860M and EIA-923 | 202406 | -82.6183 | 35.7716
-12948212.2876 | 5655872.529 | 38873 | 50891 | El Dorado Hydro Elk Creek | 63985 | Hydroland Omega LLC | IPP Non-CHP | Elk Lake Road | New Meadows | Idaho | Idaho | 83654 | hydroelectric | Hydroelectric = 2.3 MW | Conventional Hydroelectric | 2.6 | 2.3 |  |  |  |  | 2.3 | [7 empty] | EIA-860, EIA-860M and EIA-923 | 202406 | -116.3158 | 45.2178
-13445001.7867 | 4690695.6569 | 38874 | 50892 | Rock Creek LP | 63985 | Hydroland Omega LLC | IPP Non-CHP | 10105 Rock Creek Road | Placerville | El Dorado | California | 95667 | hydroelectric | Hydroelectric = 3 MW | Conventional Hydroelectric | 3 | 3 |  |  |  |  | 3 | [7 empty] | EIA-860, EIA-860M and EIA-923 | 202406 | -120.7785 | 38.7834
-8868300.4073 | 4965677.7302 | 38875 | 50893 | Allegheny No. 5 Hydro Station | 57280 | Eagle Creek Renewable Energy, LLC | IPP Non-CHP | 130 Schenley Marina Drive | Schenley | Armstrong | Pennsylvania | 15682 | hydroelectric | Hydroelectric = 6 MW | Conventional Hydroelectric | 9.2 | 6 |  |  |  |  | 6 | [7 empty] | EIA-860, EIA-860M and EIA-923 | 202406 | -79.6653 | 40.6829
-8858495.8318 | 4970598.6799 | 38876 | 50894 | Allegheny No 6 Hydro Station | 57280 | Eagle Creek Renewable Energy, LLC | IPP Non-CHP | 459 Kelly Station Road | Ford City | Armstrong | Pennsylvania | 16226 | hydroelectric | Hydroelectric = 8 MW | Conventional Hydroelectric | 9.2 | 8 |  |  |  |  | 8 | [7 empty] | EIA-860, EIA-860M and EIA-923 | 202406 | -79.5772 | 40.7164
-12696818.4797 | 5245369.7639 | 38877 | 50895 | Bypass | 60851 | North Side Energy Company | IPP Non-CHP | 2371 East 1100 South | Hazelton | Jerome | Idaho | 83335 | hydroelectric | Hydroelectric = 9.9 MW | Conventional Hydroelectric | 9.9 | 9.9 |  |  |  |  | 9.9 | [7 empty] | EIA-860, EIA-860M and EIA-923 | 202406 | -114.0575 | 42.5609
-12697940.1349 | 5249273.6203 | 38878 | 50896 | S E Hazelton A | 60851 | North Side Energy Company | IPP Non-CHP | 2310 East 930 South | Hazelton | Jerome | Idaho | 83335 | hydroelectric | Hydroelectric = 8.7 MW | Conventional Hydroelectric | 8.7 | 8.7 |  |  |  |  | 8.7 | [7 empty] | EIA-860, EIA-860M and EIA-923 | 202406 | -114.0675 | 42.5867
-8847559.805 | 4997101.5407 | 38879 | 50897 | Allegheny Hydro No 8 | 56813 | Allegheny Hydro LP | IPP Non-CHP | 1628 Tarrtown Road | Adrian | Armstrong | Pennsylvania | 16210 | hydroelectric | Hydroelectric = 13.6 MW | Conventional Hydroelectric | 13.6 | 13.6 |  |  |  |  | 13.6 | [7 empty] | EIA-860, EIA-860M and EIA-923 | 202406 | -79.479 | 40.8966
-8855541.3012 | 5005848.0899 | 38880 | 50898 | Allegheny Hydro No 9 | 56813 | Allegheny Hydro LP | IPP Non-CHP | 2264 River Road | Cowansville | Armstrong | Pennsylvania | 16218 | hydroelectric | Hydroelectric = 17.8 MW | Conventional Hydroelectric | 17.8 | 17.8 |  |  |  |  | 17.8 | [7 empty] | EIA-860, EIA-860M and EIA-923 | 202406 | -79.5507 | 40.956
-8904969.2702 | 4551171.7543 | 38881 | 50900 | Covington Facility | 20508 | WestRock Corp | Industrial CHP | 104 East Riverside St | Covington | Alleghany | Virginia | 24426 | biomass | Biomass = 113.5 MW,Coal = 43 MW | Wood/Wood Waste Biomass; Conventional Steam Coal; | 160.9 | 156.5 |  | 113.5 | 43 | [9 empty] | EIA-860, EIA-860M and EIA-923 | 202406 | -79.9947 | 37.7997
-9669210.9703 | 4930659.8574 | 38882 | 50903 | Sagamore Plant Cogeneration | 8 | Tate & Lyle Ingredients Americas Inc | Industrial CHP | 2245 Sagamorc Parkway North | Lafayette | Tippecanoe | Indiana | 47904 | natural gas | Natural Gas = 7.4 MW | Natural Gas Steam Turbine | 7.4 | 7.4 | [6 empty] | 7.4 | [5 empty] | EIA-860, EIA-860M and EIA-923 | 202406 | -86.86 | 40.4439
-11869461.9679 | 4175312.8867 | 38883 | 50906 | Ford Utilities Center | 21964 | University of New Mexico | Commercial CHP | Building # 116 | Albuquerque | Bernalillo | New Mexico | 87131 | natural gas | Natural Gas = 12.2 MW, Other = 0.7 MW | Natural Gas Fired Combustion Turbine; All Other; | 14.8 | 12.9 | [6 empty] | 12.2 |  |  |  |  | 0.7 | EIA-860, EIA-860M and EIA-923 | 202406 | -106.6252 | 35.0841
-8507610.8969 | 5365215.5866 | 38884 | 50907 | Oswego County Energy Recovery | 14222 | Oswego County | Commercial CHP | 2801 State Route 481 | Fulton | Oswego | New York | 13069 | biomass | Biomass = 3.4 MW | Municipal Solid Waste | 3.6 | 3.4 |  | 3.4 | [10 empty] | EIA-860, EIA-860M and EIA-923 | 202406 | -76.4252 | 43.3488
-13536432.2693 | 5697518.1606 | 38885 | 50917 | Middle Fork Irrigation District | 12502 | Middle Fork Irrigation Dist | IPP Non-CHP | 8235 Clear Creek Road | Parkdale | Hood River | Oregon | 97041 | hydroelectric | Hydroelectric = 3.3 MW | Conventional Hydroelectric | 3.3 | 3.3 |  |  |  |  | 3.3 | [7 empty] | EIA-860, EIA-860M and EIA-923 | 202406 | -121.5998 | 45.4807
-13215916.85 | 5536703.026 | 38886 | 50921 | Co-Gen LLC | 3770 | Co-Generation Co | IPP CHP | 457 Front Street | Prairie City | Grant | Oregon | 97869 | biomass | Biomass = 7.5 MW | Wood/Wood Waste Biomass | 7.5 | 7.5 |  | 7.5 | [10 empty] | EIA-860, EIA-860M and EIA-923 | 202406 | -118.7206 | 44.4587
-12070127.4838 | 5750225.1895 | 38887 | 50931 | Yellowstone Energy LP | 21773 | Yellowstone Energy LP | IPP CHP | 2215 N. Frontage Rosd | Billings | Yellowstone | Montana | 59101 | petroleum | Petroleum = 52 MW | Petroleum Coke | 68 | 52 | [8 empty] | 52 |  |  |  | EIA-860, EIA-860M and EIA-923 | 202406 | -108.4278 | 45.8117
-10414800.3105 | 5097291.7293 | 38888 | 50932 | Des Moines Wastewater Reclamation Fac | 5089 | Des Moines Metro WRF | Commercial CHP | 3000 Vandalia Rd | Des Moines | Polk | Iowa | 50317 | biomass | Biomass = 2.8 MW | Other Waste Biomass | 2.8 | 2.8 |  | 2.8 | [10 empty] | EIA-860, EIA-860M and EIA-923 | 202406 | -93.5577 | 41.5734
-9954244.5265 | 5722749.9298 | 38889 | 50933 | Rhinelander Mill | 61707 | Ahlstrom-Munksjo | Industrial CHP | 515 W Davenport Street | Rhinelander | Oneida | Wisconsin | 54501 | natural gas | Coal = 6.3 MW, Hydroelectric = 2 MW,Natural Gas = 4 MW | Conventional Steam Coal; Conventional Hydroelectric; Natural Gas Steam Turbine | 21.3 | 12.3 |  |  | 6.3 |  | 2 |  | 4 | [5 empty] | EIA-860, EIA-860M and EIA-923 | 202406 | -89.4205 | 45.6394
-9667507.7821 | 4926799.0197 | 38890 | 50935 | Caterpillar | 3179 | Caterpillar Inc | Industrial Non-CHP | 3701 South St. | Lafayette | Tippecanoe | Indiana | 47905 | natural gas | Natural Gas = 7.5 MW, Petroleum = 3.7 MW | Natural Gas Internal Combustion Engine; Petroleum Liquids; | 11.8 | 11.2 | [6 empty] | 7.5 |  | 3.7 |  |  |  | EIA-860, EIA-860M and EIA-923 | 202406 | -86.8447 | 40.4175
-9856350.1663 | 5478295.6215 | 38891 | 50936 | Winnebago County Landfill Gas | 20854 | Winnebago County | IPP CHP | 100 West County Rd Y | Oshkosh | Winnebago | Wisconsin | 54901 | biomass | Biomass = 2.5 MW | Landfill Gas | 2.5 | 2.5 |  | 2.5 | [10 empty] | EIA-860, EIA-860M and EIA-923 | 202406 | -88.5411 | 44.083
-13712089.973 | 5289001.0931 | 38892 | 50938 | Galesville Project | 5187 | Douglas County | IPP Non-CHP | 6404 Upper Cow Creek Road | Azalea | Douglas | Oregon | 97410 | hydroelectric | Hydroelectric = 1.6 MW | Conventional Hydroelectric | 1.6 | 1.6 |  |  |  |  | 1.6 | [7 empty] | EIA-860, EIA-860M and EIA-923 | 202406 | -123.1778 | 42.8489
-9124146.2156 | 3203209.0087 | 38893 | 50949 | Hardee Power Station | 49893 | Invenergy Services LLC | IPP Non-CHP | 6695 North CR 663 | Bowling Green | Hardee | Florida | 33834 | natural gas | Natural Gas = 373 MW | Natural Gas Fired Combined Cycle; Natural Gas Fired Combustion Turbine; | 470.1 | 373 | [6 empty] | 373 | [5 empty] | EIA-860, EIA-860M and EIA-923 | 202406 | -81.9636 | 27.6364
-12288747.8318 | 4800359.1465 | 38894 | 50951 | Sunnyside Cogen Associates | 21734 | Sunnyside Cogeneration Assoc | IPP Non-CHP | #1 Power Plant Road | Sunnyside | Carbon | Utah | 84539 | coal | Coal = 51 MW | Conventional Steam Coal | 58.1 | 51 |  |  | 51 | [9 empty] | EIA-860, EIA-860M and EIA-923 | 202406 | -110.3917 | 39.5472
-9435094.9492 | 4204234.0293 | 38895 | 50956 | Bowater Newsprint Calhoun Operation | 23931 | Resolute Forest Products | Industrial CHP | 5020 Hwy 11 South | Calhoun | McMinn | Tennessee | 37309 | biomass | Biomass = 63 MW | Wood/Wood Waste Biomass | 63.2 | 63 |  | 63 | [10 empty] | EIA-860, EIA-860M and EIA-923 | 202406 | -84.7569 | 35.2964
-8267294.7141 | 4953704.9081 | 38896 | 50960 | Union County Resource Recovery | 4440 | Covanta Union Operations LLC | Commercial Non-CHP | 1499 Route 1 North | Rahway | Union | New Jersey | 7065 | biomass | Biomass = 37.5 MW | Municipal Solid Waste | 45 | 37.5 |  | 37.5 | [10 empty] | EIA-860, EIA-860M and EIA-923 | 202406 | -74.2664 | 40.6013
-13631767.5058 | 5008928.9706 | 38897 | 50961 | Slate Creek | 64078 | Central Rivers Power US, LLC | IPP Non-CHP | 3 Mile West on LaMoine Rd | Lakehead | Shasta | California | 96051 | hydroelectric | Hydroelectric = 4 MW | Conventional Hydroelectric | 4.2 | 4 |  |  |  |  | 4 | [7 empty] | EIA-860, EIA-860M and EIA-923 | 202406 | -122.4563 | 40.9769
-13040677.5963 | 3859004.4974 | 38898 | 50963 | Naval Hospital Medical Center | 2844 | Department of the Navy | Commercial CHP | Powerhouse Road | San Diego | San Diego | California | 92134 | natural gas | Natural Gas = 4.4 MW | Natural Gas Fired Combustion Turbine | 5.3 | 4.4 | [6 empty] | 4.4 | [5 empty] | EIA-860, EIA-860M and EIA-923 | 202406 | -117.1464 | 32.7261
-13370027.4417 | 4909755.2976 | 38899 | 50964 | Amedee Geothermal Venture I | 472 | Amedee Gethrm Venture I LP | IPP Non-CHP | US 395 at Road A3 | Amedee | Lassen | California | 96127 | geothermal | Geothermal = 2.2MW | Geothermal | 3 | 2.2 |  |  |  | 2.2 | [8 empty] | EIA-860, EIA-860M and EIA-923 | 202406 | -120.105 | 40.3008
-9295645.0231 | 5106087.7056 | 38900 | 50965 | Toledo Ref Power Recovery Train | 18323 | Toledo Refining Company | Industrial CHP | 1819 Woodville Rd. | Oregon | Lucas | Ohio | 43616 | petroleum | Petroleum = 6 MW | Petroleum Coke | 6 | 6 | [8 empty] | 6 |  |  |  | EIA-860, EIA-860M and EIA-923 | 202406 | -83.5042 | 41.6325
-10278440.2795 | 4713953.7982 | 38901 | 50969 | MU Combined Heat and Power Plant | 34359 | Curators of the University of Missouri | Commercial CHP | 417 South Fifth St | Columbia | Boone | Missouri | 65211 | natural gas | Natural Gas = 67.8 MW, Petroleum = 3 MW | Natural Gas Fired Combustion Turbine; Natural Gas Steam Turbine; Petroleum Liquids | 84.7 | 70.8 | [6 empty] | 67.8 |  | 3 |  |  |  | EIA-860, EIA-860M and EIA-923 | 202406 | -92.3328 | 38.9461
-9189239.2859 | 3183991.8271 | 38902 | 50971 | Tropicana Products Bradent | 19216 | Tropicana Products Inc | Industrial CHP | 1001 13th Ave East | Bradenton | Manatee | Florida | 34208 | natural gas | Natural Gas = 31 MW | Natural Gas Fired Combustion Turbine | 46.8 | 31 | [6 empty] | 31 | [5 empty] | EIA-860, EIA-860M and EIA-923 | 202406 | -82.5483 | 27.4834
-12484407.8669 | 5255213.1529 | 38903 | 50972 | Marsh Valley Development | 11716 | Marsh Valley Development Inc | IPP Non-CHP | Highway 30 | McCammon | Bannock | Idaho | 83250 | hydroelectric | Hydroelectric = 1.5 MW | Conventional Hydroelectric | 1.6 | 1.5 |  |  |  |  | 1.5 | [7 empty] | EIA-860, EIA-860M and EIA-923 | 202406 | -112.1493 | 42.626
-10458575.6984 | 3489220.7155 | 38904 | 50973 | Motiva Enterprises Port Arthur Refinery | 12981 | Motiva Enterprises LLC | Industrial CHP | 2555 Savannah Avenue | Port Arthur | Jefferson | Texas | 77640 | natural gas | Natural Gas = 199 MW, Other = 40.4 MW | Natural Gas Fired Combined Cycle; Natural Gas Fired Combustion Turbine; Other Gases | 276.8 | 239.4 | [6 empty] | 199 |  |  |  |  | 40.4 | EIA-860, EIA-860M and EIA-923 | 202406 | -93.951 | 29.8885
-8884787.0465 | 5052115.2472 | 38905 | 50974 | Scrubgrass Reclamation CO. LP. | 16814 | Scrubgrass Reclamation CO. LP. | IPP Non-CHP | 2151 Lisbon Road | Kennerdell | Venango | Pennsylvania | 16374 | coal | Coal = 82.5 MW | Conventional Steam Coal | 94.7 | 82.5 |  |  | 82.5 | [9 empty] | EIA-860, EIA-860M and EIA-923 | 202406 | -79.8134 | 41.2691
-8469452.9131 | 5321310.0386 | 38906 | 50978 | Carr Street Generating Station | 24202 | Carr Street Generating Sta LP | IPP Non-CHP | 64 Carr Street | East Syracuse | Onondaga | New York | 13057 | natural gas | Natural Gas = 93 MW | Natural Gas Fired Combined Cycle | 122.6 | 93 | [6 empty] | 93 | [5 empty] | EIA-860, EIA-860M and EIA-923 | 202406 | -76.0824 | 43.0613
-13506360.4221 | 5470553.8368 | 38907 | 50980 | Siphon Power Project | 3220 | Central Oregon Irrigation Dist | IPP Non-CHP | 61545 Brookswood Blvd | Bend | Deschutes | Oregon | 97702 | hydroelectric | Hydroelectric = 5.4 MW | Conventional Hydroelectric | 5.4 | 5.4 |  |  |  |  | 5.4 | [7 empty] | EIA-860, EIA-860M and EIA-923 | 202406 | -121.3297 | 44.033
-13585363.8647 | 4614717.8249 | 38908 | 50985 | Solano County Cogen Plant | 17711 | Solano County | Commercial CHP | 501 Delaware St | Fairfield | Solano | California | 94533 | natural gas | Natural Gas = 2.8 MW | Natural Gas Internal Combustion Engine | 2.8 | 2.8 | [6 empty] | 2.8 | [5 empty] | EIA-860, EIA-860M and EIA-923 | 202406 | -122.0394 | 38.2494
-12750397.4412 | 5256198.2694 | 38909 | 50987 | Rock Creek I | 17150 | Shorock Hydro Inc | IPP Non-CHP | Canyon Springs Road | Twin Falls | Twin Falls | Idaho | 83301 | hydroelectric | Hydroelectric = 2 MW | Conventional Hydroelectric | 2.1 | 2 |  |  |  |  | 2 | [7 empty] | EIA-860, EIA-860M and EIA-923 | 202406 | -114.5388 | 42.6325
-13732276.4269 | 5306056.6983 | 38910 | 50993 | Co-Gen II LLC | 3930 | Co-Gen II | IPP CHP | 1991 Pruner Road | Riddle | Douglas | Oregon | 97469 | biomass | Biomass = 7.8 MW | Wood/Wood Waste Biomass | 7.5 | 7.8 |  | 7.8 | [10 empty] | EIA-860, EIA-860M and EIA-923 | 202406 | -123.3591 | 42.9611
-7903405.5476 | 5612694.0089 | 38911 | 50999 | Aziscohos Hydroelectric Project | 39006 | Brookfield White Pine Hydro LLC | IPP Non-CHP | Route 16 | Wilson Mills | Oxford | Maine | 3579 | hydroelectric | Hydroelectric = 6.8 MW | Conventional Hydroelectric | 6.7 | 6.8 |  |  |  |  | 6.8 | [7 empty] | EIA-860, EIA-860M and EIA-923 | 202406 | -70.9975 | 44.9439
-10210842.1866 | 3491165.9436 | 38912 | 51008 | Enterprise Sugar Factory | 11415 | M.A. Patout & Son Limited, LLC | Industrial CHP | 3512 J Patout Burns Rd | Jeanerette | Iberia | Louisiana | 70544 | biomass | Biomass = 3 MW | Other Waste Biomass | 3 | 3 |  | 3 | [10 empty] | EIA-860, EIA-860M and EIA-923 | 202406 | -91.7256 | 29.9036
-8021370.812 | 5498479.3404 | 38913 | 51026 | Ryegate Associates, LLC | 54824 | Ryegate Associates, LLC | IPP Non-CHP | 247 Weesner Drive | East Ryegate | Caledonia | Vermont | 5042 | biomass | Biomass = 20 MW | Wood/Wood Waste Biomass | 21.5 | 20 |  | 20 | [10 empty] | EIA-860, EIA-860M and EIA-923 | 202406 | -72.0572 | 44.2131
-7978146.4556 | 5162435.8638 | 38914 | 51030 | Ocean State Power | 27769 | Ocean State Power Co | IPP Non-CHP | 1575 Sherman Farm Road | Harrisville | Providence | Rhode Island | 2830 | natural gas | Natural Gas = 218.6 MW | Natural Gas Fired Combined Cycle | 254.2 | 218.6 | [6 empty] | 218.6 | [5 empty] | EIA-860, EIA-860M and EIA-923 | 202406 | -71.6689 | 42.0097
-8294444.0908 | 5139971.5009 | 38915 | 51033 | West Delaware Tunnel Plant | 5914 | Erie Boulevard Hydropower LP | IPP Non-CHP | 1324 Rt.55A | Grahamsville | Sullivan | New York | 12740 | hydroelectric | Hydroelectric = 7 MW | Conventional Hydroelectric | 7.5 | 7 |  |  |  |  | 7 | [7 empty] | EIA-860, EIA-860M and EIA-923 | 202406 | -74.5103 | 41.8596
-8332333.0153 | 5318113.2618 | 38916 | 51034 | Little Falls Hydro | 57280 | Eagle Creek Renewable Energy, LLC | IPP Non-CHP | 499 S Ann Street | Little Falls | Herkimer | New York | 13365 | hydroelectric | Hydroelectric = 13 MW | Conventional Hydroelectric | 13 | 13 |  |  |  |  | 13 | [7 empty] | EIA-860, EIA-860M and EIA-923 | 202406 | -74.8506 | 43.0403
-8138167.2217 | 4980960.0933 | 38917 | 51038 | MacArthur Waste to Energy Facility | 56601 | Covanta MacArthur Renewable Energy | Commercial Non-CHP | 4001Veterans Memorial Hwy | Ronkonkoma | Suffolk | New York | 11779 | biomass | Biomass = 11 MW | Municipal Solid Waste | 12.5 | 11 |  | 11 | [10 empty] | EIA-860, EIA-860M and EIA-923 | 202406 | -73.1064 | 40.7869
-10155955.4438 | 3544568.9942 | 38918 | 52006 | LaO Energy Systems | 5347 | Dow Chemical Co | Industrial CHP | 21255 Hwy 1 South | Plaquemine | Iberville | Louisiana | 70764 | natural gas | Natural Gas = 275 MW | Natural Gas Fired Combined Cycle | 331 | 275 | [6 empty] | 275 | [5 empty] | EIA-860, EIA-860M and EIA-923 | 202406 | -91.2325 | 30.3186
-9101554.5928 | 3077513.6012 | 38919 | 52010 | Lee County Solid Waste Energy | 10875 | Lee County Board-Commissioners | IPP Non-CHP | 10500 Buckingham Road | Fort Myers | Lee | Florida | 33905 | biomass | Biomass = 55 MW | Municipal Solid Waste | 59 | 55 |  | 55 | [10 empty] | EIA-860, EIA-860M and EIA-923 | 202406 | -81.7607 | 26.6315
-13119636.5111 | 4861046.2951 | 38920 | 52015 | Dixie Valley | 34691 | Ormat Nevada Inc | IPP Non-CHP | #1 Dixie Valley Rd | Fallon | Churchill | Nevada | 89406 | geothermal | Geothermal = 58.5MW | Geothermal | 70.9 | 58.5 |  |  |  | 58.5 | [8 empty] | EIA-860, EIA-860M and EIA-923 | 202406 | -117.8557 | 39.9663
-8621276.6686 | 4554142.4056 | 38921 | 52019 | Doswell Energy Center | 5310 | Doswell Ltd Partnership | IPP Non-CHP | 10098 Old Ridge Road | Ashland | Hanover | Virginia | 23005 | natural gas | Natural Gas = 1189 MW | Natural Gas Fired Combined Cycle; Natural Gas Fired Combustion Turbine; | 1313 | 1189 | [6 empty] | 1189 | [5 empty] | EIA-860, EIA-860M and EIA-923 | 202406 | -77.4462 | 37.8208
-9754756.1028 | 5136208.5427 | 38922 | 52021 | ITT Cogen Facility | 65792 | IIT Energy Tech Partners, LLC | Commercial CHP | 3430 South Federal St | Chicago | Cook | Illinois | 60616 | natural gas | Natural Gas = 7 MW | Natural Gas Fired Combustion Turbine | 7.4 | 7 | [6 empty] | 7 | [5 empty] | EIA-860, EIA-860M and EIA-923 | 202406 | -87.6285 | 41.8344
-7949324.8375 | 5132605.5246 | 38923 | 52024 | Rhode Island Hospital | 16001 | Rhode Island Hospital | Commercial CHP | 593 Eddy Street | Providence | Providence | Rhode Island | 2903 | natural gas | Natural Gas = 10.4 MW | Natural Gas Steam Turbine | 10.4 | 10.4 | [6 empty] | 10.4 | [5 empty] | EIA-860, EIA-860M and EIA-923 | 202406 | -71.41 | 41.8103
-7903617.0546 | 5112136.4966 | 38924 | 52026 | Dartmouth Power Associates LP | 56516 | Morris Energy Operations Company, LLC | IPP Non-CHP | 1 Energy Road | Dartmouth | Bristol | Massachusetts | 2747 | natural gas | Natural Gas = 81.7 MW | Natural Gas Fired Combined Cycle; Natural Gas Fired Combustion Turbine; | 97.4 | 81.7 | [6 empty] | 81.7 | [5 empty] | EIA-860, EIA-860M and EIA-923 | 202406 | -70.9994 | 41.6731
-17242093.5876 | 2211409.554 | 38925 | 52028 | Puna Geothermal Venture I | 3608 | Puna Geothermal Venture | IPP Non-CHP | 14-3860 Kapoho Pahoa Rd | Pahoa | Hawaii | Hawaii | 96778 | geothermal | Geothermal = 43MW | Geothermal | 51 | 43 |  |  |  | 43 | [8 empty] | EIA-860, EIA-860M and EIA-923 | 202406 | -154.8884 | 19.479
-8094076.2431 | 5509799.9911 | 38926 | 52033 | Moretown Generating Station | 59092 | Moretown Hydroelectric LLC | IPP Non-CHP | 5594 Vermont Route 100B | Moretown | Washington | Vermont | 5660 | hydroelectric | Hydroelectric = 1.2 MW | Conventional Hydroelectric | 1.2 | 1.2 |  |  |  |  | 1.2 | [7 empty] | EIA-860, EIA-860M and EIA-923 | 202406 | -72.7103 | 44.2859
-8835229.1677 | 4837158.4403 | 38927 | 52036 | Yough Hydro Power | 4713 | D/R Hydro Co | IPP Non-CHP | 66 Hydro Lane | Confluence | Somerset | Pennsylvania | 15424 | hydroelectric | Hydroelectric = 12.2 MW | Conventional Hydroelectric | 12.2 | 12.2 |  |  |  |  | 12.2 | [7 empty] | EIA-860, EIA-860M and EIA-923 | 202406 | -79.3682 | 39.8016
-12618988.2332 | 4464980.7596 | 38928 | 52039 | Quail Creek Hydro Plant #1 | 31613 | Washington Cnty Wtr Consv Dist | IPP Non-CHP | 3270 W 600 N | Hurricane | Washington | Utah | 84737 | hydroelectric | Hydroelectric = 2.3 MW | Conventional Hydroelectric | 2.3 | 2.3 |  |  |  |  | 2.3 | [7 empty] | EIA-860, EIA-860M and EIA-923 | 202406 | -113.3583 | 37.1854
-9662958.4885 | 4320715.0512 | 38929 | 52048 | Vanderbilt University Power Plant | 19724 | Vanderbilt University | Commercial CHP | 24th Ave. South | Nashville | Davidson | Tennessee | 37240 | natural gas | Natural Gas = 17.6 MW | Natural Gas Fired Combustion Turbine | 18.7 | 17.6 | [6 empty] | 17.6 | [5 empty] | EIA-860, EIA-860M and EIA-923 | 202406 | -86.8038 | 36.1459
-9109763.7374 | 4163242.4512 | 38930 | 52049 | Clifton Dam 3 Power Station | 4277 | Converse Energy Inc | IPP Non-CHP | Highway 29 | Converse | Spartanburg | South Carolina | 29329 | hydroelectric | Hydroelectric = 1.2 MW | Conventional Hydroelectric | 1.2 | 1.2 |  |  |  |  | 1.2 | [7 empty] | EIA-860, EIA-860M and EIA-923 | 202406 | -81.8344 | 34.9953
-10476145.5876 | 5479797.2416 | 38931 | 52054 | Rapidan Hydro Facility | 57280 | Eagle Creek Renewable Energy, LLC | IPP Non-CHP | 54126 Glory Lane | Mankato | Blue Earth | Minnesota | 56001 | hydroelectric | Hydroelectric = 6.4 MW | Conventional Hydroelectric | 6.8 | 6.4 |  |  |  |  | 6.4 | [7 empty] | EIA-860, EIA-860M and EIA-923 | 202406 | -94.1088 | 44.0927
-8347112.9041 | 5317084.006 | 38932 | 52057 | Herkimer | 60082 | ECOsponsible LLC | IPP Non-CHP | 3142 St Rd 28 N | Herkimer | Herkimer | New York | 13350 | hydroelectric | Hydroelectric = 1.3 MW | Conventional Hydroelectric | 1.6 | 1.3 |  |  |  |  | 1.3 | [7 empty] | EIA-860, EIA-860M and EIA-923 | 202406 | -74.9834 | 43.0336
-8403179.8562 | 5575056.0344 | 38933 | 52058 | Ogdensburg | 57184 | Ampersand Ogdensburg Hydro, LLC | IPP Non-CHP | 19 Mill St | Ogdensburg | St Lawrence | New York | 13669 | hydroelectric | Hydroelectric = 1 MW | Conventional Hydroelectric | 3.5 | 1 |  |  |  |  | 1 | [7 empty] | EIA-860, EIA-860M and EIA-923 | 202406 | -75.487 | 44.7041
-8089954.7503 | 5125558.7649 | 38934 | 52061 | Hartford Hospital Cogeneration | 65384 | Cartier Energy, LLC | Commercial CHP | 19 Jefferson Street | Hartford | Hartford | Connecticut | 6103 | natural gas | Natural Gas = 10 MW | Natural Gas Fired Combined Cycle; Other Natural Gas; | 11.8 | 10 | [6 empty] | 10 | [5 empty] | EIA-860, EIA-860M and EIA-923 | 202406 | -72.6733 | 41.7631
-13593657.1668 | 4583862.5299 | 38935 | 52063 | Martinez Sulfuric Acid Regeneration Plt | 59409 | Eco Services Corp. | Industrial CHP | 100 Mococo Road | Martinez | Contra Costa | California | 94553 | other | Other = 4 MW | All Other | 4 | 4 | [11 empty] | 4 | EIA-860, EIA-860M and EIA-923 | 202406 | -122.1139 | 38.0314
-13161826.5981 | 4007753.5964 | 38936 | 52064 | Dominguez Plant | 59409 | Eco Services Corp. | Industrial CHP | 20720 S Wilmington Ave | Long Beach | Los Angeles | California | 90810 | other | Other = 3.5 MW | All Other | 5 | 3.5 | [11 empty] | 3.5 | EIA-860, EIA-860M and EIA-923 | 202406 | -118.2347 | 33.8431
-10605470.4494 | 3467579.5089 | 38937 | 52065 | Houston Plant | 59409 | Eco Services Corp. | Industrial CHP | 8615 Manchester Blvd | Houston | Harris | Texas | 77012 | other | Other = 7 MW | All Other | 7.5 | 7 | [11 empty] | 7 | EIA-860, EIA-860M and EIA-923 | 202406 | -95.2706 | 29.7198
-8257789.5881 | 4999859.248 | 38938 | 52068 | Great Falls Hydro Project | 57280 | Eagle Creek Renewable Energy, LLC | IPP Non-CHP | 72 McBride Ave | Paterson | Passaic | New Jersey | 7501 | hydroelectric | Hydroelectric = 9.9 MW | Conventional Hydroelectric | 12.3 | 9.9 |  |  |  |  | 9.9 | [7 empty] | EIA-860, EIA-860M and EIA-923 | 202406 | -74.181 | 40.9153
-8965979.8095 | 4464287.8685 | 38939 | 52072 | Radford Army Ammunition Plant | 22218 | U.S. Army - Radford | Industrial CHP | Route 114 | Radford | Montgomery | Virginia | 24141 | natural gas | Natural Gas = 16.8 MW | Natural Gas Steam Turbine | 18 | 16.8 | [6 empty] | 16.8 | [5 empty] | EIA-860, EIA-860M and EIA-923 | 202406 | -80.5428 | 37.1804
-13185114.6356 | 4038097.6846 | 38940 | 52073 | UCLA So Campus Cogen Project | 19524 | University of California-LA | Commercial CHP | 721 Charles E. Young Dr., S | Los Angeles | Los Angeles | California | 90095 | natural gas | Natural Gas = 36 MW | Natural Gas Fired Combined Cycle | 43 | 36 | [6 empty] | 36 | [5 empty] | EIA-860, EIA-860M and EIA-923 | 202406 | -118.4439 | 34.0692
-13320456.8725 | 4206921.2764 | 38941 | 52076 | McKittrick Cogen | 54713 | Chevron USA Inc | Industrial CHP | 21429 Lost Hills Rd | McKittrick | Kern | California | 93251 | natural gas | Natural Gas = 9.6 MW | Natural Gas Fired Combustion Turbine | 12 | 9.6 | [6 empty] | 9.6 | [5 empty] | EIA-860, EIA-860M and EIA-923 | 202406 | -119.6597 | 35.3161
-13332395.2199 | 4254775.4864 | 38942 | 52077 | Lost Hills Cogeneration Plant | 164 | AERA Energy LLC | Industrial CHP | Holloway Rd and Highway 46 | Lost Hills | Kern | California | 93251 | natural gas | Natural Gas = 5.4 MW | Natural Gas Fired Combustion Turbine | 7 | 5.4 | [6 empty] | 5.4 | [5 empty] | EIA-860, EIA-860M and EIA-923 | 202406 | -119.7669 | 35.6661
-13313655.2516 | 4201465.6212 | 38943 | 52078 | North Midway Cogen | 54713 | Chevron USA Inc | Industrial CHP | 21429 Lost Hills Rd | McKittrick | Kern | California | 93251 | natural gas | Natural Gas = 9 MW | Natural Gas Fired Combustion Turbine | 10.5 | 9 | [6 empty] | 9 | [5 empty] | EIA-860, EIA-860M and EIA-923 | 202406 | -119.5986 | 35.2761
-13320401.2127 | 4213444.3245 | 38944 | 52081 | Cymric 31X Cogen | 54713 | Chevron USA Inc | Industrial CHP | 21429 Lost Hills Rd | McKittrick | Kern | California | 93251 | natural gas | Natural Gas = 5.4 MW | Natural Gas Fired Combustion Turbine | 6.8 | 5.4 | [6 empty] | 5.4 | [5 empty] | EIA-860, EIA-860M and EIA-923 | 202406 | -119.6592 | 35.3639
-13318645.8157 | 4211015.0616 | 38945 | 52082 | Cymric 6Z Cogen | 54713 | Chevron USA Inc | Industrial CHP | 21429 Lost Hills Rd | McKittrick | Kern | California | 93251 | natural gas | Natural Gas = 5.4 MW | Natural Gas Fired Combustion Turbine | 6.8 | 5.4 | [6 empty] | 5.4 | [5 empty] | EIA-860, EIA-860M and EIA-923 | 202406 | -119.6434 | 35.3461
-13400951.9963 | 4329514.265 | 38946 | 52083 | Coalinga 6C Cogen | 54713 | Chevron USA Inc | Industrial CHP | 39405 South Derrick Ave | Coalinga | Fresno | California | 93210 | natural gas | Natural Gas = 5.4 MW | Natural Gas Fired Combustion Turbine | 6.8 | 5.4 | [6 empty] | 5.4 | [5 empty] | EIA-860, EIA-860M and EIA-923 | 202406 | -120.3828 | 36.2097
-13299406.3568 | 4179288.841 | 38947 | 52085 | Taft 26C Cogen | 54713 | Chevron USA Inc | Industrial CHP | 26251 Highway 33 | Taft | Kern | California | 93224 | natural gas | Natural Gas = 10.8 MW | Natural Gas Fired Combustion Turbine | 12.4 | 10.8 | [6 empty] | 10.8 | [5 empty] | EIA-860, EIA-860M and EIA-923 | 202406 | -119.4706 | 35.1133
-13402554.9969 | 4322052.8686 | 38948 | 52086 | Coalinga 25D Cogen | 54713 | Chevron USA Inc | Industrial CHP | 39405 South Derrick Ave | Coalinga | Fresno | California | 93210 | natural gas | Natural Gas = 10.8 MW | Natural Gas Fired Combustion Turbine | 13.6 | 10.8 | [6 empty] | 10.8 | [5 empty] | EIA-860, EIA-860M and EIA-923 | 202406 | -120.3972 | 36.1556
-8494601.0993 | 4407790.9206 | 38949 | 52087 | Elizabeth River Power Station | 19876 | Virginia Electric & Power Co | Electric Utility | 2837 South Military Hwy | Chesapeake | Chesapeake City | Virginia | 23323 | natural gas | Natural Gas = 325 MW | Natural Gas Fired Combustion Turbine | 388.8 | 325 | [6 empty] | 325 | [5 empty] | EIA-860, EIA-860M and EIA-923 | 202406 | -76.3083 | 36.775
-10569098.6982 | 3423934.541 | 38950 | 52088 | Texas City Power Plant | 22652 | Texas City Cogeneration LLC | IPP CHP | 3221 5th Avenue South | Texas City | Galveston | Texas | 77590 | natural gas | Natural Gas = 418 MW | Natural Gas Fired Combined Cycle | 450 | 418 | [6 empty] | 418 | [5 empty] | EIA-860, EIA-860M and EIA-923 | 202406 | -94.9438 | 29.3787
-8990718.6739 | 4487151.0346 | 38951 | 52089 | Celanese Acetate LLC | 57151 | Celanese Acetate LLC | Industrial CHP | 3520 Virginia Avenue | Narrows | Giles | Virginia | 24124 | natural gas | Natural Gas = 27.2 MW | Natural Gas Steam Turbine | 27.2 | 27.2 | [6 empty] | 27.2 | [5 empty] | EIA-860, EIA-860M and EIA-923 | 202406 | -80.765 | 37.3439
-8235271.2135 | 4963479.711 | 38952 | 52091 | NewYork-Presbyterian Brooklyn Methodist Hospital | 13484 | NewYork-Presbyterian Brooklyn Methodist Hospital | Commercial Non-CHP | 506 6th Street | Brooklyn | Kings | New York | 11215 | petroleum | Petroleum = 5.9 MW | Petroleum Liquids | 5.9 | 5.9 | [8 empty] | 5.9 |  |  |  | EIA-860, EIA-860M and EIA-923 | 202406 | -73.9787 | 40.6679
-13190789.9258 | 4080490.5722 | 38953 | 52096 | Berry Placerita Cogen | 65145 | Shadow Wolf Energy | Industrial CHP | 25121 N Sierra Hwy | Santa Clarita | Los Angeles | California | 91321 | natural gas | Natural Gas = 40 MW | Natural Gas Fired Combustion Turbine | 42.8 | 40 | [6 empty] | 40 | [5 empty] | EIA-860, EIA-860M and EIA-923 | 202406 | -118.4949 | 34.3841
-13130757.3282 | 3981005.9056 | 38954 | 52099 | Plant No 2 Orange County | 14155 | Orange County Sanitation Dist | Commercial CHP | 22212 Brookhurst Street | Huntington Beach | Orange | California | 92646 | biomass | Biomass = 13.5 MW, Other = 0.9 MW | Other Waste Biomass; All Other; | 16 | 14.4 |  | 13.5 | [9 empty] | 0.9 | EIA-860, EIA-860M and EIA-923 | 202406 | -117.9556 | 33.6433
-13322226.8524 | 4213362.4213 | 38955 | 52104 | Cymric 36W Cogen | 54713 | Chevron USA Inc | Industrial CHP | 21429 Lost Hills Rd | McKittrick | Kern | California | 93251 | natural gas | Natural Gas = 10.8 MW | Natural Gas Fired Combustion Turbine | 12.4 | 10.8 | [6 empty] | 10.8 | [5 empty] | EIA-860, EIA-860M and EIA-923 | 202406 | -119.6756 | 35.3633
-13242755.8679 | 4223919.301 | 38956 | 52107 | Kern River Eastridge Cogen | 54713 | Chevron USA Inc | Industrial CHP | 1546 China Grade Loop | Bakersfield | Kern | California | 93308 | natural gas | Natural Gas = 41.6 MW | Natural Gas Fired Combustion Turbine | 48.8 | 41.6 | [6 empty] | 41.6 | [5 empty] | EIA-860, EIA-860M and EIA-923 | 202406 | -118.9617 | 35.4406
-13624492.6657 | 4571207.3641 | 38957 | 52109 | Richmond Cogen | 49732 | Chevron Products Company-Richmond | Industrial CHP | 841 Chevron Way | Richmond | Contra Costa | California | 94802 | natural gas | Natural Gas = 130.4 MW, Other = 17.9 MW | Natural Gas Fired Combined Cycle; All Other; | 173.5 | 148.3 | [6 empty] | 130.4 |  |  |  |  | 17.9 | EIA-860, EIA-860M and EIA-923 | 202406 | -122.3909 | 37.9418
-10620712.2028 | 3374537.3665 | 38958 | 52120 | Freeport Energy | 59875 | Olin Blue Cube Operations | Industrial CHP | 2301 Brazosport Boulevard | Freeport | Brazoria | Texas | 77541 | natural gas | Natural Gas = 458 MW | Natural Gas Fired Combined Cycle | 603.1 | 458 | [6 empty] | 458 | [5 empty] | EIA-860, EIA-860M and EIA-923 | 202406 | -95.4075 | 28.9913
-11438850.7929 | 3896623.9375 | 38959 | 52122 | Wasson CO2 Removal Plant | 429 | Occidental Permian Ltd | Industrial CHP | 2582 County Road 355 | Denver City | Yoakum | Texas | 79323 | natural gas | Natural Gas = 17 MW | Natural Gas Fired Combustion Turbine | 23.4 | 17 | [6 empty] | 17 | [5 empty] | EIA-860, EIA-860M and EIA-923 | 202406 | -102.7569 | 33.0099
-12116325.0725 | 5618467.8701 | 38960 | 52127 | Elk Basin Gasoline Plant | 64954 | Contango Oil and Gas | Industrial CHP | 37 Rd 1 NG | Powell | Park | Wyoming | 82435 | other | Other = 1.6 MW | Other Gases | 2 | 1.6 | [11 empty] | 1.6 | EIA-860, EIA-860M and EIA-923 | 202406 | -108.8428 | 44.9806
-9738262.4504 | 5111719.2161 | 38961 | 52130 | Whiting Refinery | 44466 | BP PLC | Industrial CHP | 2815 Indianpolis Blvd. | Whiting | Lake | Indiana | 46394 | other | Other = 88.6 MW | Other Gases | 83.8 | 88.6 | [11 empty] | 88.6 | EIA-860, EIA-860M and EIA-923 | 202406 | -87.4803 | 41.6703
-10566663.1391 | 3423866.4513 | 38962 | 52132 | Power Station 4 | 17566 | South Houston Green Power LLC | Industrial CHP | 2023 5th Ave South | Texas City | Galveston | Texas | 77590 | natural gas | Natural Gas = 172 MW | Natural Gas Fired Combined Cycle | 191.1 | 172 | [6 empty] | 172 | [5 empty] | EIA-860, EIA-860M and EIA-923 | 202406 | -94.9219 | 29.3782
-11229999.2868 | 5917494.3169 | 38963 | 52133 | Tesoro Mandan Cogeneration Plant | 58553 | PAR Petroleum | Industrial CHP | 900 Old Red Trail NE | Mandan | Morton | North Dakota | 58554 | other | Other = 8.4 MW | Other Gases | 7.5 | 8.4 | [11 empty] | 8.4 | EIA-860, EIA-860M and EIA-923 | 202406 | -100.8808 | 46.8492
-9625996.744 | 3818397.8692 | 38964 | 52140 | International Paper Prattville Mill | 8009 | International Paper Co | Industrial CHP | 100 Jensen Road | Prattville | Autauga | Alabama | 36067 | biomass | Biomass = 85 MW | Wood/Wood Waste Biomass | 89.8 | 85 |  | 85 | [10 empty] | EIA-860, EIA-860M and EIA-923 | 202406 | -86.4718 | 32.4187
-13164331.2866 | 4170759.6098 | 38965 | 52142 | Mojave 3/4/5 | 2770 | Terra-Gen Operating Co-Wind | IPP Non-CHP | 7021 Oak Creek Road | Mojave | Kern | California | 93501 | wind | Wind = 67 MW | Onshore Wind Turbine | 75 | 67 | [10 empty] | 67 |  | EIA-860, EIA-860M and EIA-923 | 202406 | -118.2572 | 35.0506
-13040365.9017 | 3854850.2553 | 38966 | 52147 | CP Kelco San Diego Plant | 3221 | CP Kelco US Inc. | Industrial CHP | 2025 E Harbor Dr | San Diego | San Diego | California | 92113 | natural gas | Natural Gas = 27.8 MW | Natural Gas Fired Combustion Turbine | 29.2 | 27.8 | [6 empty] | 27.8 | [5 empty] | EIA-860, EIA-860M and EIA-923 | 202406 | -117.1436 | 32.6947
-8755589.6455 | 4633758.2585 | 38967 | 52148 | Elkton | 12320 | Merck & Co Inc | Industrial CHP | 2778 South East Side Highway | Elkton | Rockingham | Virginia | 22827 | natural gas | Natural Gas = 8.8 MW | Natural Gas Steam Turbine | 10 | 8.8 | [6 empty] | 8.8 | [5 empty] | EIA-860, EIA-860M and EIA-923 | 202406 | -78.6528 | 38.3836
-8382226.6337 | 4897666.8058 | 38968 | 52149 | West Point (PA) | 12303 | Merck & Co Inc-West Point | Industrial CHP | 770 Sumneytown Pike | West Point | Montgomery | Pennsylvania | 19486 | natural gas | Natural Gas = 72.5 MW, Petroleum = 4.5 MW | Natural Gas Fired Combustion Turbine; Natural Gas Internal Combustion Engine; Petroleum Liquids | 86.1 | 77 | [6 empty] | 72.5 |  | 4.5 |  |  |  | EIA-860, EIA-860M and EIA-923 | 202406 | -75.2988 | 40.218
-8976770.3417 | 4013665.78 | 38969 | 52151 | Sylvamo Corporation Eastover Facility | 9424 | Sylvamo Corporation - Eastover | Industrial CHP | 4001 McCord's Ferry Rd | Eastover | Richland | South Carolina | 29044 | biomass | Biomass = 103 MW | Wood/Wood Waste Biomass | 109.6 | 103 |  | 103 | [10 empty] | EIA-860, EIA-860M and EIA-923 | 202406 | -80.6397 | 33.8872
-8561893.7315 | 4394637.9232 | 38970 | 52152 | International Paper Franklin Mill | 9348 | International Paper | Industrial CHP | 34040 Union Camp Dr. | Franklin | Isle of Wight | Virginia | 23851 | natural gas | Biomass = 36.1 MW, Natural Gas = 38 MW | Wood/Wood Waste Biomass; Natural Gas Fired Combustion Turbine; | 82.5 | 74.1 |  | 36.1 |  |  |  |  | 38 | [5 empty] | EIA-860, EIA-860M and EIA-923 | 202406 | -76.9128 | 36.6803
-13657280.8199 | 5558379.9287 | 38971 | 52155 | Lacomb Irrigation District | 11290 | Lacomb Irrigation Dist | IPP Non-CHP | End of Island Inn Drive | Lebanon | Linn | Oregon | 97355 | hydroelectric | Hydroelectric = 1 MW | Conventional Hydroelectric | 1 | 1 |  |  |  |  | 1 | [7 empty] | EIA-860, EIA-860M and EIA-923 | 202406 | -122.6854 | 44.5975
-13679050.3482 | 4697907.0229 | 38972 | 52158 | Aidlin Geothermal Power Plant | 7160 | Geysers Power Co LLC | IPP Non-CHP | 10350 Socrates Mine Road | Middletown | Sonoma | California | 95425 | geothermal | Geothermal = 18MW | Geothermal | 25 | 18 |  |  |  | 18 | [8 empty] | EIA-860, EIA-860M and EIA-923 | 202406 | -122.881 | 38.8339
-13171853.3673 | 4176907.2063 | 38973 | 52162 | 85 A | 64311 | Wind Wall 1 LLC | IPP Non-CHP | Unnamed Road | Tehachapi | Kern | California | 93561 | wind | Wind = 21.3 MW | Onshore Wind Turbine | 21.3 | 21.3 | [10 empty] | 21.3 |  | EIA-860, EIA-860M and EIA-923 | 202406 | -118.3248 | 35.0958
-13172717.3178 | 4177829.7008 | 38974 | 52163 | 85 B | 64311 | Wind Wall 1 LLC | IPP Non-CHP | Unnamed Road | Tehachapi | Kern | California | 93561 | wind | Wind = 25.2 MW | Onshore Wind Turbine | 25.2 | 25.2 | [10 empty] | 25.2 |  | EIA-860, EIA-860M and EIA-923 | 202406 | -118.3325 | 35.1026
-8062058.0859 | 5184511.3556 | 38975 | 52166 | Collins Facility | 66098 | Elevate Power Management LLC | IPP Non-CHP | Cottage Ave | Wilbraham | Hampden | Massachusetts | 1095 | hydroelectric | Hydroelectric = 1.6 MW | Conventional Hydroelectric | 1.2 | 1.6 |  |  |  |  | 1.6 | [7 empty] | EIA-860, EIA-860M and EIA-923 | 202406 | -72.4227 | 42.1569
-8218098.7349 | 4993181.4403 | 38976 | 52168 | Riverbay | 24210 | Riverbay Corp | Commercial CHP | 98 Co-op City Blvd. | New York | Bronx | New York | 10475 | natural gas | Natural Gas = 40.6 MW, Petroleum = 1.5 MW | Natural Gas Fired Combined Cycle; Petroleum Liquids; | 43.5 | 42.1 | [6 empty] | 40.6 |  | 1.5 |  |  |  | EIA-860, EIA-860M and EIA-923 | 202406 | -73.8244 | 40.87
-13317083.8919 | 4194758.8592 | 38977 | 52169 | Midway Sunset Cogen | 12687 | Midway-Sunset Cogeneration Co | IPP CHP | 3466 W Crocker Springs Road | Fellows | Kern | California | 93224 | natural gas | Natural Gas = 219 MW | Natural Gas Fired Combustion Turbine | 234 | 219 | [6 empty] | 219 | [5 empty] | EIA-860, EIA-860M and EIA-923 | 202406 | -119.6294 | 35.2269
-7817889.2469 | 5478895.3722 | 38978 | 52171 | Upper Barker | 56838 | KEI (Maine) Power Management (III) LLC | IPP Non-CHP | 146 Mill Street | Auburn | Androscoggin | Maine | 4210 | hydroelectric | Hydroelectric = 1 MW | Conventional Hydroelectric | 1 | 1 |  |  |  |  | 1 | [7 empty] | EIA-860, EIA-860M and EIA-923 | 202406 | -70.2293 | 44.0869
-8834949.6444 | 4933657.4392 | 38979 | 52173 | Conemaugh Hydro Plant | 42659 | Pennsylvania Renewable Resources | IPP Non-CHP | 1665 Auen Rd Ste C | Saltsburg | Westmoreland | Pennsylvania | 15681 | hydroelectric | Hydroelectric = 4 MW | Conventional Hydroelectric | 15 | 4 |  |  |  |  | 4 | [7 empty] | EIA-860, EIA-860M and EIA-923 | 202406 | -79.3657 | 40.4644
-10388713.3671 | 3527043.0311 | 38980 | 52175 | CITGO Refinery Powerhouse | 7168 | CITGO Petroleum Corp | Industrial CHP | Highway 108 | Sulphur | Calcasieu | Louisiana | 70663 | other | Other = 39.6 MW | Other Gases | 75 | 39.6 | [11 empty] | 39.6 | EIA-860, EIA-860M and EIA-923 | 202406 | -93.3234 | 30.1826
-11290288.3646 | 3799223.1443 | 38981 | 52176 | C R Wing Cogen Plant | 15300 | BHER Power Resources, Inc | IPP CHP | 500 Refinery Road | Big Spring | Howard | Texas | 79720 | natural gas | Natural Gas = 212 MW | Natural Gas Fired Combined Cycle | 230 | 212 | [6 empty] | 212 | [5 empty] | EIA-860, EIA-860M and EIA-923 | 202406 | -101.4224 | 32.2732
-16851711.4955 | 8552031.8145 | 38982 | 52184 | Tesoro Kenai Cogeneration Plant | 18617 | Tesoro Alaska Company LLC | Industrial CHP | 54741 Tesoro Road | Kenai | Kenai Peninsula | Alaska | 99611 | natural gas | Natural Gas = 8.4 MW | Natural Gas Fired Combustion Turbine | 8.6 | 8.4 | [6 empty] | 8.4 | [5 empty] | EIA-860, EIA-860M and EIA-923 | 202406 | -151.3815 | 60.677
-13540885.7169 | 4741267.3278 | 38983 | 52186 | Yuba City Cogen Partners | 20323 | Wellhead Services, Inc | IPP CHP | 873 N. Walton Avenue | Yuba City | Sutter | California | 95993 | natural gas | Natural Gas = 49.9 MW | Natural Gas Fired Combustion Turbine | 49.9 | 49.9 | [6 empty] | 49.9 | [5 empty] | EIA-860, EIA-860M and EIA-923 | 202406 | -121.6398 | 39.1367
-13619967.0832 | 5527056.9852 | 38984 | 52187 | Falls Creek | 57280 | Eagle Creek Renewable Energy, LLC | IPP Non-CHP | Hwy 20, mile post 49 | Cascadia | Linn | Oregon | 97329 | hydroelectric | Hydroelectric = 3.9 MW | Conventional Hydroelectric | 4.1 | 3.9 |  |  |  |  | 3.9 | [7 empty] | EIA-860, EIA-860M and EIA-923 | 202406 | -122.3502 | 44.3968
-8419571.7625 | 4806120.9461 | 38985 | 52193 | Delaware City Plant | 56605 | Delaware City Refining Company LLC | Industrial CHP | 2000 Wrangle Hill Road | Delaware City | New Castle | Delaware | 19706 | natural gas | Natural Gas = 130 MW, Other = 135 MW | Natural Gas Fired Combustion Turbine; Other Gases; | 324 | 265 | [6 empty] | 130 |  |  |  |  | 135 | EIA-860, EIA-860M and EIA-923 | 202406 | -75.6343 | 39.5871
-9222185.2911 | 3829599.0116 | 38986 | 54004 | WestRock Southeast, LLC. | 17610 | WestRock Southeast, LLC | Industrial CHP | 709 Papermill Road | Dublin | Laurens | Georgia | 31027 | biomass | Biomass = 44 MW, Natural Gas = 40 MW | Wood/Wood Waste Biomass; Natural Gas Fired Combustion Turbine; | 82.1 | 84 |  | 44 |  |  |  |  | 40 | [5 empty] | EIA-860, EIA-860M and EIA-923 | 202406 | -82.8443 | 32.5036
-12401843.5364 | 5799698.168 | 38987 | 54006 | Broadwater Power Project | 12380 | Montana Dept-Natural Res&Consv | IPP Non-CHP | 511 Toston Dam Road | Toston | Broadwater | Montana | 59643 | hydroelectric | Hydroelectric = 9.7 MW | Conventional Hydroelectric | 9.7 | 9.7 |  |  |  |  | 9.7 | [7 empty] | EIA-860, EIA-860M and EIA-923 | 202406 | -111.4077 | 46.1206
-13125250.2417 | 4033261.6526 | 38988 | 54015 | MM West Covina | 57224 | MM West Covina Energy LLC | IPP Non-CHP | 2210 S.Azusa Avenue | West Covina | Los Angeles | California | 91791 | biomass | Biomass = 5.4 MW | Landfill Gas | 6.8 | 5.4 |  | 5.4 | [10 empty] | EIA-860, EIA-860M and EIA-923 | 202406 | -117.9061 | 34.0332
-13119638.0696 | 4056269.1055 | 38989 | 54017 | San Gabriel Hydro Project | 11295 | Los Angeles County-San Gabriel | IPP Non-CHP | 9700 N San Gabriel Canyon Road | Azusa | Los Angeles | California | 91702 | hydroelectric | Hydroelectric = 4.8 MW | Conventional Hydroelectric | 5 | 4.8 |  |  |  |  | 4.8 | [7 empty] | EIA-860, EIA-860M and EIA-923 | 202406 | -117.8557 | 34.2043
-8209807.4366 | 5255115.2672 | 38990 | 54034 | Rensselaer Cogen | 6838 | Rensselaer Generating LLC | IPP Non-CHP | 39 Riverside Avenue | Rensselaer | Rensselaer | New York | 12144 | natural gas | Natural Gas = 79.4 MW | Natural Gas Fired Combined Cycle | 88.2 | 79.4 | [6 empty] | 79.4 | [5 empty] | EIA-860, EIA-860M and EIA-923 | 202406 | -73.75 | 42.6253
-12831096.3909 | 3865569.5946 | 38991 | 54038 | Geo East Mesa II | 34691 | Ormat Nevada Inc | IPP Non-CHP | 3300 East Evan Hewes Highway | Holtville | Imperial | California | 92250 | geothermal | Geothermal = 14.4MW | Geothermal | 21.6 | 14.4 |  |  |  | 14.4 | [8 empty] | EIA-860, EIA-860M and EIA-923 | 202406 | -115.2637 | 32.7757
-8765850.0743 | 5336654.4075 | 38992 | 54041 | Lockport Energy Associates LP | 11127 | Lockport Energy Associates LP | IPP CHP | 5087 Junction Road | Lockport | Niagara | New York | 14094 | natural gas | Natural Gas = 207.9 MW | Natural Gas Fired Combined Cycle | 221.3 | 207.9 | [6 empty] | 207.9 | [5 empty] | EIA-860, EIA-860M and EIA-923 | 202406 | -78.745 | 43.1619
-9757420.5348 | 5141152.2044 | 38993 | 54044 | University of Illinois Cogen Facility | 19528 | University of Illinois | Commercial CHP | 1140 S. Morgan | Chicago | Cook | Illinois | 60680 | natural gas | Natural Gas = 55.7 MW | Natural Gas Fired Combustion Turbine; Natural Gas Internal Combustion Engine; | 59.9 | 55.7 | [6 empty] | 55.7 | [5 empty] | EIA-860, EIA-860M and EIA-923 | 202406 | -87.6524 | 41.8675
-9263217.9894 | 5185893.8842 | 38994 | 54057 | Riverview Energy Systems | 16073 | Riverview Energy Systems | IPP Non-CHP | 20000 Grange Rd | Riverview | Wayne | Michigan | 48192 | biomass | Biomass = 5.6 MW | Landfill Gas | 6.6 | 5.6 |  | 5.6 | [10 empty] | EIA-860, EIA-860M and EIA-923 | 202406 | -83.2129 | 42.1661
-8733487.1606 | 5173862.145 | 38995 | 54076 | Indeck Olean Energy Center | 9261 | Indeck-Olean Ltd Partnership | IPP CHP | 140 Moore Ave. | Olean | Cattaraugus | New York | 14760 | natural gas | Natural Gas = 78.7 MW | Natural Gas Fired Combined Cycle | 90.6 | 78.7 | [6 empty] | 78.7 | [5 empty] | EIA-860, EIA-860M and EIA-923 | 202406 | -78.4543 | 42.0859
-8619557.2277 | 4502803.2514 | 38996 | 54081 | Spruance Operating Services LLC | 61854 | Veolia Energy Operating Service | IPP CHP | 5001 Commerce Road | Richmond | Richmond City | Virginia | 23234 | natural gas | Natural Gas = 55 MW | Natural Gas Steam Turbine | 114.8 | 55 | [6 empty] | 55 | [5 empty] | EIA-860, EIA-860M and EIA-923 | 202406 | -77.4308 | 37.4556
-8827922.045 | 3943210.6687 | 38997 | 54087 | International Paper Georgetown Mill | 9390 | International Paper Co-GT Mill | Industrial CHP | 700 South Kaminski Street | Georgetown | Georgetown | South Carolina | 29440 | biomass | Biomass = 90.4 MW | Wood/Wood Waste Biomass | 95.6 | 90.4 |  | 90.4 | [10 empty] | EIA-860, EIA-860M and EIA-923 | 202406 | -79.3026 | 33.3602
-10414628.5446 | 3784002.7522 | 38998 | 54091 | Mansfield Mill | 9312 | IPC-Mansfield Mill | Industrial CHP | 1202 Hwy 509 | Mansfield | DeSoto | Louisiana | 71052 | biomass | Biomass = 72.3 MW, Natural Gas = 45 MW | Wood/Wood Waste Biomass; Natural Gas Fired Combustion Turbine; | 172 | 117.3 |  | 72.3 |  |  |  |  | 45 | [5 empty] | EIA-860, EIA-860M and EIA-923 | 202406 | -93.5562 | 32.1575
-9670425.6886 | 3819362.6782 | 38999 | 54096 | International Paper Riverdale Mill | 9393 | International Paper Co-Riverdl | Industrial CHP | 601 County Rd 78 | Selma | Dallas | Alabama | 36703 | natural gas | Biomass = 37.4 MW, Natural Gas = 66.8 MW | Wood/Wood Waste Biomass; Natural Gas Fired Combined Cycle; Natural Gas Steam Turbine | 104.2 | 104.2 |  | 37.4 |  |  |  |  | 66.8 | [5 empty] | EIA-860, EIA-860M and EIA-923 | 202406 | -86.8709 | 32.426
-10471779.9711 | 3929240.004 | 39000 | 54097 | International Paper Texarkana Mill | 61963 | Graphic Packaging International - Texarkana | Industrial CHP | 9978 FM 3129 | Queen City | Cass | Texas | 75572 | biomass | Biomass = 65 MW | Wood/Wood Waste Biomass | 65 | 65 |  | 65 | [10 empty] | EIA-860, EIA-860M and EIA-923 | 202406 | -94.0696 | 33.2553
-9824323.5488 | 5509279.8461 | 39001 | 54098 | Kaukauna Paper Mill | 54738 | Thilmany LLC | Industrial CHP | 600 Thilmany Road | Kaukauna | Outagamie | Wisconsin | 54130 | biomass | Biomass = 32.6 MW, Natural Gas = 12 MW | Wood/Wood Waste Biomass; Natural Gas Steam Turbine; | 44.6 | 44.6 |  | 32.6 |  |  |  |  | 12 | [5 empty] | EIA-860, EIA-860M and EIA-923 | 202406 | -88.2534 | 44.2826
-8170516.4431 | 5448657.1507 | 39002 | 54099 | Ticonderoga Mill | 9350 | Sylvamo North America LLC | Industrial CHP | 568 Shore Airport Rd. | Ticonderoga | Essex | New York | 12883 | natural gas | Natural Gas = 41 MW | Natural Gas Steam Turbine | 42.1 | 41 | [6 empty] | 41 | [5 empty] | EIA-860, EIA-860M and EIA-923 | 202406 | -73.397 | 43.8914
-10104937.7212 | 3832978.5798 | 39003 | 54100 | International Paper Vicksburg Mill | 9382 | International Paper Co-Vicksbg | Industrial CHP | Higway 3 North | Vicksburg | Warren | Mississippi | 39181 | biomass | Biomass = 38.5 MW | Wood/Wood Waste Biomass | 50.5 | 38.5 |  | 38.5 | [10 empty] | EIA-860, EIA-860M and EIA-923 | 202406 | -90.7742 | 32.5292
-9472743.201 | 3654326.2201 | 39004 | 54101 | Georgia-Pacific Cedar Springs | 7172 | Georgia-Pacific Cedar Springs LLC | Industrial CHP | GA Hwy 273 W | Cedar Springs | Early | Georgia | 39832 | biomass | Biomass = 90 MW | Wood/Wood Waste Biomass | 101.2 | 90 |  | 90 | [10 empty] | EIA-860, EIA-860M and EIA-923 | 202406 | -85.0951 | 31.166
-10003970.943 | 5517649.3016 | 39005 | 54103 | Port Edwards Mill | 5033 | Domtar Industries Inc | Industrial Non-CHP | 100 Wisconsin River Dr. | Port Edwards | Wood | Wisconsin | 54469 | hydroelectric | Hydroelectric = 6.6 MW | Conventional Hydroelectric | 6.7 | 6.6 |  |  |  |  | 6.6 | [7 empty] | EIA-860, EIA-860M and EIA-923 | 202406 | -89.8672 | 44.3364
-10476088.0354 | 3980791.961 | 39006 | 54104 | Ashdown | 5262 | Domtar Industries Inc | Industrial CHP | 285 Hwy. 71 South | Ashdown | Little River | Arkansas | 71822 | biomass | Biomass = 128 MW | Wood/Wood Waste Biomass | 156.5 | 128 |  | 128 | [10 empty] | EIA-860, EIA-860M and EIA-923 | 202406 | -94.1083 | 33.6417
-12861364.1605 | 3857456.4083 | 39007 | 54111 | Second Imperial Geothermal | 49748 | ORCAL Geothermal, Inc | IPP Non-CHP | 855 Dogwood Road | Heber | Imperial | California | 92249 | geothermal | Geothermal = 52.1MW | Geothermal | 74.5 | 52.1 |  |  |  | 52.1 | [8 empty] | EIA-860, EIA-860M and EIA-923 | 202406 | -115.5356 | 32.7144
-8212907.1278 | 4959635.2816 | 39008 | 54114 | Kennedy International Airport Cogen | 10349 | KIAC Partners | IPP CHP | JFK Airport, Building 49 | Jamaica | Queens | New York | 11430 | natural gas | Natural Gas = 126.7 MW | Natural Gas Fired Combined Cycle | 121.2 | 126.7 | [6 empty] | 126.7 | [5 empty] | EIA-860, EIA-860M and EIA-923 | 202406 | -73.7778 | 40.6417
-7835853.875 | 5482672.3782 | 39009 | 54123 | Mechanic Falls | 56839 | KEI (Maine) Power Management (IV) LLC | IPP Non-CHP | 31 Elm Street | Mechanic Falls | Androscoggin | Maine | 4256 | hydroelectric | Hydroelectric = 1.4 MW | Conventional Hydroelectric | 1.4 | 1.4 |  |  |  |  | 1.4 | [7 empty] | EIA-860, EIA-860M and EIA-923 | 202406 | -70.3907 | 44.1112
-7726907.6044 | 5577763.1925 | 39010 | 54124 | Pittsfield Hydro | 56837 | KEI (Maine) Power Management (II) LLC | IPP Non-CHP | 1364 Main Street | Burnham | Somerset | Maine | 4967 | hydroelectric | Hydroelectric = 1.1 MW | Conventional Hydroelectric | 1.1 | 1.1 |  |  |  |  | 1.1 | [7 empty] | EIA-860, EIA-860M and EIA-923 | 202406 | -69.412 | 44.7214
-8777975.9951 | 5319326.4915 | 39011 | 54131 | Fortistar North Tonawanda | 50136 | North American Energy Services | IPP CHP | 1070 Erie Ave | North Tonawanda | Niagara | New York | 14120 | natural gas | Natural Gas = 57.4 MW | Natural Gas Fired Combined Cycle | 65.7 | 57.4 | [6 empty] | 57.4 | [5 empty] | EIA-860, EIA-860M and EIA-923 | 202406 | -78.8539 | 43.0483
-7648135.261 | 5723988.5586 | 39012 | 54134 | Great Lakes Hydro America - ME | 7595 | Great Lakes Hydro America LLC | IPP Non-CHP | 1024 Cenetral Street | Millinocket | Penobscot | Maine | 4462 | hydroelectric | Battery = 18.8 MW, Hydroelectric = 134.3 MW | Batteries; Conventional Hydroelectric; | 158 | 153.1 | 18.8 |  |  |  | 134.3 | [7 empty] | EIA-860, EIA-860M and EIA-923 | 202406 | -68.7044 | 45.6472
-11678950.7932 | 4814039.8058 | 39013 | 54142 | Hillcrest Pump Station | 5068 | Denver City & County of | IPP Non-CHP | 4200 South Happy Canyon Rd | Denver | Denver | Colorado | 80237 | hydroelectric | Hydroelectric = 2 MW | Conventional Hydroelectric | 2 | 2 |  |  |  |  | 2 | [7 empty] | EIA-860, EIA-860M and EIA-923 | 202406 | -104.9138 | 39.6419
-7749969.6633 | 5552989.9956 | 39014 | 54148 | Hydro Kennebec Project | 56597 | Hydro Kennebec LLC | IPP Non-CHP | 51 Simpson Avenue | Winslow | Kennebec | Maine | 4901 | hydroelectric | Hydroelectric = 15.4 MW | Conventional Hydroelectric | 15.4 | 15.4 |  |  |  |  | 15.4 | [7 empty] | EIA-860, EIA-860M and EIA-923 | 202406 | -69.6192 | 44.563
-8140689.2761 | 5000082.2789 | 39015 | 54149 | Stony Brook Cogen Plant | 13587 | Nissequoque Cogen Partners | IPP CHP | Gymnasium Road | Stony Brook | Suffolk | New York | 11794 | natural gas | Natural Gas = 44.5 MW | Natural Gas Fired Combustion Turbine | 47 | 44.5 | [6 empty] | 44.5 | [5 empty] | EIA-860, EIA-860M and EIA-923 | 202406 | -73.1291 | 40.9168
-10423890.3262 | 5165099.7012 | 39016 | 54201 | Iowa State University | 9434 | Iowa State University | Commercial CHP | Room 220 Power Plant | Ames | Story | Iowa | 50011 | natural gas | Natural Gas = 39.9 MW | Natural Gas Steam Turbine | 39.8 | 39.9 | [6 empty] | 39.9 | [5 empty] | EIA-860, EIA-860M and EIA-923 | 202406 | -93.6394 | 42.0275
-7816005.0531 | 5479064.7662 | 39017 | 54202 | Upper Androscoggin | 10963 | Lewiston City of | IPP Non-CHP | 541 Lisbon St. | Lewiston | Androscoggin | Maine | 4243 | hydroelectric | Hydroelectric = 1.7 MW | Conventional Hydroelectric | 1.6 | 1.7 |  |  |  |  | 1.7 | [7 empty] | EIA-860, EIA-860M and EIA-923 | 202406 | -70.2124 | 44.088
-10038758.2839 | 3804506.7469 | 39018 | 54203 | Mississippi Baptist Medical Center | 12704 | Mississippi Baptist Medical | Commercial CHP | 1225 N. State St | Jackson | Hinds | Mississippi | 39202 | natural gas | Natural Gas = 4 MW | Natural Gas Fired Combustion Turbine | 4.2 | 4 | [6 empty] | 4 | [5 empty] | EIA-860, EIA-860M and EIA-923 | 202406 | -90.1797 | 32.3133
-8996574.0791 | 5043647.2866 | 39019 | 54207 | Clevelandcliffs Warren | 56616 | Clevelandcliffs Warren | Industrial CHP | 1040 Pine Avenue SE | Warren | Trumbull | Ohio | 44482 | other | Other = 19.1 MW | Other Gases | 20.5 | 19.1 | [11 empty] | 19.1 | EIA-860, EIA-860M and EIA-923 | 202406 | -80.8176 | 41.2119
-10805015.98 | 6013790.0905 | 39020 | 54210 | American Crystal Sugar Hillsboro | 491 | American Crystal Sugar Co | Industrial CHP | Highway 81 South | Hillsboro | Traill | North Dakota | 58045 | coal | Coal = 13.3 MW | Conventional Steam Coal | 13.3 | 13.3 |  |  | 13.3 | [9 empty] | EIA-860, EIA-860M and EIA-923 | 202406 | -97.0631 | 47.4376
-10771398.607 | 5926190.3791 | 39021 | 54211 | American Crystal Sugar Moorhead | 491 | American Crystal Sugar Co | Industrial CHP | 2500 North 11th | Moorhead | Clay | Minnesota | 56560 | coal | Coal = 5 MW | Conventional Steam Coal | 5 | 5 |  |  | 5 | [9 empty] | EIA-860, EIA-860M and EIA-923 | 202406 | -96.7611 | 46.9026
-10757178.0986 | 6067794.8786 | 39022 | 54212 | American Crystal Sugar Crookston | 491 | American Crystal Sugar Co | Industrial CHP | Highway 75 South | Crookston | Polk | Minnesota | 56716 | coal | Coal = 6.5 MW | Conventional Steam Coal | 6.5 | 6.5 |  |  | 6.5 | [9 empty] | EIA-860, EIA-860M and EIA-923 | 202406 | -96.6334 | 47.7647
-10817591.7429 | 6206108.6634 | 39023 | 54213 | American Crystal Sugar Drayton | 491 | American Crystal Sugar Co | Industrial CHP | County Hwy 44 | Drayton | Pembina | North Dakota | 58225 | coal | Coal = 6 MW | Conventional Steam Coal | 6 | 6 |  |  | 6 | [9 empty] | EIA-860, EIA-860M and EIA-923 | 202406 | -97.1761 | 48.5932
-10798786.8753 | 6094752.3752 | 39024 | 54214 | American Crystal Sugar East Grand Forks | 491 | American Crystal Sugar Co | Industrial CHP | Business Hwy 2 | East Grand Forks | Polk | Minnesota | 56721 | coal | Coal = 7.5 MW | Conventional Steam Coal | 7.5 | 7.5 |  |  | 7.5 | [9 empty] | EIA-860, EIA-860M and EIA-923 | 202406 | -97.0072 | 47.9272
-9613197.7855 | 3938936.1 | 39025 | 54216 | U S Alliance Coosa Pines | 2053 | Bowater Newport Coosa Pines Op | Industrial CHP | 17589 Plant Rd | Coosa Pines | Talladega | Alabama | 35044 | biomass | Biomass = 24.9 MW | Wood/Wood Waste Biomass | 25.9 | 24.9 |  | 24.9 | [10 empty] | EIA-860, EIA-860M and EIA-923 | 202406 | -86.3568 | 33.3281
-10293223.3966 | 5468626.919 | 39026 | 54224 | Franklin Heating Station | 6738 | Franklin Heating Station | Commercial CHP | 119 3rd Street SW | Rochester | Olmsted | Minnesota | 55902 | petroleum | Natural Gas = 10.1 MW, Other = 2.8 MW,Petroleum = 16.2 MW | Natural Gas Steam Turbine; All Other; Petroleum Liquids | 34 | 29.1 | [6 empty] | 10.1 |  | 16.2 |  |  | 2.8 | EIA-860, EIA-860M and EIA-923 | 202406 | -92.4656 | 44.0206
-7909906.6059 | 5212588.8302 | 39027 | 54225 | Gillette SBMC | 7209 | The Gillette Company | Industrial CHP | One Gillette Park | Boston | Suffolk | Massachusetts | 2127 | natural gas | Natural Gas = 12.2 MW, Petroleum = 2 MW | Natural Gas Fired Combustion Turbine; Natural Gas Steam Turbine; Petroleum Liquids | 14.2 | 14.2 | [6 empty] | 12.2 |  | 2 |  |  |  | EIA-860, EIA-860M and EIA-923 | 202406 | -71.0559 | 42.3436
-8058139.6398 | 5251027.5186 | 39028 | 54228 | Erving Paper Mills | 5989 | Erving Paper Mills Inc | Industrial CHP | 97 East Main St | Erving | Franklin | Massachusetts | 1344 | natural gas | Natural Gas = 6.1 MW | Natural Gas Fired Combustion Turbine; Natural Gas Steam Turbine; | 6.2 | 6.1 | [6 empty] | 6.1 | [5 empty] | EIA-860, EIA-860M and EIA-923 | 202406 | -72.3875 | 42.5983
-8023753.0491 | 5061361.488 | 39029 | 54236 | Pfizer Groton Plant | 14928 | Pfizer Inc | Industrial CHP | Eastern Point Rd, MS 9101 | Groton | New London | Connecticut | 6340 | natural gas | Natural Gas = 32 MW | Natural Gas Fired Combustion Turbine; Natural Gas Steam Turbine; | 37.5 | 32 | [6 empty] | 32 | [5 empty] | EIA-860, EIA-860M and EIA-923 | 202406 | -72.0786 | 41.3315
-13506442.0193 | 4571466.1036 | 39030 | 54238 | Stockton Biomass | 56652 | DTE Stockton LLC | IPP CHP | 2526 Washington St | Stockton | San Joaquin | California | 95203 | biomass | Biomass = 45 MW | Wood/Wood Waste Biomass | 54 | 45 |  | 45 | [10 empty] | EIA-860, EIA-860M and EIA-923 | 202406 | -121.3304 | 37.9436
-9076245.4387 | 3605726.8673 | 39031 | 54239 | Naval Submarine Base Kings Bay | 10339 | Kings Bay Naval Base | Commercial Non-CHP | 910 USS Hunley Ave | Kings Bay | Camden | Georgia | 31547 | petroleum | Petroleum = 30 MW | Petroleum Liquids | 30 | 30 | [8 empty] | 30 |  |  |  | EIA-860, EIA-860M and EIA-923 | 202406 | -81.5333 | 30.7917
-10313717.4261 | 3832503.2698 | 39032 | 54240 | Louisiana Tech University Power Plant | 11233 | Louisiana Tech University | Commercial CHP | PO BOX 10288, Tech Station | Ruston | Lincoln | Louisiana | 71272 | natural gas | Natural Gas = 6.4 MW | Natural Gas Fired Combustion Turbine | 7.5 | 6.4 | [6 empty] | 6.4 | [5 empty] | EIA-860, EIA-860M and EIA-923 | 202406 | -92.6497 | 32.5256
-12975107.6332 | 6268000.1517 | 39033 | 54249 | Smith Falls Hydro Project | 60900 | Smith Creek Hydro, LLC | IPP Non-CHP | 22176 Westside Road | Bonners Ferry | Boundary | Idaho | 83853 | hydroelectric | Hydroelectric = 20.1 MW | Conventional Hydroelectric | 38.1 | 20.1 |  |  |  |  | 20.1 | [7 empty] | EIA-860, EIA-860M and EIA-923 | 202406 | -116.5574 | 48.9595
-8354842.8182 | 4867975.9125 | 39034 | 54250 | Newman (PA) | 13542 | Newman & Co Inc | Industrial CHP | 6101 Tacony St | Philadelphia | Philadelphia | Pennsylvania | 19135 | natural gas | Natural Gas = 1.8 MW | Natural Gas Steam Turbine | 1.8 | 1.8 | [6 empty] | 1.8 | [5 empty] | EIA-860, EIA-860M and EIA-923 | 202406 | -75.0528 | 40.014
-13502921.9857 | 5541592.8446 | 39035 | 54251 | Opal Springs Hydro | 42744 | Deschutes Valley Water District | IPP Non-CHP | Lasalle Lane | Culver | Jefferson | Oregon | 97734 | hydroelectric | Hydroelectric = 3.3 MW | Conventional Hydroelectric | 4.3 | 3.3 |  |  |  |  | 3.3 | [7 empty] | EIA-860, EIA-860M and EIA-923 | 202406 | -121.2988 | 44.49
-13693542.81 | 4681948.4466 | 39036 | 54261 | Warm Springs Hydro Project | 21944 | Sonoma County Water Agency | IPP Non-CHP | 3333 Skaggs Springs Road | Geyserville | Sonoma | California | 95441 | hydroelectric | Hydroelectric = 1.2 MW | Conventional Hydroelectric | 2.7 | 1.2 |  |  |  |  | 1.2 | [7 empty] | EIA-860, EIA-860M and EIA-923 | 202406 | -123.0112 | 38.7221
-10294805.9145 | 5480597.2039 | 39037 | 54262 | Saint Marys Hospital Power Plant | 17897 | St Mary's Hospital | Commercial CHP | 1216 Second St NW | Rochester | Olmsted | Minnesota | 55902 | petroleum | Natural Gas = 7.2 MW, Petroleum = 8.6 MW | Natural Gas Fired Combustion Turbine; Natural Gas Steam Turbine; Petroleum Liquids | 16.3 | 15.8 | [6 empty] | 7.2 |  | 8.6 |  |  |  | EIA-860, EIA-860M and EIA-923 | 202406 | -92.4798 | 44.0979
-13550175.1058 | 6220767.5028 | 39038 | 54267 | Koma Kulshan | 57280 | Eagle Creek Renewable Energy, LLC | IPP Non-CHP | 44710 Baker Lake Road | Concrete | Whatcom | Washington | 98237 | hydroelectric | Hydroelectric = 12.4 MW | Conventional Hydroelectric | 12 | 12.4 |  |  |  |  | 12.4 | [7 empty] | EIA-860, EIA-860M and EIA-923 | 202406 | -121.7233 | 48.6802
-13643316.7916 | 6185539.6511 | 39039 | 54268 | HF Sinclair Puget Sound Refining | 64469 | HF Sinclair Corporation | Industrial CHP | 8505 South Texas Road | Anacortes | Skagit | Washington | 98221 | natural gas | Natural Gas = 120 MW | Natural Gas Fired Combustion Turbine | 139.8 | 120 | [6 empty] | 120 | [5 empty] | EIA-860, EIA-860M and EIA-923 | 202406 | -122.56 | 48.4708
-12803043.8793 | 4306360.7458 | 39040 | 54271 | Saguaro Power | 16553 | Saguaro Power Co | IPP CHP | 435 4th Street | Henderson | Clark | Nevada | 89015 | natural gas | Natural Gas = 101 MW | Natural Gas Fired Combined Cycle | 127.2 | 101 | [6 empty] | 101 | [5 empty] | EIA-860, EIA-860M and EIA-923 | 202406 | -115.0117 | 36.0417
-8801108.1853 | 4287818.5058 | 39041 | 54276 | Univ of NC Chapel Hill Cogen Facility | 19541 | University of North Carolina | Commercial CHP | 501 West Cameron Avenue | Chapel Hill | Orange | North Carolina | 27599 | natural gas | Natural Gas = 28.7 MW, Petroleum = 3.6 MW | Natural Gas Steam Turbine; Petroleum Liquids; | 32 | 32.3 | [6 empty] | 28.7 |  | 3.6 |  |  |  | EIA-860, EIA-860M and EIA-923 | 202406 | -79.0617 | 35.9069
-9062281.0765 | 3729442.9975 | 39042 | 54281 | Interstate Paper LLC Riceboro | 9394 | Interstate Paper LLC | Industrial CHP | 2366 Interstate Paper Road | Riceboro | Liberty | Georgia | 31323 | biomass | Biomass = 14.5 MW | Wood/Wood Waste Biomass | 14.5 | 14.5 |  | 14.5 | [10 empty] | EIA-860, EIA-860M and EIA-923 | 202406 | -81.4079 | 31.7416
-10507764.8871 | 4229917.6071 | 39043 | 54283 | Lee Creek Water Treatment Facility | 31518 | City of Fort Smith | IPP Non-CHP | 2425 Pine Hollow Road | Van Buren | Crawford | Arkansas | 72956 | hydroelectric | Hydroelectric = 1.3 MW | Conventional Hydroelectric | 1.3 | 1.3 |  |  |  |  | 1.3 | [7 empty] | EIA-860, EIA-860M and EIA-923 | 202406 | -94.3929 | 35.4845
-10337989.8619 | 5583856.2375 | 39044 | 54285 | Hastings City Hydroelectric | 8248 | Hastings Lock & Dam | IPP Non-CHP | 1350 Lock & Dam Road | Hastings | Dakota | Minnesota | 55033 | hydroelectric | Hydroelectric = 4 MW | Conventional Hydroelectric | 4.4 | 4 |  |  |  |  | 4 | [7 empty] | EIA-860, EIA-860M and EIA-923 | 202406 | -92.8677 | 44.7602
-9394129.3766 | 3995724.1514 | 39045 | 54290 | Inforum | 61186 | DCII-250 Williams Street NW, LLC | Commercial Non-CHP | 250 Williams St | Atlanta | Fulton | Georgia | 30303 | petroleum | Petroleum = 1.3 MW | Petroleum Liquids | 1.3 | 1.3 | [8 empty] | 1.3 |  |  |  | EIA-860, EIA-860M and EIA-923 | 202406 | -84.3889 | 33.7533
-10365391.9338 | 5594107.4343 | 39046 | 54294 | West Group Data Center | 18981 | Thomson Corp | Commercial Non-CHP | 610 Opperman Dr | Eagan | Dakota | Minnesota | 55123 | petroleum | Petroleum = 2.4 MW | Petroleum Liquids | 8 | 2.4 | [8 empty] | 2.4 |  |  |  | EIA-860, EIA-860M and EIA-923 | 202406 | -93.1139 | 44.8256
-13137158.7555 | 4016314.9197 | 39047 | 54296 | Biola University Hybrid | 1752 | Biola University | Commercial CHP | 13800 Biola Ave | La Mirada | Los Angeles | California | 90639 | natural gas | Battery = 0.3 MW, Natural Gas = 4 MW | Batteries; Natural Gas Internal Combustion Engine; | 4.3 | 4.3 | 0.3 | [5 empty] | 4 | [5 empty] | EIA-860, EIA-860M and EIA-923 | 202406 | -118.0131 | 33.907
-13173737.7836 | 4171806.7063 | 39048 | 54298 | Coram Energy LLC (ECT) | 64260 | Nextera Energy Resources | IPP Non-CHP | 6703 Oak Creek Road | Tehachapi | Kern | California | 93501 | wind | Wind = 7.5 MW | Onshore Wind Turbine | 7.5 | 7.5 | [10 empty] | 7.5 |  | EIA-860, EIA-860M and EIA-923 | 202406 | -118.3417 | 35.0583
-13173737.7836 | 4174078.0212 | 39049 | 54299 | Coram Energy LLC | 64260 | Nextera Energy Resources | IPP Non-CHP | 6703 Oak Creek Road | Tehachapi | Kern | California | 93501 | wind | Wind = 3 MW | Onshore Wind Turbine | 3 | 3 | [10 empty] | 3 |  | EIA-860, EIA-860M and EIA-923 | 202406 | -118.3417 | 35.075
-13170019.7126 | 4171806.7063 | 39050 | 54300 | CTV Power Purchase Contract Trust | 64260 | Nextera Energy Resources | IPP Non-CHP | 6703 Oak Creek Road | Tehachapi | Kern | California | 93501 | wind | Wind = 4.6 MW | Onshore Wind Turbine | 4.6 | 4.6 | [10 empty] | 4.6 |  | EIA-860, EIA-860M and EIA-923 | 202406 | -118.3083 | 35.0583
-8128482.426 | 5159273.5797 | 39051 | 54302 | Goodwin Hydroelectric | 12382 | Metropolitan Dist of Hartford | IPP Non-CHP | 251 Hogback Rd. | W. Hartland | Hartford | Connecticut | 6091 | hydroelectric | Hydroelectric = 3 MW | Conventional Hydroelectric | 3.2 | 3 |  |  |  |  | 3 | [7 empty] | EIA-860, EIA-860M and EIA-923 | 202406 | -73.0194 | 41.9886
-18540581.7918 | 7143404.8139 | 39052 | 54305 | Westward Seafoods | 20523 | Westward Seafoods Inc | Industrial CHP | One Mile Captains Bay rd. | Dutch Harbor | Aleutians West | Alaska | 99692 | petroleum | Petroleum = 6.6 MW | Petroleum Liquids | 6.6 | 6.6 | [8 empty] | 6.6 |  |  |  | EIA-860, EIA-860M and EIA-923 | 202406 | -166.5529 | 53.8585
-12709871.9145 | 5255654.4832 | 39053 | 54306 | Wilson Lake Hydroelectric Project | 8365 | Hazelton/Wilson Joint Venture | IPP Non-CHP | 658 Valley Road South | Eden | Jerome | Idaho | 83325 | hydroelectric | Hydroelectric = 8.4 MW | Conventional Hydroelectric | 8.4 | 8.4 |  |  |  |  | 8.4 | [7 empty] | EIA-860, EIA-860M and EIA-923 | 202406 | -114.1747 | 42.6289
-13750533.6026 | 4895022.498 | 39054 | 54308 | Three Forks Water Power Project | 54722 | Grizzly Mountain Ranch | IPP Non-CHP | 4,900 Zenia Bluff Road | Zenia | Trinity | California | 95595 | hydroelectric | Hydroelectric = 1.2 MW | Conventional Hydroelectric | 1.3 | 1.2 |  |  |  |  | 1.2 | [7 empty] | EIA-860, EIA-860M and EIA-923 | 202406 | -123.5231 | 40.1998
-8681862.7467 | 4020708.0804 | 39055 | 54316 | Archer Daniels Midland Southport | 772 | Archer Daniels Midland Co | Industrial CHP | 1730 E Moore St SE | Southport | Brunswick | North Carolina | 28461 | natural gas | Natural Gas = 45 MW | Natural Gas Fired Combustion Turbine | 52.5 | 45 | [6 empty] | 45 | [5 empty] | EIA-860, EIA-860M and EIA-923 | 202406 | -77.9905 | 33.9397
-12217781.6564 | 5100251.1076 | 39056 | 54318 | General Chemical | 7067 | Tata Chemicals Partners | Industrial CHP | 20 Miles west of Green River, | Green River | Sweetwater | Wyoming | 82935 | coal | Coal = 30 MW | Conventional Steam Coal | 30 | 30 |  |  | 30 | [9 empty] | EIA-860, EIA-860M and EIA-923 | 202406 | -109.7542 | 41.5933
-10487876.7695 | 3500054.016 | 39057 | 54321 | Goodyear Beaumont Chemical Plant | 7375 | Goodyear Tire & Rubber Co | Industrial CHP | 11357 Interstate 10 | Beaumont | Jefferson | Texas | 77705 | natural gas | Natural Gas = 30.5 MW | Natural Gas Fired Combustion Turbine; Natural Gas Steam Turbine; | 34.8 | 30.5 | [6 empty] | 30.5 | [5 empty] | EIA-860, EIA-860M and EIA-923 | 202406 | -94.2142 | 29.9728
-9127365.5753 | 3960242.5062 | 39058 | 54322 | Sibley Mill | 55810 | Augusta Canal Authority | Industrial Non-CHP | 1717 Goodrich Street | Augusta | Richmond | Georgia | 30904 | hydroelectric | Hydroelectric = 2.1 MW | Conventional Hydroelectric | 2.1 | 2.1 |  |  |  |  | 2.1 | [7 empty] | EIA-860, EIA-860M and EIA-923 | 202406 | -81.9925 | 33.4879
-9394808.4255 | 3996509.699 | 39059 | 54323 | CNN Center | 18452 | Turner Properties Inc | Commercial Non-CHP | 190 Marietta St NW | Atlanta | Fulton | Georgia | 30303 | petroleum | Petroleum = 12.8 MW | Petroleum Liquids | 13 | 12.8 | [8 empty] | 12.8 |  |  |  | EIA-860, EIA-860M and EIA-923 | 202406 | -84.395 | 33.7592
-7978279.0371 | 5162462.5314 | 39060 | 54324 | Ocean State Power II | 27770 | Ocean State Power II | IPP Non-CHP | 1575 Sherman Farm Road | Harrisville | Providence | Rhode Island | 2830 | natural gas | Natural Gas = 218.6 MW | Natural Gas Fired Combined Cycle | 254.2 | 218.6 | [6 empty] | 218.6 | [5 empty] | EIA-860, EIA-860M and EIA-923 | 202406 | -71.6701 | 42.0099
-13169635.6604 | 4048457.1776 | 39061 | 54327 | Toyon Power Station | 56773 | Toyon Landfill Gas Conversion, LLC | IPP Non-CHP | 5050 Mt. Hollywood Drive | Los Angeles | Los Angeles | California | 90027 | biomass | Biomass = 0.9 MW | Landfill Gas | 1.1 | 0.9 |  | 0.9 | [10 empty] | EIA-860, EIA-860M and EIA-923 | 202406 | -118.3049 | 34.1463
-10646401.179 | 3468380.2759 | 39062 | 54330 | Westhollow Technology Center | 17052 | Shell Chemical LP | Industrial CHP | 3333 Hwy 6 South | Houston | Harris | Texas | 77082 | natural gas | Natural Gas = 3.7 MW | Natural Gas Fired Combustion Turbine | 3.7 | 3.7 | [6 empty] | 3.7 | [5 empty] | EIA-860, EIA-860M and EIA-923 | 202406 | -95.6382 | 29.726
-8558113.6555 | 5005708.6492 | 39063 | 54333 | Bucknell University | 2468 | Bucknell University | Commercial CHP | 1225 River Road | Lewisburg | Union | Pennsylvania | 17837 | natural gas | Natural Gas = 5.3 MW | Natural Gas Fired Combined Cycle | 5.9 | 5.3 | [6 empty] | 5.3 | [5 empty] | EIA-860, EIA-860M and EIA-923 | 202406 | -76.8788 | 40.955
-9103218.1513 | 5007799.7318 | 39064 | 54335 | Morton Salt Rittman | 12986 | Morton Salt Inc | Industrial CHP | 151 S Industrial St | Rittman | Wayne | Ohio | 44270 | natural gas | Natural Gas = 2.5 MW | Natural Gas Steam Turbine | 2.5 | 2.5 | [6 empty] | 2.5 | [5 empty] | EIA-860, EIA-860M and EIA-923 | 202406 | -81.7756 | 40.9692
-10894505.9413 | 3032520.8597 | 39065 | 54338 | Rio Grande Valley Sugar Growers | 16098 | Rio Grande Valley Sugar Growers, Inc. | Industrial CHP | 2 1/2mi.W. Hwy 107 | Santa Rosa | Hidalgo | Texas | 78593 | biomass | Biomass = 17.5 MW, Petroleum = 1.4 MW | Other Waste Biomass; Petroleum Liquids; | 24.9 | 18.9 |  | 17.5 | [6 empty] | 1.4 |  |  |  | EIA-860, EIA-860M and EIA-923 | 202406 | -97.867 | 26.2697
-9297281.4196 | 5637672.4731 | 39066 | 54340 | Norway Point Hydropower Project | 57280 | Eagle Creek Renewable Energy, LLC | IPP Non-CHP | 3101 Long Rapids Road | Alpena | Alpena | Michigan | 49707 | hydroelectric | Hydroelectric = 4 MW | Conventional Hydroelectric | 4 | 4 |  |  |  |  | 4 | [7 empty] | EIA-860, EIA-860M and EIA-923 | 202406 | -83.5189 | 45.1025
-9295455.78 | 5636221.6402 | 39067 | 54341 | Four Mile Hydropower Project | 57280 | Eagle Creek Renewable Energy, LLC | IPP Non-CHP | 2701 Long Rapids Road | Alpena | Alpena | Michigan | 49707 | hydroelectric | Hydroelectric = 2 MW | Conventional Hydroelectric | 2 | 2 |  |  |  |  | 2 | [7 empty] | EIA-860, EIA-860M and EIA-923 | 202406 | -83.5025 | 45.0933
-9288286.8048 | 5632816.2553 | 39068 | 54342 | Ninth Street Hydropower Project | 57280 | Eagle Creek Renewable Energy, LLC | IPP Non-CHP | 305 North 9th Avenue | Alpena | Alpena | Michigan | 49707 | hydroelectric | Hydroelectric = 1.2 MW | Conventional Hydroelectric | 1.2 | 1.2 |  |  |  |  | 1.2 | [7 empty] | EIA-860, EIA-860M and EIA-923 | 202406 | -83.4381 | 45.0717
-13247787.5089 | 4357959.0135 | 39069 | 54343 | Terminus Hydroelectric Project | 57280 | Eagle Creek Renewable Energy, LLC | IPP Non-CHP | 34443 Sierra Drive | Lemon Cove | Tulare | California | 93244 | hydroelectric | Hydroelectric = 20 MW | Conventional Hydroelectric | 20.1 | 20 |  |  |  |  | 20 | [7 empty] | EIA-860, EIA-860M and EIA-923 | 202406 | -119.0069 | 36.4156
-9177056.3696 | 3241272.6592 | 39070 | 54347 | Howard F Curren Advncd Wastewater Plant | 18483 | Tampa Wastewater Department | Commercial Non-CHP | 2700 Maritime Blvd | Tampa | Hillsborough | Florida | 33605 | biomass | Biomass = 2.5 MW | Other Waste Biomass | 2.5 | 2.5 |  | 2.5 | [10 empty] | EIA-860, EIA-860M and EIA-923 | 202406 | -82.4389 | 27.9389
-12788193.8592 | 4331666.753 | 39071 | 54349 | Nevada Cogen Associates 2 Black Mountain | 13365 | Nevada Cogeneration Assoc # 2 | IPP CHP | East Lake Mead Blvd | Las Vegas | Clark | Nevada | 89124 | natural gas | Natural Gas = 93.1 MW | Natural Gas Fired Combined Cycle | 96.3 | 93.1 | [6 empty] | 93.1 | [5 empty] | EIA-860, EIA-860M and EIA-923 | 202406 | -114.8783 | 36.2253
-12792912.2471 | 4347952.5119 | 39072 | 54350 | Nevada Cogen Assoc#1 GarnetVly | 13399 | Nevada Cogeneration Assoc # 1 | IPP CHP | 11401 US 93 & I-15 | Las Vegas | Clark | Nevada | 89165 | natural gas | Natural Gas = 85.5 MW | Natural Gas Fired Combined Cycle | 94.8 | 85.5 | [6 empty] | 85.5 | [5 empty] | EIA-860, EIA-860M and EIA-923 | 202406 | -114.9207 | 36.3432
-8147195.2324 | 5541586.6027 | 39073 | 54355 | Chace Mill Winooski One | 2548 | City of Burlington Electric - (VT) | Electric Utility | 16 West Canal Street | Winooski | Chittenden | Vermont | 5404 | hydroelectric | Hydroelectric = 7.5 MW | Conventional Hydroelectric | 7.5 | 7.5 |  |  |  |  | 7.5 | [7 empty] | EIA-860, EIA-860M and EIA-923 | 202406 | -73.1875 | 44.49
-9122974.9119 | 3938956.3511 | 39074 | 54358 | Graphic Packaging International Augusta Mill | 61880 | Graphic Packaging International - Augusta | Industrial CHP | 4278 Mike Padgett Highway | Augusta | Richmond | Georgia | 30906 | biomass | Biomass = 42.8 MW, Natural Gas = 36.5 MW | Wood/Wood Waste Biomass; Natural Gas Steam Turbine; | 84.7 | 79.3 |  | 42.8 |  |  |  |  | 36.5 | [5 empty] | EIA-860, EIA-860M and EIA-923 | 202406 | -81.9531 | 33.3283
-9896484.071 | 4833873.1478 | 39075 | 54360 | Fuyao Glass Illinois Inc. | 60194 | Fuyao Glass Illinois, Inc | Industrial Non-CHP | 2768 E Elwin Rd | Decatur | Macon | Illinois | 62521 | petroleum | Petroleum = 4.7 MW | Petroleum Liquids | 4.7 | 4.7 | [8 empty] | 4.7 |  |  |  | EIA-860, EIA-860M and EIA-923 | 202406 | -88.9016 | 39.779
-9086920.9779 | 4208326.5443 | 39076 | 54363 | Shelby, NC | 50035 | Electric Glass Fiber America, LLC. | Industrial Non-CHP | 940 Wash Burn Switch Rd. | Shelby | Cleveland | North Carolina | 28150 | petroleum | Petroleum = 2.8 MW | Petroleum Liquids | 4.2 | 2.8 | [8 empty] | 2.8 |  |  |  | EIA-860, EIA-860M and EIA-923 | 202406 | -81.6292 | 35.3264
-10970929.7774 | 4029270.5232 | 39077 | 54364 | Works 4 | 60538 | Vitro Architectural Glass | Industrial Non-CHP | 7400 Central Freeway North | Wichita Falls | Wichita | Texas | 76305 | petroleum | Petroleum = 4.9 MW | Petroleum Liquids | 4.9 | 4.9 | [8 empty] | 4.9 |  |  |  | EIA-860, EIA-860M and EIA-923 | 202406 | -98.5535 | 34.0035
-9108724.1246 | 3232696.8878 | 39078 | 54365 | Orange Cogeneration Facility | 49901 | Northern Star Generation Services Co LLC | IPP CHP | 1901 Clear Springs Road | Bartow | Polk | Florida | 33830 | natural gas | Natural Gas = 110.6 MW | Natural Gas Fired Combined Cycle | 157.2 | 110.6 | [6 empty] | 110.6 | [5 empty] | EIA-860, EIA-860M and EIA-923 | 202406 | -81.8251 | 27.8708
-11718514.1855 | 4867045.2989 | 39079 | 54372 | University of Colorado | 22208 | University of Colorado | Commercial CHP | 18th St and Colorado | Boulder | Boulder | Colorado | 80309 | natural gas | Natural Gas = 31 MW | Natural Gas Fired Combined Cycle | 33 | 31 | [6 empty] | 31 | [5 empty] | EIA-860, EIA-860M and EIA-923 | 202406 | -105.2692 | 40.0076
-11923399.4894 | 5128009.6128 | 39080 | 54374 | Sinclair Oil Refinery | 24205 | HF Sinclair Parco Refining LLC | Industrial CHP | 100 E Lincoln | Sinclair | Carbon | Wyoming | 82334 | natural gas | Natural Gas = 2.2 MW, Other = 1.7 MW,Petroleum = 1.1 MW | Natural Gas Internal Combustion Engine; Other Gases; Petroleum Liquids | 5 | 5 | [6 empty] | 2.2 |  | 1.1 |  |  | 1.7 | EIA-860, EIA-860M and EIA-923 | 202406 | -107.1097 | 41.7795
-7986984.2213 | 5340890.8402 | 39081 | 54384 | EHC West Hopkinton | 7601 | Green Mountain Power Corp | Electric Utility | Route 127 | West Hopkinton | Merrimack | New Hampshire | 3229 | hydroelectric | Hydroelectric = 1 MW | Conventional Hydroelectric | 1 | 1 |  |  |  |  | 1 | [7 empty] | EIA-860, EIA-860M and EIA-923 | 202406 | -71.7483 | 43.1897
-8135851.7763 | 5066863.0506 | 39082 | 54385 | Kinneytown New Old | 63985 | Hydroland Omega LLC | IPP Non-CHP | Derby Ave Ext. | Seymour | New Haven | Connecticut | 6483 | hydroelectric | Hydroelectric = 2.2 MW | Conventional Hydroelectric | 2.3 | 2.2 |  |  |  |  | 2.2 | [7 empty] | EIA-860, EIA-860M and EIA-923 | 202406 | -73.0856 | 41.3686
-12693271.3954 | 5376921.493 | 39083 | 54386 | Little Wood Hydro Project | 11082 | Littlewood Irrigation District | IPP Non-CHP | Little Wood Reservoir Road | Carey | Blaine | Idaho | 83320 | hydroelectric | Hydroelectric = 2.4 MW | Conventional Hydroelectric | 2.8 | 2.4 |  |  |  |  | 2.4 | [7 empty] | EIA-860, EIA-860M and EIA-923 | 202406 | -114.0256 | 43.4252
-13541826.8119 | 6013118.3089 | 39084 | 54387 | Weeks Falls | 57280 | Eagle Creek Renewable Energy, LLC | IPP Non-CHP | Highway I-90 | North Bend | King | Washington | 98045 | hydroelectric | Hydroelectric = 4.2 MW | Conventional Hydroelectric | 4.3 | 4.2 |  |  |  |  | 4.2 | [7 empty] | EIA-860, EIA-860M and EIA-923 | 202406 | -121.6483 | 47.4335
-8178058.7839 | 5546136.9707 | 39085 | 54391 | Alice Falls Hydro Project | 57280 | Eagle Creek Renewable Energy, LLC | IPP Non-CHP | Route 9 | Keeseville | Clinton | New York | 12944 | hydroelectric | Hydroelectric = 2.2 MW | Conventional Hydroelectric | 2.1 | 2.2 |  |  |  |  | 2.2 | [7 empty] | EIA-860, EIA-860M and EIA-923 | 202406 | -73.4648 | 44.5192
-12547870.552 | 5469690.1882 | 39086 | 54394 | Dry Creek Project | 5385 | Dry Creek LLC | IPP Non-CHP | Highway 22 | Howe | Butte | Idaho | 83244 | hydroelectric | Hydroelectric = 2.2 MW | Conventional Hydroelectric | 3.6 | 2.2 |  |  |  |  | 2.2 | [7 empty] | EIA-860, EIA-860M and EIA-923 | 202406 | -112.7194 | 44.0274
-8199169.5234 | 5302458.221 | 39087 | 54395 | Stillwater Hydro Electric Project | 59834 | GR Catalyst One, LLC | IPP Non-CHP | 104 Hudson Street | Stillwater | Saratoga | New York | 12170 | hydroelectric | Hydroelectric = 3.4 MW | Conventional Hydroelectric | 3.4 | 3.4 |  |  |  |  | 3.4 | [7 empty] | EIA-860, EIA-860M and EIA-923 | 202406 | -73.6544 | 42.9375
-9949431.183 | 5323929.8193 | 39088 | 54406 | Capitol Heat and Power | 18028 | State of Wisconsin | Commercial Non-CHP | 624 East Main Street | Madison | Dane | Wisconsin | 53703 | petroleum | Petroleum = 2 MW | Petroleum Liquids | 2 | 2 | [8 empty] | 2 |  |  |  | EIA-860, EIA-860M and EIA-923 | 202406 | -89.3773 | 43.0785
-9877345.0222 | 5407330.8546 | 39089 | 54407 | Waupun Correctional Central Heating Plt | 18028 | State of Wisconsin | Commercial CHP | 400 S. Drummond St. | Waupun | Dodge | Wisconsin | 53963 | petroleum | Natural Gas = 2 MW, Petroleum = 2.3 MW | Natural Gas Steam Turbine; Petroleum Liquids; | 4.3 | 4.3 | [6 empty] | 2 |  | 2.3 |  |  |  | EIA-860, EIA-860M and EIA-923 | 202406 | -88.7297 | 43.6233
-9952029.2686 | 5322632.6373 | 39090 | 54408 | UW Madison Charter Street Plant | 18028 | State of Wisconsin | Commercial CHP | 117 North Charter Street | Madison | Dane | Wisconsin | 53715 | natural gas | Natural Gas = 9.7 MW, Petroleum = 1.3 MW | Natural Gas Steam Turbine; Petroleum Liquids; | 11 | 11 | [6 empty] | 9.7 |  | 1.3 |  |  |  | EIA-860, EIA-860M and EIA-923 | 202406 | -89.4006 | 43.07
-8046922.5313 | 5419428.2818 | 39091 | 54409 | Dartmouth College Heating Plant | 4823 | Dartmouth College | Commercial CHP | McKenzie Hall 6111 | Hanover | Grafton | New Hampshire | 3755 | petroleum | Petroleum = 7 MW | Petroleum Liquids | 7 | 7 | [8 empty] | 7 |  |  |  | EIA-860, EIA-860M and EIA-923 | 202406 | -72.2867 | 43.7019
-13248451.0844 | 4223910.9663 | 39092 | 54410 | Western Power & Steam Inc | 63997 | Western Power and Steam II LLC | Industrial CHP | 3300 Manor Street | Bakersfield | Kern | California | 93308 | natural gas | Natural Gas = 19.6 MW | Natural Gas Fired Combustion Turbine | 27.7 | 19.6 | [6 empty] | 19.6 | [5 empty] | EIA-860, EIA-860M and EIA-923 | 202406 | -119.0129 | 35.4405
-10095854.0507 | 5247262.7623 | 39093 | 54414 | John Deere Dubuque Works | 9765 | John Deere Dubuque Works | Industrial Non-CHP | 18600 S. John Deere Rd, D136 | Dubuque | Dubuque | Iowa | 52001 | petroleum | Petroleum = 8.4 MW | Petroleum Liquids | 9 | 8.4 | [8 empty] | 8.4 |  |  |  | EIA-860, EIA-860M and EIA-923 | 202406 | -90.6926 | 42.5734
-9510605.6315 | 5506029.0277 | 39094 | 54415 | Cadillac Renewable Energy | 55600 | Cadillac Renewable Energy LLC | IPP Non-CHP | 1525 Miltner St. | Cadillac | Wexford | Michigan | 49601 | biomass | Biomass = 38 MW | Wood/Wood Waste Biomass | 44 | 38 |  | 38 | [10 empty] | EIA-860, EIA-860M and EIA-923 | 202406 | -85.4352 | 44.2617
-7883337.0924 | 5347979.6808 | 39095 | 54418 | Rollinsford | 7601 | Green Mountain Power Corp | Electric Utility | Front Street | Rollinsford | Strafford | New Hampshire | 3869 | hydroelectric | Hydroelectric = 1.4 MW | Conventional Hydroelectric | 1.4 | 1.4 |  |  |  |  | 1.4 | [7 empty] | EIA-860, EIA-860M and EIA-923 | 202406 | -70.8172 | 43.2361
-18540617.414 | 7147386.8706 | 39096 | 54422 | Unisea G 2 | 19553 | Unisea Inc | Industrial Non-CHP | Salmon Way | Dutch Harbor | Aleutians West | Alaska | 99692 | petroleum | Petroleum = 15.5 MW | Petroleum Liquids | 17.5 | 15.5 | [8 empty] | 15.5 |  |  |  | EIA-860, EIA-860M and EIA-923 | 202406 | -166.5532 | 53.8796
-9114561.6074 | 3229936.8584 | 39097 | 54426 | Mulberry Cogeneration Facility | 49901 | Northern Star Generation Services Co LLC | IPP CHP | 3600 Highway 555 | Bartow | Polk | Florida | 33830 | natural gas | Natural Gas = 115 MW | Natural Gas Fired Combined Cycle | 127.7 | 115 | [6 empty] | 115 | [5 empty] | EIA-860, EIA-860M and EIA-923 | 202406 | -81.8775 | 27.8489
-10002891.144 | 3604353.3227 | 39098 | 54427 | Gaylord Container Bogalusa | 7043 | Temple-Inland Corp | Industrial CHP | 401 Avenue U | Bogalusa | Washington | Louisiana | 70427 | biomass | Biomass = 91.8 MW | Wood/Wood Waste Biomass | 99.5 | 91.8 |  | 91.8 | [10 empty] | EIA-860, EIA-860M and EIA-923 | 202406 | -89.8575 | 30.7811
-9739219.7981 | 3708631.1719 | 39099 | 54429 | Alabama Pine Pulp | 57356 | Alabama River Cellulose LLC | Industrial CHP | 2373 Lena Landegger Hwy. Co Rd | Perdue Hill | Monroe | Alabama | 36470 | biomass | Biomass = 68.7 MW | Wood/Wood Waste Biomass | 69 | 68.7 |  | 68.7 | [10 empty] | EIA-860, EIA-860M and EIA-923 | 202406 | -87.4889 | 31.5825
-13320679.5115 | 4212153.6011 | 39100 | 54447 | Welport Lease Project | 60637 | Sentinel Peak Resources California, LLC | Industrial CHP | 22000 Franco Western Road | McKittrick | Kern | California | 93251 | natural gas | Natural Gas = 4 MW | Natural Gas Fired Combustion Turbine | 5 | 4 | [6 empty] | 4 | [5 empty] | EIA-860, EIA-860M and EIA-923 | 202406 | -119.6617 | 35.3544
-13311924.9014 | 4193932.1099 | 39101 | 54449 | Dome Project | 60637 | Sentinel Peak Resources California, LLC | Industrial CHP | 25605 Westside Hwy | Fellows | Kern | California | 93224 | natural gas | Natural Gas = 5 MW | Natural Gas Fired Combustion Turbine | 6 | 5 | [6 empty] | 5 | [5 empty] | EIA-860, EIA-860M and EIA-923 | 202406 | -119.5831 | 35.2208
-13167615.2116 | 3997772.8201 | 39102 | 54451 | Los Angeles Refinery Wilmington | 38215 | Phillips 66 - Los Angeles | Industrial CHP | 1660 W Anaheim St | Wilmington | Los Angeles | California | 90744 | other | Other = 50 MW | Other Gases | 58.5 | 50 | [11 empty] | 50 | EIA-860, EIA-860M and EIA-923 | 202406 | -118.2867 | 33.7686
-16851366.4051 | 8551168.0999 | 39103 | 54452 | Nutrien Kenai Nitrogen Operations | 179 | Nutrien US LLC | Industrial CHP | Mile 21.5 Kenai Spur Highway | Kenai | Kenai Peninsula | Alaska | 99611 | natural gas | Natural Gas = 12.5 MW | Natural Gas Fired Combustion Turbine | 12.5 | 12.5 | [6 empty] | 12.5 | [5 empty] | EIA-860, EIA-860M and EIA-923 | 202406 | -151.3784 | 60.6732
-13562420.9177 | 4595924.7514 | 39104 | 54453 | EDF Renewable Windfarm V Inc | 57170 | EDF Renewable Asset Holdings, Inc. | IPP Non-CHP | 6523 Montezuma Hills Road | Birds Landing | Solano | California | 94512 | wind | Wind = 15.5 MW | Onshore Wind Turbine | 15.5 | 15.5 | [10 empty] | 15.5 |  | EIA-860, EIA-860M and EIA-923 | 202406 | -121.8333 | 38.1167
-12976947.8557 | 4017849.7247 | 39105 | 54454 | San Gorgonio Windplant WPP1993 | 49963 | FPL Energy Operating Services, Inc. | IPP Non-CHP |  | North Palm Springs | Riverside | California | 92258 | wind | Wind = 49.5 MW | Onshore Wind Turbine | 49.5 | 49.5 | [10 empty] | 49.5 |  | EIA-860, EIA-860M and EIA-923 | 202406 | -116.5739 | 33.9184
-9380637.4543 | 4040409.3437 | 39106 | 54457 | Hewlett Packard Enterprise | 64432 | SWVP Alpharetta Owners, LLC | Commercial Non-CHP | 5555 Windward Parkway | Alpharetta | Fulton | Georgia | 30004 | petroleum | Petroleum = 7.8 MW | Petroleum Liquids | 8 | 7.8 | [8 empty] | 7.8 |  |  |  | EIA-860, EIA-860M and EIA-923 | 202406 | -84.2677 | 34.0864
-9126275.9801 | 3958793.8463 | 39107 | 54462 | Graniteville Enterprise Division | 55810 | Augusta Canal Authority | Industrial Non-CHP | 1450 Greene Street, Suite 400 | Augusta | Richmond | Georgia | 30901 | hydroelectric | Hydroelectric = 1 MW | Conventional Hydroelectric | 1.2 | 1 |  |  |  |  | 1 | [7 empty] | EIA-860, EIA-860M and EIA-923 | 202406 | -81.9827 | 33.477
-9309437.508 | 3865000.2983 | 39108 | 54464 | Riverwood International Macon Mill | 16024 | Riverwood Intl USA Inc | Industrial CHP | 100 Graphic Packaging Intl Way | Macon | Bibb | Georgia | 31206 | biomass | Biomass = 81.7 MW | Wood/Wood Waste Biomass | 73.4 | 81.7 |  | 81.7 | [10 empty] | EIA-860, EIA-860M and EIA-923 | 202406 | -83.6281 | 32.7714
-9062780.567 | 3304893.907 | 39109 | 54466 | Orlando Cogen LP | 14184 | Orlando CoGen Ltd LP | IPP CHP | 8275 Exchange Drive | Orlando | Orange | Florida | 32809 | natural gas | Natural Gas = 120 MW | Natural Gas Fired Combined Cycle | 122.4 | 120 | [6 empty] | 120 | [5 empty] | EIA-860, EIA-860M and EIA-923 | 202406 | -81.4123 | 28.4426
-8050340.5963 | 5408928.7594 | 39110 | 54471 | Mascoma Hydro | 7601 | Green Mountain Power Corp | Electric Utility | Rte. 12A & Benning Street | W. Lebanon | Grafton | New Hampshire | 3766 | hydroelectric | Hydroelectric = 1.5 MW | Conventional Hydroelectric | 1.5 | 1.5 |  |  |  |  | 1.5 | [7 empty] | EIA-860, EIA-860M and EIA-923 | 202406 | -72.3174 | 43.6337
-12148607.7248 | 5092573.6398 | 39111 | 54472 | Simplot Phosphates | 16968 | Simplot Phosphates LLC | Industrial CHP | 515 S Hwy 430 | Rock Springs | Sweetwater | Wyoming | 82901 | other | Other = 11.5 MW | All Other | 11.5 | 11.5 | [11 empty] | 11.5 | EIA-860, EIA-860M and EIA-923 | 202406 | -109.1328 | 41.5417
-13611401.4936 | 6273249.5965 | 39112 | 54476 | Sumas Power Plant | 15500 | Puget Sound Energy Inc | Electric Utility | 1340 Thompson Lane | Sumas | Whatcom | Washington | 98295 | natural gas | Natural Gas = 125.5 MW | Natural Gas Fired Combined Cycle | 125.5 | 125.5 | [6 empty] | 125.5 | [5 empty] | EIA-860, EIA-860M and EIA-923 | 202406 | -122.2733 | 48.9905
-13532308.9954 | 4792393.3944 | 39113 | 54477 | Oroville Cogeneration LP | 14173 | Oroville Cogeneration LP | Industrial CHP | 695 Cal Oak Rd. | Oroville | Butte | California | 95965 | natural gas | Natural Gas = 7.7 MW | Natural Gas Internal Combustion Engine | 7.7 | 7.7 | [6 empty] | 7.7 | [5 empty] | EIA-860, EIA-860M and EIA-923 | 202406 | -121.5628 | 39.492
-10018954.5465 | 3496713.3109 | 39114 | 54512 | Domino Sugar Arabi Plant | 547 | American Sugar Refining Inc. | Industrial CHP | 7417 North Peters Street | Arabi | St Bernard | Louisiana | 70032 | natural gas | Natural Gas = 7.7 MW | Natural Gas Steam Turbine | 14 | 7.7 | [6 empty] | 7.7 | [5 empty] | EIA-860, EIA-860M and EIA-923 | 202406 | -90.0018 | 29.9468
-9827284.6472 | 5126543.805 | 39115 | 54513 | WestRock (IL) | 30038 | WestRock (IL) | Industrial Non-CHP | 1601 East Mountain Street | Aurora | Kane | Illinois | 60505 | natural gas | Natural Gas = 2.9 MW | Natural Gas Internal Combustion Engine | 2.9 | 2.9 | [6 empty] | 2.9 | [5 empty] | EIA-860, EIA-860M and EIA-923 | 202406 | -88.28 | 41.7697
-12781993.6975 | 5266395.4615 | 39116 | 54514 | Blind Canyon Hydro | 1851 | Blind Canyon Aquaranch, Inc. | IPP Non-CHP | 1424 Bob Barton Road | Wendell | Gooding | Idaho | 83355 | hydroelectric | Hydroelectric = 1.3 MW | Conventional Hydroelectric | 1.3 | 1.3 |  |  |  |  | 1.3 | [7 empty] | EIA-860, EIA-860M and EIA-923 | 202406 | -114.8226 | 42.6998
-8000830.1395 | 5307658.1393 | 39117 | 54515 | Seven Hills New Hampshire | 4566 | Seven Hills New Hampshire | Commercial CHP | 1 Verney Drive | Greenfield | Hillsborough | New Hampshire | 3047 | petroleum | Petroleum = 2.1 MW | Petroleum Liquids | 2.1 | 2.1 | [8 empty] | 2.1 |  |  |  | EIA-860, EIA-860M and EIA-923 | 202406 | -71.8727 | 42.9717
-13393713.669 | 4574678.7933 | 39118 | 54517 | Sierra Pacific Sonora | 17164 | Sierra Pacific Industries | Industrial Non-CHP | 14980 Camage Road | Standard | Tuolumne | California | 95370 | biomass | Biomass = 6 MW | Wood/Wood Waste Biomass | 7.5 | 6 |  | 6 | [10 empty] | EIA-860, EIA-860M and EIA-923 | 202406 | -120.3178 | 37.9664
-10150912.6709 | 3567880.0991 | 39119 | 54518 | Formosa Plastics | 6564 | Formosa Plastics Corp | Industrial CHP | Gulf States Road | Baton Rouge | East Baton Rouge | Louisiana | 70805 | natural gas | Natural Gas = 82 MW | Natural Gas Fired Combustion Turbine; Natural Gas Steam Turbine; | 100.8 | 82 | [6 empty] | 82 | [5 empty] | EIA-860, EIA-860M and EIA-923 | 202406 | -91.1872 | 30.4992
-10813807.9934 | 3865489.2295 | 39120 | 54520 | Village Creek Water Reclamation Facility | 6831 | Ft Worth City of | Commercial CHP | 4500 Wilma Lane | Arlington | Tarrant | Texas | 76012 | natural gas | Natural Gas = 10.2 MW | Natural Gas Fired Combustion Turbine; Natural Gas Internal Combustion Engine; | 12.4 | 10.2 | [6 empty] | 10.2 | [5 empty] | EIA-860, EIA-860M and EIA-923 | 202406 | -97.1421 | 32.7751
-9829758.389 | 5160813.0231 | 39121 | 54523 | Hoffer Plastics | 8705 | Hoffer Plastics | Industrial Non-CHP | 500 N. Collins Street | South Elgin | Kane | Illinois | 60177 | natural gas | Natural Gas = 7.2 MW | Natural Gas Internal Combustion Engine | 7.2 | 7.2 | [6 empty] | 7.2 | [5 empty] | EIA-860, EIA-860M and EIA-923 | 202406 | -88.3022 | 41.9989
-12940244.3724 | 5450611.094 | 39122 | 54524 | Horseshoe Bend Hydroelectric Co | 8862 | Horseshoe Bend Hydroelectric Co | IPP Non-CHP | Highway 52, by Kennedy Lane | Horseshoe Bend | Boise | Idaho | 83629 | hydroelectric | Hydroelectric = 9.4 MW | Conventional Hydroelectric | 9.4 | 9.4 |  |  |  |  | 9.4 | [7 empty] | EIA-860, EIA-860M and EIA-923 | 202406 | -116.2442 | 43.9041
-9781432.149 | 5028993.9022 | 39123 | 54525 | Kankakee Hydro Facility | 26003 | Kankakee City of | Commercial Non-CHP | 175 W. Water Street | Kankakee | Kankakee | Illinois | 60901 | hydroelectric | Hydroelectric = 1.2 MW | Conventional Hydroelectric | 1.2 | 1.2 |  |  |  |  | 1.2 | [7 empty] | EIA-860, EIA-860M and EIA-923 | 202406 | -87.8681 | 41.1128
-10595365.4227 | 5589526.3652 | 39124 | 54533 | Southern Minnesota Beet Sugar | 17604 | Southern Minnesota Beet Sugar | Industrial CHP | 83550 Co. Road 21 | Renville | Renville | Minnesota | 56284 | coal | Coal = 7.5 MW | Conventional Steam Coal | 7.5 | 7.5 |  |  | 7.5 | [9 empty] | EIA-860, EIA-860M and EIA-923 | 202406 | -95.1798 | 44.7964
-9295048.9072 | 5176821.3138 | 39125 | 54536 | Sumpter Energy Associates | 57249 | EPP Renewable Energy | IPP Non-CHP | 26981 Elwell Road | Belleville | Wayne | Michigan | 48111 | biomass | Biomass = 11.2 MW | Landfill Gas | 11.2 | 11.2 |  | 11.2 | [10 empty] | EIA-860, EIA-860M and EIA-923 | 202406 | -83.4988 | 42.1057
-13657244.4184 | 6245895.2474 | 39126 | 54537 | Ferndale Generating Station | 15500 | Puget Sound Energy Inc | Electric Utility | 5105 Lake Terrell Road | Ferndale | Whatcom | Washington | 98248 | natural gas | Natural Gas = 270 MW | Natural Gas Fired Combined Cycle | 285.5 | 270 | [6 empty] | 270 | [5 empty] | EIA-860, EIA-860M and EIA-923 | 202406 | -122.6851 | 48.829
-9219465.8673 | 4074492.0554 | 39127 | 54538 | Hartwell Energy Facility | 13994 | Oglethorpe Power Corporation | Electric Utility | 415 Smith McGee Hwy | Hartwell | Hart | Georgia | 30643 | natural gas | Natural Gas = 298.1 MW | Natural Gas Fired Combustion Turbine | 360 | 298.1 | [6 empty] | 298.1 | [5 empty] | EIA-860, EIA-860M and EIA-923 | 202406 | -82.8199 | 34.3396
-9348210.0867 | 5309688.9726 | 39128 | 54539 | Venice Resources Gas Recovery | 54842 | WM Renewable Energy LLC | IPP Non-CHP | 9536 Lennon Road | Lennon | Shiawassee | Michigan | 48449 | biomass | Biomass = 1.6 MW | Landfill Gas | 1.6 | 1.6 |  | 1.6 | [10 empty] | EIA-860, EIA-860M and EIA-923 | 202406 | -83.9764 | 42.985
-9842090.1395 | 5204384.0794 | 39129 | 54540 | Charter Dura-Bar | 20328 | Wells Manufacturing Co | Industrial Non-CHP | 1800 W. Lake Shore Dr. | Woodstock | McHenry | Illinois | 60098 | natural gas | Natural Gas = 5.4 MW | Natural Gas Internal Combustion Engine | 6 | 5.4 | [6 empty] | 5.4 | [5 empty] | EIA-860, EIA-860M and EIA-923 | 202406 | -88.413 | 42.2891
-8510497.5226 | 5387621.9802 | 39130 | 54547 | Sithe Independence Station | 17254 | Sithe/Independence LLC | IPP CHP | 76 Independence Way | Oswego | Oswego | New York | 13126 | natural gas | Natural Gas = 958.6 MW | Natural Gas Fired Combined Cycle | 1086.1 | 958.6 | [6 empty] | 958.6 | [5 empty] | EIA-860, EIA-860M and EIA-923 | 202406 | -76.4511 | 43.495
-8418500.535 | 5462472.3479 | 39131 | 54548 | Longfalls Facility | 59827 | Ampersand Long Falls Hydro, LLC | IPP Non-CHP | Lathrop Street | West Carthage | Jefferson | New York | 13619 | hydroelectric | Hydroelectric = 3 MW | Conventional Hydroelectric | 3.3 | 3 |  |  |  |  | 3 | [7 empty] | EIA-860, EIA-860M and EIA-923 | 202406 | -75.6247 | 43.9808
-9816420.9781 | 3559205.033 | 39132 | 54550 | W&T Onshore Treating Facility (OTF) | 57139 | W&T Offshore Inc | Industrial CHP | 6000 Deakle Rd. | Theodore | Mobile | Alabama | 36582 | natural gas | Natural Gas = 11.1 MW | Natural Gas Fired Combined Cycle | 12 | 11.1 | [6 empty] | 11.1 | [5 empty] | EIA-860, EIA-860M and EIA-923 | 202406 | -88.1824 | 30.432
-13358427.9508 | 4634866.0155 | 39133 | 54554 | Spicer Meadow Project | 40613 | Northern California Power Agny | Electric Utility | 477 Bret Hart Drive | Murphys | Tuolumne | California | 95247 | hydroelectric | Hydroelectric = 5.5 MW | Conventional Hydroelectric | 5.9 | 5.5 |  |  |  |  | 5.5 | [7 empty] | EIA-860, EIA-860M and EIA-923 | 202406 | -120.0008 | 38.3914
-13400695.6275 | 4599878.2259 | 39134 | 54555 | Collierville Powerhouse | 40613 | Northern California Power Agny | Electric Utility | 477 Bret hart Drive | Murphys | Calaveras | California | 92547 | hydroelectric | Hydroelectric = 253 MW | Conventional Hydroelectric | 253 | 253 |  |  |  |  | 253 | [7 empty] | EIA-860, EIA-860M and EIA-923 | 202406 | -120.3805 | 38.1446
-9776445.0358 | 5127708.0739 | 39135 | 54556 | Ingredion Incorporated | 4222 | Ingredion Inc - Illinois | Industrial CHP | 6400 South Archer Ave | Bedford Park | Cook | Illinois | 60501 | natural gas | Natural Gas = 51 MW | Natural Gas Fired Combustion Turbine; Natural Gas Steam Turbine; | 54.6 | 51 | [6 empty] | 51 | [5 empty] | EIA-860, EIA-860M and EIA-923 | 202406 | -87.8233 | 41.7775
-12700774.6631 | 5252055.9063 | 39136 | 54558 | Hazelton B Hydro | 8365 | Hazelton/Wilson Joint Venture | IPP Non-CHP | 2832 State Highway 25 | Hazelton | Jerome | Idaho | 83335 | hydroelectric | Hydroelectric = 7.6 MW | Conventional Hydroelectric | 7.6 | 7.6 |  |  |  |  | 7.6 | [7 empty] | EIA-860, EIA-860M and EIA-923 | 202406 | -114.093 | 42.6051
-13683216.9254 | 5797012.8426 | 39137 | 54562 | Longview Fibre | 11169 | Longview Fibre Co | Industrial CHP | 300 Fibre Way | Longview | Cowlitz | Washington | 98632 | biomass | Biomass = 47 MW | Wood/Wood Waste Biomass | 45 | 47 |  | 47 | [10 empty] | EIA-860, EIA-860M and EIA-923 | 202406 | -122.9184 | 46.1039
-9300253.65 | 3869595.1724 | 39138 | 54566 | YKK USA Chestney | 21116 | YKK USA Inc | Industrial Non-CHP | 4234 Ocmulgee East Blvd. | Macon | Bibb | Georgia | 31217 | petroleum | Petroleum = 1.3 MW | Petroleum Liquids | 1.3 | 1.3 | [8 empty] | 1.3 |  |  |  | EIA-860, EIA-860M and EIA-923 | 202406 | -83.5456 | 32.8061
-13546192.5397 | 4664006.4593 | 39139 | 54567 | MM Yolo Power | 61324 | Yolo County Community Services Department | IPP Non-CHP | 44090 Road 28H, Box #3 | Woodland | Yolo | California | 95776 | biomass | Biomass = 3.3 MW | Landfill Gas | 3.6 | 3.3 |  | 3.3 | [10 empty] | EIA-860, EIA-860M and EIA-923 | 202406 | -121.6875 | 38.5963
-8257461.7522 | 4852788.7386 | 39140 | 54569 | Bayville Central Facility | 13943 | Ocean County Utilities Auth | Commercial CHP | 501 Hickory Lane | Bayville | Ocean | New Jersey | 8721 | petroleum | Biomass = 0.9 MW, Petroleum = 6 MW,Solar = 0.2 MW | Other Waste Biomass; Petroleum Liquids; Solar Photovoltaic | 7.1 | 7.1 |  | 0.9 | [6 empty] | 6 | 0.2 |  |  | EIA-860, EIA-860M and EIA-923 | 202406 | -74.178 | 39.9094
-7963086.487 | 5384283.1555 | 39141 | 54572 | Lochmere Hydroelectric Plant | 57280 | Eagle Creek Renewable Energy, LLC | IPP Non-CHP | 55 Silver Lake Road | Tilton | Belknap | New Hampshire | 3252 | hydroelectric | Hydroelectric = 1.2 MW | Conventional Hydroelectric | 1.2 | 1.2 |  |  |  |  | 1.2 | [7 empty] | EIA-860, EIA-860M and EIA-923 | 202406 | -71.5336 | 43.4732
-8228963.4059 | 5101009.516 | 39142 | 54573 | Wappinger Falls Hydroelectric | 54838 | Windsor Machinery Co Inc | IPP Non-CHP | Bldg.28 market street industri | Wappinger Falls | Dutchess | New York | 12590 | hydroelectric | Hydroelectric = 2 MW | Conventional Hydroelectric | 2 | 2 |  |  |  |  | 2 | [7 empty] | EIA-860, EIA-860M and EIA-923 | 202406 | -73.922 | 41.5984
-8177051.1199 | 5576483.1364 | 39143 | 54574 | Saranac Facility | 16729 | Saranac Power Partners LP | IPP Non-CHP | 99 Weed Street | Plattsburgh | Clinton | New York | 12901 | natural gas | Natural Gas = 238.8 MW | Natural Gas Fired Combined Cycle | 285.6 | 238.8 | [6 empty] | 238.8 | [5 empty] | EIA-860, EIA-860M and EIA-923 | 202406 | -73.4557 | 44.7132
-8218506.4982 | 5349628.3716 | 39144 | 54580 | Curtis Palmer Hydroelectric | 24931 | Palmer Hydroelectric | IPP Non-CHP | 15 Pine Street | Corinth | Saratoga | New York | 12822 | hydroelectric | Hydroelectric = 59.6 MW | Conventional Hydroelectric | 59 | 59.6 |  |  |  |  | 59.6 | [7 empty] | EIA-860, EIA-860M and EIA-923 | 202406 | -73.8281 | 43.2469
-7938553.007 | 5256143.9499 | 39145 | 54586 | Tanner Street Generation | 65159 | BT Generation Holdings, LLC | IPP Non-CHP | 2 Tanner Street | Lowell | Middlesex | Massachusetts | 1852 | natural gas | Natural Gas = 75 MW | Natural Gas Fired Combined Cycle | 85 | 75 | [6 empty] | 75 | [5 empty] | EIA-860, EIA-860M and EIA-923 | 202406 | -71.3132 | 42.6321
-8337028.3601 | 5613700.6289 | 39146 | 54592 | Massena Energy Facility | 15253 | Power City Partners LP | IPP Non-CHP | Alcoa Power Canal Road | Massena | St Lawrence | New York | 13662 | natural gas | Natural Gas = 81 MW, Petroleum = 2 MW | Natural Gas Fired Combined Cycle; Petroleum Liquids; | 104.1 | 83 | [6 empty] | 81 |  | 2 |  |  |  | EIA-860, EIA-860M and EIA-923 | 202406 | -74.8928 | 44.9503
-8700642.3448 | 5309354.1979 | 39147 | 54593 | Batavia Power Plant | 16839 | Seneca Power Partners LP | IPP Non-CHP | 163 Cedar St | Batavia | Genesee | New York | 14020 | natural gas | Natural Gas = 48.8 MW, Petroleum = 1 MW | Natural Gas Fired Combined Cycle; Petroleum Liquids; | 67.3 | 49.8 | [6 empty] | 48.8 |  | 1 |  |  |  | EIA-860, EIA-860M and EIA-923 | 202406 | -78.1592 | 42.9828
-12340055.8757 | 3839425.0039 | 39148 | 54594 | University of Arizona - Biosphere 2 | 55994 | University of Arizona - Biosphere 2 | Commercial Non-CHP | 32540 S. Biosphere Road | Oracle | Pinal | Arizona | 85623 | natural gas | Natural Gas = 1.6 MW, Petroleum = 1.5 MW | Natural Gas Internal Combustion Engine; Petroleum Liquids; | 3.1 | 3.1 | [6 empty] | 1.6 |  | 1.5 |  |  |  | EIA-860, EIA-860M and EIA-923 | 202406 | -110.8526 | 32.578
-9318033.3764 | 5205923.9233 | 39149 | 54604 | Warner Lambert | 56478 | University of Michigan NCampus Research | Commercial CHP | 2800 Plymouth Rd | Ann Arbor | Washtenaw | Michigan | 48105 | petroleum | Natural Gas = 2.8 MW, Petroleum = 9.4 MW | Natural Gas Fired Combustion Turbine; Petroleum Liquids; | 12.4 | 12.2 | [6 empty] | 2.8 |  | 9.4 |  |  |  | EIA-860, EIA-860M and EIA-923 | 202406 | -83.7053 | 42.2993
-8085879.6777 | 5123354.284 | 39150 | 54605 | Pratt & Whitney | 21621 | United Technologies | Industrial CHP | 400 Main | East Hartford | Hartford | Connecticut | 6108 | natural gas | Natural Gas = 28 MW | Natural Gas Fired Combustion Turbine | 25.8 | 28 | [6 empty] | 28 | [5 empty] | EIA-860, EIA-860M and EIA-923 | 202406 | -72.6367 | 41.7483
-8930873.7609 | 4305267.8285 | 39151 | 54618 | Ingredion Winston Salem | 4417 | Ingredion Inc - Winston Salem | Industrial CHP | 4501 Overdale Road | Winston-Salem | Forsyth | North Carolina | 27107 | biomass | Biomass = 7 MW | Wood/Wood Waste Biomass | 8.4 | 7 |  | 7 | [10 empty] | EIA-860, EIA-860M and EIA-923 | 202406 | -80.2274 | 36.0338
-7998617.1081 | 5242638.2523 | 39152 | 54620 | NE Renewable Fitchburg, LLC | 65545 | NE Renewable Fitchburg, LLC | IPP Non-CHP | 2 Rowtier Drive | Westminster | Worcester | Massachusetts | 1473 | biomass | Biomass = 14.9 MW | Wood/Wood Waste Biomass | 18 | 14.9 |  | 14.9 | [10 empty] | EIA-860, EIA-860M and EIA-923 | 202406 | -71.8528 | 42.5428
-8922567.8798 | 2967972.8217 | 39153 | 54623 | Central District Wastewater Treat Plant | 12411 | Miami Dade Water & Sewer Dept | Commercial CHP | 3989 Rickenbacker cswy | Miami | Miami Dade | Florida | 33131 | biomass | Biomass = 4.8 MW | Other Waste Biomass | 4.8 | 4.8 |  | 4.8 | [10 empty] | EIA-860, EIA-860M and EIA-923 | 202406 | -80.1528 | 25.7486
-8942990.7762 | 2943431.9421 | 39154 | 54624 | South District Wastewater Treatment Plt | 12411 | Miami Dade Water & Sewer Dept | Commercial CHP | 8950 SW 232 St | Miami | Miami Dade | Florida | 33190 | biomass | Biomass = 8 MW | Other Waste Biomass | 8 | 8 |  | 8 | [10 empty] | EIA-860, EIA-860M and EIA-923 | 202406 | -80.3363 | 25.5498
-8383504.2475 | 4880004.4262 | 39155 | 54625 | Covanta Plymouth Renewable Energy | 56646 | Covanta Plymouth Renewable Energy L P | Commercial Non-CHP | 1155 Conshohocken Road | Conshohocken | Montgomery | Pennsylvania | 19428 | biomass | Biomass = 28 MW | Municipal Solid Waste | 32.1 | 28 |  | 28 | [10 empty] | EIA-860, EIA-860M and EIA-923 | 202406 | -75.3103 | 40.0967
-13247714.5946 | 4242479.5838 | 39156 | 54626 | Mt Poso Cogeneration | 13060 | Mt Poso Cogeneration Co | IPP CHP | 36157 Famoso Woody Road | Bakersfield | Kern | California | 93308 | biomass | Biomass = 42.4 MW | Wood/Wood Waste Biomass | 62 | 42.4 |  | 42.4 | [10 empty] | EIA-860, EIA-860M and EIA-923 | 202406 | -119.0062 | 35.5763
-8988703.7911 | 3070709.7149 | 39157 | 54627 | Okeelanta Cogeneration | 13492 | New Hope Power Company | IPP CHP | 8001 Highway 27 South | South Bay | Palm Beach | Florida | 33493 | biomass | Biomass = 104.9 MW | Other Waste Biomass | 128.9 | 104.9 |  | 104.9 | [10 empty] | EIA-860, EIA-860M and EIA-923 | 202406 | -80.7469 | 26.5769
-11843426.8993 | 3732431.637 | 39158 | 54628 | Phelps Dodge Refining | 14925 | Phelps Dodge Refining Corp | Industrial CHP | 850 HAWKINS | El Paso | El Paso | Texas | 79915 | natural gas | Natural Gas = 14.8 MW | Natural Gas Fired Combustion Turbine | 19.6 | 14.8 | [6 empty] | 14.8 | [5 empty] | EIA-860, EIA-860M and EIA-923 | 202406 | -106.3913 | 31.7645
-11905552.0807 | 4815003.3577 | 39159 | 54630 | American Gypsum Cogeneration | 54839 | Eagle Materials Co LLC | Industrial CHP | 740 Hwy 6 | Gypsum | Eagle | Colorado | 81637 | natural gas | Natural Gas = 5.2 MW, Petroleum = 2.4 MW | Natural Gas Fired Combustion Turbine; Petroleum Liquids; | 9.6 | 7.6 | [6 empty] | 5.2 |  | 2.4 |  |  |  | EIA-860, EIA-860M and EIA-923 | 202406 | -106.9494 | 39.6486
-8479606.3639 | 4986151.4715 | 39160 | 54634 | St Nicholas Cogen Project | 16793 | Schuylkill Energy Resource Inc | IPP CHP | Hwy 54 E, Twp Rt. 851 | Shenandoah | Schuylkill | Pennsylvania | 17976 | coal | Coal = 86 MW | Conventional Steam Coal | 99.2 | 86 |  |  | 86 | [9 empty] | EIA-860, EIA-860M and EIA-923 | 202406 | -76.1736 | 40.8222
-10456210.4932 | 3498859.2281 | 39161 | 54637 | JCO Oxides Olefins Plant | 30052 | Indorama Ventures | Industrial CHP | 6001 Hwy 366 | Port Neeches | Jefferson | Texas | 77651 | natural gas | Natural Gas = 61 MW | Natural Gas Fired Combustion Turbine | 73.8 | 61 | [6 empty] | 61 | [5 empty] | EIA-860, EIA-860M and EIA-923 | 202406 | -93.9297 | 29.9635
-8758145.4297 | 5085105.2993 | 39162 | 54638 | Johnsonburg Mill | 56137 | Domtar LLC | Industrial CHP | 100 Center Street | Johnsonburg | Elk | Pennsylvania | 15845 | biomass | Biomass = 49 MW | Wood/Wood Waste Biomass | 54 | 49 |  | 49 | [10 empty] | EIA-860, EIA-860M and EIA-923 | 202406 | -78.6758 | 41.4915
-7921995.9026 | 5525823.9273 | 39163 | 54639 | Berlin Gorham | 7595 | Great Lakes Hydro America LLC | IPP Non-CHP | 972 Main Street | Berlin | Coos | New Hampshire | 3570 | hydroelectric | Battery = 14 MW, Hydroelectric = 30.4 MW | Batteries; Conventional Hydroelectric; | 44.3 | 44.4 | 14 |  |  |  | 30.4 | [7 empty] | EIA-860, EIA-860M and EIA-923 | 202406 | -71.1645 | 44.3889
-8256410.7848 | 4874854.2311 | 39164 | 54640 | NAEA Lakewood LLC | 60789 | Essential Power Operating Company, LLC | IPP Non-CHP | 123 Energy Way | Lakewood | Ocean | New Jersey | 8701 | natural gas | Natural Gas = 265 MW | Natural Gas Fired Combined Cycle | 236.8 | 265 | [6 empty] | 265 | [5 empty] | EIA-860, EIA-860M and EIA-923 | 202406 | -74.1686 | 40.0613
-17599201.6161 | 2427938.1726 | 39165 | 54646 | Kalaeloa Cogen Plant | 9989 | Kalaeloa Partners LP | IPP CHP | 91-111 Kalaeloa Blvd. | Kapolei | Honolulu | Hawaii | 96707 | petroleum | Petroleum = 220 MW | Petroleum Liquids | 299.4 | 220 | [8 empty] | 220 |  |  |  | EIA-860, EIA-860M and EIA-923 | 202406 | -158.0963 | 21.3021
-13164331.2866 | 4170678.022 | 39166 | 54647 | TPC Windfarms LLC | 2770 | Terra-Gen Operating Co-Wind | IPP Non-CHP | 7021 Oak Creek Road | Mojave | Kern | California | 93501 | wind | Wind = 28.7 MW | Onshore Wind Turbine | 28.7 | 28.7 | [10 empty] | 28.7 |  | EIA-860, EIA-860M and EIA-923 | 202406 | -118.2572 | 35.05
-13748957.096 | 4879626.0722 | 39167 | 54654 | Kekawaka Power House | 57280 | Eagle Creek Renewable Energy, LLC | IPP Non-CHP | 4195 Bear Butte Road | Mirinda | Trinity | California | 95495 | hydroelectric | Hydroelectric = 4.9 MW | Conventional Hydroelectric | 4.9 | 4.9 |  |  |  |  | 4.9 | [7 empty] | EIA-860, EIA-860M and EIA-923 | 202406 | -123.509 | 40.0941
-8842385.7864 | 4380278.1391 | 39168 | 54655 | Schoolfield Dam | 57280 | Eagle Creek Renewable Energy, LLC | IPP Non-CHP | 1936 Memorial Drive | Danville | Pittsylvania | Virginia | 24541 | hydroelectric | Hydroelectric = 4.5 MW | Conventional Hydroelectric | 4.5 | 4.5 |  |  |  |  | 4.5 | [7 empty] | EIA-860, EIA-860M and EIA-923 | 202406 | -79.4325 | 36.5768
-8706709.2571 | 4076340.8158 | 39169 | 54656 | International Paper Riegelwood Mill | 9210 | International Paper Co-Riegelwood | Industrial CHP | 865 John L Riegel Road | Riegelwood | Columbus | North Carolina | 28456 | biomass | Biomass = 44.5 MW | Wood/Wood Waste Biomass | 44 | 44.5 |  | 44.5 | [10 empty] | EIA-860, EIA-860M and EIA-923 | 202406 | -78.2137 | 34.3533
-9800968.7196 | 5248638.4627 | 39170 | 54661 | Pheasant Run Landfill Gas Recovery | 54842 | WM Renewable Energy LLC | IPP Non-CHP | 19414 60th Street | Bristol | Kenosha | Wisconsin | 53104 | biomass | Biomass = 8.8 MW | Landfill Gas | 8.8 | 8.8 |  | 8.8 | [10 empty] | EIA-860, EIA-860M and EIA-923 | 202406 | -88.0436 | 42.5825
-9826674.6164 | 5158134.36 | 39171 | 54662 | Woodland Landfill Gas Recovery | 54843 | WM Illinois Renewable Energy LLC | IPP Non-CHP | 7 N. 500 Route 25 | South Elgin | Kane | Illinois | 60177 | biomass | Biomass = 4.8 MW | Landfill Gas | 4.8 | 4.8 |  | 4.8 | [10 empty] | EIA-860, EIA-860M and EIA-923 | 202406 | -88.2745 | 41.981
-7899943.9567 | 5348811.5539 | 39172 | 54663 | Turnkey Landfill Gas Recovery | 54842 | WM Renewable Energy LLC | IPP Non-CHP | 30 Rochester Neck Road | Rochester | Strafford | New Hampshire | 3839 | biomass | Biomass = 9 MW | Landfill Gas | 9.2 | 9 |  | 9 | [10 empty] | EIA-860, EIA-860M and EIA-923 | 202406 | -70.9664 | 43.2416
-13330148.57 | 4778497.7723 | 39173 | 54665 | Steamboat II | 18031 | Steamboat Development Corp | IPP Non-CHP | 1010 Power Plant Dr | Reno | Washoe | Nevada | 89521 | geothermal | Geothermal = 10.8MW, Solar = 5.5 MW | Geothermal; Solar Photovoltaic; | 23.7 | 16.3 |  |  |  | 10.8 | [5 empty] | 5.5 |  |  | EIA-860, EIA-860M and EIA-923 | 202406 | -119.7468 | 39.3956
-13330230.7238 | 4778330.8194 | 39174 | 54666 | Steamboat III | 18031 | Steamboat Development Corp | IPP Non-CHP | 1010 Power Plant Dr | Reno | Washoe | Nevada | 89521 | geothermal | Geothermal = 10.8MW, Solar = 5.5 MW | Geothermal; Solar Photovoltaic; | 23.7 | 16.3 |  |  |  | 10.8 | [5 empty] | 5.5 |  |  | EIA-860, EIA-860M and EIA-923 | 202406 | -119.7475 | 39.3944
-12036141.6433 | 3854969.3056 | 39175 | 54667 | Chino Mines | 3670 | FreePort-McMoRan-Corp-Chino Mines | Industrial Non-CHP | 210 Cortez Ave. | Hurley | Grant | New Mexico | 88043 | natural gas | Natural Gas = 50.4 MW | Natural Gas Fired Combined Cycle | 54 | 50.4 | [6 empty] | 50.4 | [5 empty] | EIA-860, EIA-860M and EIA-923 | 202406 | -108.1225 | 32.6956
-12395814.918 | 5474685.5487 | 39176 | 54668 | Falls River Hydro | 11782 | Marysville Hydro Partners | IPP Non-CHP | 1238 N. 4000 East | Ashton | Fremont | Idaho | 83420 | hydroelectric | Hydroelectric = 9 MW | Conventional Hydroelectric | 9 | 9 |  |  |  |  | 9 | [7 empty] | EIA-860, EIA-860M and EIA-923 | 202406 | -111.3535 | 44.0597
-12907421.264 | 5842072.7277 | 39177 | 54674 | Ford Hydro LP | 6527 | Ford Hydro Ltd Partnership | IPP Non-CHP | State Highway 11 | Weippe | Clearwater | Idaho | 83553 | hydroelectric | Hydroelectric = 0.6 MW | Conventional Hydroelectric | 1.2 | 0.6 |  |  |  |  | 0.6 | [7 empty] | EIA-860, EIA-860M and EIA-923 | 202406 | -115.9493 | 46.3838
-9124580.3616 | 4178880.5944 | 39178 | 54675 | Spartanburg Water System | 17664 | Spartanburg Commissioners PW | Commercial Non-CHP | 390 Spartanburg Water Works Rd | Chesnee | Spartanburg | South Carolina | 29323 | petroleum | Hydroelectric = 1 MW, Petroleum = 2 MW | Conventional Hydroelectric; Petroleum Liquids; | 3 | 3 |  |  |  |  | 1 |  |  |  | 2 |  |  |  | EIA-860, EIA-860M and EIA-923 | 202406 | -81.9675 | 35.1103
-10613422.8912 | 3373126.1799 | 39179 | 54676 | Oyster Creek Unit VIII | 5374 | Dow Chemical Company-Oyster Creek VIII | IPP CHP | 2301 Brazosport Blvd., OC-801 | Freeport | Brazoria | Texas | 77547 | natural gas | Natural Gas = 379 MW | Natural Gas Fired Combined Cycle | 497.9 | 379 | [6 empty] | 379 | [5 empty] | EIA-860, EIA-860M and EIA-923 | 202406 | -95.342 | 28.9802
-10016327.4065 | 3494901.986 | 39180 | 54677 | CII Carbon LLC | 4660 | CII Carbon LLC | Industrial CHP | 700 Coke Plant Rd | Chalmette | St Bernard | Louisiana | 70043 | other | Other = 46 MW | All Other | 46 | 46 | [11 empty] | 46 | EIA-860, EIA-860M and EIA-923 | 202406 | -89.9782 | 29.9327
-10198964.063 | 3644184.3296 | 39181 | 54678 | Sidney A Murray Jr Hydroelectric | 6371 | First National Bank-Commerce | IPP Non-CHP | 5707 Hwy. 15 | Vidalia | Concordia | Louisiana | 71373 | hydroelectric | Hydroelectric = 192 MW | Conventional Hydroelectric | 192 | 192 |  |  |  |  | 192 | [7 empty] | EIA-860, EIA-860M and EIA-923 | 202406 | -91.6189 | 31.088
-11725805.1669 | 4867555.4324 | 39182 | 54679 | Boulder City Lakewood Hydro | 1994 | Boulder City of | IPP Non-CHP | 1094 Betasso Drive | Boulder | Boulder | Colorado | 80306 | hydroelectric | Hydroelectric = 3.5 MW | Conventional Hydroelectric | 3.5 | 3.5 |  |  |  |  | 3.5 | [7 empty] | EIA-860, EIA-860M and EIA-923 | 202406 | -105.3347 | 40.0111
-11725805.1669 | 4867555.4324 | 39183 | 54680 | Boulder City Betasso Hydro Plant | 1994 | Boulder City of | IPP Non-CHP | 1094 Betasso Drive | Boulder | Boulder | Colorado | 80306 | hydroelectric | Hydroelectric = 3 MW | Conventional Hydroelectric | 3 | 3 |  |  |  |  | 3 | [7 empty] | EIA-860, EIA-860M and EIA-923 | 202406 | -105.3347 | 40.0111
-13154780.0743 | 4170759.6098 | 39184 | 54686 | Difwind Farms Ltd VI | 2770 | Terra-Gen Operating Co-Wind | IPP Non-CHP | 7021 Oak Creek Road | Mojave | Kern | California | 93501 | wind | Wind = 25.3 MW | Onshore Wind Turbine | 27.1 | 25.3 | [10 empty] | 25.3 |  | EIA-860, EIA-860M and EIA-923 | 202406 | -118.1714 | 35.0506
-7961284.3357 | 5160825.1563 | 39185 | 54688 | Thundermist Hydro | 42890 | City of Woonsocket | IPP Non-CHP | 118 South Main St | Providence | Providence | Rhode Island | 2895 | hydroelectric | Hydroelectric = 1.1 MW | Conventional Hydroelectric | 1.2 | 1.1 |  |  |  |  | 1.1 | [7 empty] | EIA-860, EIA-860M and EIA-923 | 202406 | -71.5174 | 41.999
-12859404.9375 | 3857482.8696 | 39186 | 54689 | Heber Geothermal | 49748 | ORCAL Geothermal, Inc | IPP Non-CHP | 895 Pitzer Road | Heber | Imperial | California | 92249 | geothermal | Geothermal = 63.5MW | Geothermal | 91.5 | 63.5 |  |  |  | 63.5 | [8 empty] | EIA-860, EIA-860M and EIA-923 | 202406 | -115.518 | 32.7146
-12977103.0351 | 5404640.1088 | 39187 | 54690 | Amalgamated Sugar LLC Nampa | 24206 | Amalgamated Sugar Co-Nampa | Industrial CHP | 138 Karcher | Nampa | Canyon | Idaho | 83651 | natural gas | Natural Gas = 8.2 MW | Natural Gas Steam Turbine | 8.2 | 8.2 | [6 empty] | 8.2 | [5 empty] | EIA-860, EIA-860M and EIA-923 | 202406 | -116.5753 | 43.6058
-8396891.0842 | 5447577.0058 | 39188 | 54691 | Lower Beaver Falls Project | 57280 | Eagle Creek Renewable Energy, LLC | IPP Non-CHP | 9692 NYS Rt.126 | Beaver Falls | Lewis | New York | 13620 | hydroelectric | Hydroelectric = 1 MW | Conventional Hydroelectric | 1 | 1 |  |  |  |  | 1 | [7 empty] | EIA-860, EIA-860M and EIA-923 | 202406 | -75.4306 | 43.8844
-12763230.7973 | 3859364.6888 | 39189 | 54694 | Yuma Cogeneration Associates | 49919 | Falcon Power Operating Company | IPP CHP | 280 North 27th Drive | Yuma | Yuma | Arizona | 85364 | natural gas | Natural Gas = 52.2 MW | Natural Gas Fired Combined Cycle | 62.6 | 52.2 | [6 empty] | 52.2 | [5 empty] | EIA-860, EIA-860M and EIA-923 | 202406 | -114.6541 | 32.7288
-10392231.063 | 5101083.0528 | 39190 | 54700 | Metro Methane Recovery Facility | 54842 | WM Renewable Energy LLC | IPP Non-CHP | 12161 12th Street NE | Mitchellville | Polk | Iowa | 50169 | biomass | Biomass = 11.2 MW | Landfill Gas | 11.2 | 11.2 |  | 11.2 | [10 empty] | EIA-860, EIA-860M and EIA-923 | 202406 | -93.355 | 41.5989
-10101687.192 | 5234747.9678 | 39191 | 54710 | Alliant SBD 9205 A Y McDonald | 361 | Industrial Energy Applications Inc | IPP Non-CHP | 4800 Chavenelle Road | Dubuque | Dubuque | Iowa | 52002 | petroleum | Petroleum = 3.6 MW | Petroleum Liquids | 3.6 | 3.6 | [8 empty] | 3.6 |  |  |  | EIA-860, EIA-860M and EIA-923 | 202406 | -90.745 | 42.4906
-10191766.924 | 5325772.2738 | 39192 | 54712 | Alliant SBD 9201 Norplex | 361 | Industrial Energy Applications Inc | IPP Non-CHP | 665 Lybrand St | Postville | Allamakee | Iowa | 52162 | petroleum | Petroleum = 2.1 MW | Petroleum Liquids | 2.1 | 2.1 | [8 empty] | 2.1 |  |  |  | EIA-860, EIA-860M and EIA-923 | 202406 | -91.5542 | 43.0906
-10341257.8682 | 5169371.6671 | 39193 | 54715 | Alliant SBD 9107 JBS USA | 361 | Industrial Energy Applications Inc | IPP Non-CHP | North 9th Ave | Marshalltown | Marshall | Iowa | 50158 | petroleum | Petroleum = 11.4 MW | Petroleum Liquids | 11.4 | 11.4 | [8 empty] | 11.4 |  |  |  | EIA-860, EIA-860M and EIA-923 | 202406 | -92.8971 | 42.056
-10196587.0579 | 5165309.5074 | 39194 | 54716 | Alliant SBD 8602 Marion Sub | 361 | Industrial Energy Applications Inc | IPP Non-CHP | 190 12th Street | Marion | Linn | Iowa | 52405 | petroleum | Petroleum = 5.6 MW | Petroleum Liquids | 5.6 | 5.6 | [8 empty] | 5.6 |  |  |  | EIA-860, EIA-860M and EIA-923 | 202406 | -91.5975 | 42.0289
-10201963.7893 | 5166313.644 | 39195 | 54717 | Alliant SBD 9106 Rockwell CR | 361 | Industrial Energy Applications Inc | IPP Non-CHP | 400 Collins Road NE | Cedar Rapids | Linn | Iowa | 52498 | petroleum | Petroleum = 16 MW | Petroleum Liquids | 16 | 16 | [8 empty] | 16 |  |  |  | EIA-860, EIA-860M and EIA-923 | 202406 | -91.6458 | 42.0356
-10256209.7772 | 5369134.0894 | 39196 | 54718 | Alliant SBD 9206 Donaldson | 361 | Industrial Energy Applications Inc | IPP Non-CHP | 111 Donaldson Court | Cresco | Howard | Iowa | 52136 | petroleum | Petroleum = 1.6 MW | Petroleum Liquids | 1.6 | 1.6 | [8 empty] | 1.6 |  |  |  | EIA-860, EIA-860M and EIA-923 | 202406 | -92.1331 | 43.3744
-10200883.9903 | 5151247.7267 | 39197 | 54719 | Alliant SBD 9203 Profol | 56189 | American Profol Incorporated | IPP Non-CHP | 4333 C St SW | Cedar Rapids | Linn | Iowa | 52404 | petroleum | Petroleum = 5.6 MW | Petroleum Liquids | 5.6 | 5.6 | [8 empty] | 5.6 |  |  |  | EIA-860, EIA-860M and EIA-923 | 202406 | -91.6361 | 41.935
-10247983.2668 | 5130440.1839 | 39198 | 54720 | Alliant SBD 8601 Quad Graphics | 361 | Industrial Energy Applications Inc | IPP Non-CHP | 810 E. South St | Marengo | Iowa | Iowa | 52301 | petroleum | Petroleum = 3.6 MW | Petroleum Liquids | 3.6 | 3.6 | [8 empty] | 3.6 |  |  |  | EIA-860, EIA-860M and EIA-923 | 202406 | -92.0592 | 41.7958
-13497235.4521 | 5578213.0018 | 39199 | 54721 | Warm Springs Power Enterprises | 20100 | Warm Springs Power Enterprises | IPP Non-CHP | 5180 Jackson Trail Road | Warm Springs | Jefferson | Oregon | 97761 | hydroelectric | Hydroelectric = 18.5 MW | Conventional Hydroelectric | 19.6 | 18.5 |  |  |  |  | 18.5 | [7 empty] | EIA-860, EIA-860M and EIA-923 | 202406 | -121.2477 | 44.7242
-8598039.1701 | 4677249.4162 | 39200 | 54723 | I 95 Landfill Phase II | 57249 | EPP Renewable Energy | IPP Non-CHP | 9898B Furnace Raod | Lorton | Fairfax | Virginia | 22079 | biomass | Biomass = 3.2 MW | Landfill Gas | 3.2 | 3.2 |  | 3.2 | [10 empty] | EIA-860, EIA-860M and EIA-923 | 202406 | -77.2375 | 38.6892
-12829359.8069 | 3867211.4405 | 39201 | 54724 | Ormesa II | 34691 | Ormat Nevada Inc | IPP Non-CHP | 3300 East Evan Hewes Highway | Holtville | Imperial | California | 92250 | geothermal | Geothermal = 16MW | Geothermal | 24 | 16 |  |  |  | 16 | [8 empty] | EIA-860, EIA-860M and EIA-923 | 202406 | -115.2481 | 32.7881
-12101671.0861 | 4881397.0392 | 39202 | 54729 | Taylor Draw Hydroelectric Facility | 16070 | Rio Blanco Water Conserv Dist | IPP Non-CHP | 24545 Hwy 64 East | Rangely | Rio Blanco | Colorado | 81648 | hydroelectric | Hydroelectric = 2 MW | Conventional Hydroelectric | 2.3 | 2 |  |  |  |  | 2 | [7 empty] | EIA-860, EIA-860M and EIA-923 | 202406 | -108.7112 | 40.1063
-9629312.729 | 4831346.2796 | 39203 | 54731 | Hendricks Regional Health | 8453 | Hendricks Regional Health | Commercial Non-CHP | 100 East Main Street | Danville | Hendricks | Indiana | 46122 | petroleum | Petroleum = 4.3 MW | Petroleum Liquids | 4.3 | 4.3 | [8 empty] | 4.3 |  |  |  | EIA-860, EIA-860M and EIA-923 | 202406 | -86.5016 | 39.7615
-12062891.7169 | 3850493.8404 | 39204 | 54734 | Freeport McMoRan | 14989 | Freeport McMoRan Inc | Industrial Non-CHP | Highway 90 S., Tyrone Mine Rd | Tyrone | Grant | New Mexico | 88065 | petroleum | Petroleum = 29 MW | Petroleum Liquids | 30.4 | 29 | [8 empty] | 29 |  |  |  | EIA-860, EIA-860M and EIA-923 | 202406 | -108.3628 | 32.6618
-10094974.6267 | 5240704.4891 | 39205 | 54735 | Alliant SBD 9301 Prairie Farms | 361 | Industrial Energy Applications Inc | IPP Non-CHP | 3510 Central Ave | Dubuque | Dubuque | Iowa | 52001 | petroleum | Petroleum = 3.5 MW | Petroleum Liquids | 3.5 | 3.5 | [8 empty] | 3.5 |  |  |  | EIA-860, EIA-860M and EIA-923 | 202406 | -90.6847 | 42.53
-10040922.3348 | 3664989.6055 | 39206 | 54744 | District 70 Transco Gas Pipe Line | 19102 | Transcontinental Gas PL Corp | Commercial Non-CHP | 967 Hwy 583 | Tylertown | Walthall | Mississippi | 39667 | other | Other = 1.4 MW | All Other | 1.6 | 1.4 | [11 empty] | 1.4 | EIA-860, EIA-860M and EIA-923 | 202406 | -90.1991 | 31.2479
-8323153.944 | 4889603.8851 | 39207 | 54746 | Wheelabrator Falls | 20541 | Wheelabrator Environmental Systems | IPP Non-CHP | 1201 New Ford Mill Road | Morrisville | Bucks | Pennsylvania | 19067 | biomass | Biomass = 43.9 MW | Municipal Solid Waste | 53.3 | 43.9 |  | 43.9 | [10 empty] | EIA-860, EIA-860M and EIA-923 | 202406 | -74.7682 | 40.1626
-13035456.7121 | 3911043.44 | 39208 | 54749 | Goal Line LP | 22269 | Goal Line LP | IPP CHP | 555 N. Tulip Street | Escondido | San Diego | California | 92025 | natural gas | Natural Gas = 49.4 MW | Natural Gas Fired Combined Cycle | 51.4 | 49.4 | [6 empty] | 49.4 | [5 empty] | EIA-860, EIA-860M and EIA-923 | 202406 | -117.0995 | 33.1185
-13173486.6468 | 4172894.7033 | 39209 | 54750 | Coram Tehachapi | 64260 | Nextera Energy Resources | IPP Non-CHP | 6703 Oak creek Road | Tehachapi | Kern | California | 93501 | wind | Wind = 6.5 MW | Onshore Wind Turbine | 6.5 | 6.5 | [10 empty] | 6.5 |  | EIA-860, EIA-860M and EIA-923 | 202406 | -118.3394 | 35.0663
-9314033.4445 | 5324935.4422 | 39210 | 54751 | Genesee Power Station LP | 3836 | NorthStar Clean Energy | IPP Non-CHP | 5310 N Dort Hwy | Flint | Genesee | Michigan | 48505 | biomass | Biomass = 35 MW | Wood/Wood Waste Biomass | 39.5 | 35 |  | 35 | [10 empty] | EIA-860, EIA-860M and EIA-923 | 202406 | -83.6694 | 43.0851
-9738295.8463 | 3759347.0604 | 39211 | 54752 | International Paper Pine Hill Mill | 56291 | International Paper Co. | Industrial CHP | 7616 Hwy 10 West | Pine Hill | Wilcox | Alabama | 36769 | biomass | Biomass = 74.8 MW | Wood/Wood Waste Biomass | 77.4 | 74.8 |  | 74.8 | [10 empty] | EIA-860, EIA-860M and EIA-923 | 202406 | -87.4806 | 31.9698
-12789530.8063 | 5258451.9731 | 39212 | 54753 | Lateral 10 Ventures | 10723 | Lateral 10 Ventures | IPP Non-CHP | Hwy 30 mile post 194 | Buhl | Twin Falls | Idaho | 83316 | hydroelectric | Hydroelectric = 2.3 MW | Conventional Hydroelectric | 2.4 | 2.3 |  |  |  |  | 2.3 | [7 empty] | EIA-860, EIA-860M and EIA-923 | 202406 | -114.8903 | 42.6474
-9568597.4089 | 5319175.0767 | 39213 | 54756 | Coopersville | 55858 | EDL Inc | IPP Non-CHP | 15362 68th Avenue | Coopersville | Ottawa | Michigan | 49404 | biomass | Biomass = 6.4 MW | Landfill Gas | 6.4 | 6.4 |  | 6.4 | [10 empty] | EIA-860, EIA-860M and EIA-923 | 202406 | -85.9562 | 43.0473
-9320233.8288 | 5298102.8431 | 39214 | 54757 | Grand Blanc Generating Station | 55858 | EDL Inc | IPP Non-CHP | 2361 West Grand Blanc Road | Grand Blanc | Genesee | Michigan | 48439 | biomass | Biomass = 7.2 MW | Landfill Gas | 7.2 | 7.2 |  | 7.2 | [10 empty] | EIA-860, EIA-860M and EIA-923 | 202406 | -83.7251 | 42.9088
-8019637.4562 | 5098930.7715 | 39215 | 54758 | Wheelabrator Lisbon | 20541 | Wheelabrator Environmental Systems | IPP Non-CHP | 425 South Burnham Hwy | Lisbon | New London | Connecticut | 6351 | biomass | Biomass = 13 MW | Municipal Solid Waste | 14.6 | 13 |  | 13 | [10 empty] | EIA-860, EIA-860M and EIA-923 | 202406 | -72.0416 | 41.5844
-13288207.616 | 5749027.4598 | 39216 | 54761 | Hermiston Generating Plant | 8503 | Hermiston Generating Co LP | IPP CHP | 78145 Westland Road | Hermiston | Umatilla | Oregon | 97838 | natural gas | Natural Gas = 464 MW | Natural Gas Fired Combined Cycle | 621.2 | 464 | [6 empty] | 464 | [5 empty] | EIA-860, EIA-860M and EIA-923 | 202406 | -119.37 | 45.8042
-9793432.3901 | 3823067.027 | 39217 | 54763 | WestRock Demopolis Mill | 59976 | WestRock Mill Company, LLC | Industrial CHP | 28270 US Hwy 80 | Demopolis | Marengo | Alabama | 36732 | biomass | Biomass = 43.5 MW | Wood/Wood Waste Biomass | 47.4 | 43.5 |  | 43.5 | [10 empty] | EIA-860, EIA-860M and EIA-923 | 202406 | -87.9759 | 32.4541
-8623607.5874 | 4466124.36 | 39218 | 54766 | Boydton Plank Road Cogen Plant Hybrid | 5178 | Dinwiddie Power Inc | IPP Non-CHP | 25505 Weakly Road | Petersburg | Dinwiddie | Virginia | 23803 | petroleum | Petroleum = 10.2 MW | Petroleum Liquids | 10.2 | 10.2 | [8 empty] | 10.2 |  |  |  | EIA-860, EIA-860M and EIA-923 | 202406 | -77.4672 | 37.1936
-13250336.7252 | 4229809.8798 | 39219 | 54768 | Live Oak Limited | 60662 | WCAC Operating Company | IPP CHP | 7001 Granite Road | Bakersfield | Kern | California | 93308 | natural gas | Natural Gas = 46 MW | Natural Gas Fired Combustion Turbine | 46 | 46 | [6 empty] | 46 | [5 empty] | EIA-860, EIA-860M and EIA-923 | 202406 | -119.0298 | 35.4837
-8239991.16 | 4960368.8348 | 39220 | 54769 | NYU Luthern Medical Center | 11329 | NYU Langone Health | Commercial CHP | 150 55th Street | New York City | Kings | New York | 11220 | petroleum | Natural Gas = 1.6 MW, Petroleum = 3 MW | Natural Gas Internal Combustion Engine; Petroleum Liquids; | 4.6 | 4.6 | [6 empty] | 1.6 |  | 3 |  |  |  | EIA-860, EIA-860M and EIA-923 | 202406 | -74.0211 | 40.6467
-8197559.5097 | 5358421.9913 | 39221 | 54772 | South Glens Falls Hydroelectric | 55754 | Boralex Hydro Operations Inc | IPP Non-CHP | 39 River Street | South Glens Falls | Saratoga | New York | 12803 | hydroelectric | Hydroelectric = 13.8 MW | Conventional Hydroelectric | 13.8 | 13.8 |  |  |  |  | 13.8 | [7 empty] | EIA-860, EIA-860M and EIA-923 | 202406 | -73.6399 | 43.3044
-10190186.1872 | 5109767.1809 | 39222 | 54775 | University of Iowa Main Power Plant | 19539 | University of Iowa | Commercial CHP | 207 Burlington St. W. | Iowa City | Johnson | Iowa | 52242 | natural gas | Natural Gas = 38.8 MW, Petroleum = 1.7 MW | Natural Gas Internal Combustion Engine; Natural Gas Steam Turbine; Petroleum Liquids | 40.5 | 40.5 | [6 empty] | 38.8 |  | 1.7 |  |  |  | EIA-860, EIA-860M and EIA-923 | 202406 | -91.54 | 41.6572
-9823001.9638 | 4881236.942 | 39223 | 54780 | University of Illinois Abbott Power Plt | 19528 | University of Illinois | Commercial CHP | 1117 S Oak | Champaign | Champaign | Illinois | 61820 | natural gas | Natural Gas = 79.3 MW | Natural Gas Fired Combustion Turbine; Natural Gas Steam Turbine; | 80.3 | 79.3 | [6 empty] | 79.3 | [5 empty] | EIA-860, EIA-860M and EIA-923 | 202406 | -88.2415 | 40.1052
-8553878.7281 | 5301034.3293 | 39224 | 54782 | Seneca Energy | 17283 | Seneca Energy II | IPP Non-CHP | 2121 Route 414 | Seneca Falls | Seneca | New York | 13148 | biomass | Biomass = 17.6 MW | Landfill Gas | 17.6 | 17.6 |  | 17.6 | [10 empty] | EIA-860, EIA-860M and EIA-923 | 202406 | -76.8408 | 42.9281
-8369897.5548 | 4857549.2512 | 39225 | 54785 | Grays Ferry Cogeneration | 7564 | Grays Ferry Cogen Partnership | IPP CHP | 2600 Christian Street | Philadelphia | Philadelphia | Pennsylvania | 19146 | natural gas | Natural Gas = 170.6 MW | Natural Gas Fired Combustion Turbine; Natural Gas Steam Turbine; | 192.6 | 170.6 | [6 empty] | 170.6 | [5 empty] | EIA-860, EIA-860M and EIA-923 | 202406 | -75.1881 | 39.9422
-9762669.9167 | 5167578.4072 | 39226 | 54788 | Evanston Township High School | 6883 | Evanston Board of Education | Commercial Non-CHP | 1912 Lake Street | Evanston | Cook | Illinois | 60201 | natural gas | Natural Gas = 2.4 MW | Natural Gas Internal Combustion Engine | 2.4 | 2.4 | [6 empty] | 2.4 | [5 empty] | EIA-860, EIA-860M and EIA-923 | 202406 | -87.6996 | 42.044
-9697218.9542 | 3642753.1018 | 39227 | 54789 | Georgia-Pacific Brewton Mill | 55932 | Georgia-Pacific Brewton LLC | Industrial CHP | Highway 31 South | Brewton | Escambia | Alabama | 36426 | biomass | Biomass = 54.9 MW, Natural Gas = 19.1 MW | Wood/Wood Waste Biomass; Natural Gas Steam Turbine; | 103.4 | 74 |  | 54.9 |  |  |  |  | 19.1 | [5 empty] | EIA-860, EIA-860M and EIA-923 | 202406 | -87.1116 | 31.077
-9779884.8081 | 5036014.7069 | 39228 | 54790 | CSL Behring LLC | 8683 | CSL Behring LLC | Industrial CHP | Route 50 & Armour Road | Bradley | Kankakee | Illinois | 60915 | natural gas | Natural Gas = 3.8 MW | Natural Gas Fired Combustion Turbine | 4.2 | 3.8 | [6 empty] | 3.8 | [5 empty] | EIA-860, EIA-860M and EIA-923 | 202406 | -87.8542 | 41.1603
-10620436.0191 | 5264571.9118 | 39229 | 54793 | Storm Lake 1 | 59496 | ALLETE Clean Energy | IPP Non-CHP | 5320 50th Ave | Alta | Buena Vista | Iowa | 51002 | wind | Wind = 105.7 MW | Onshore Wind Turbine | 113.9 | 105.7 | [10 empty] | 105.7 |  | EIA-860, EIA-860M and EIA-923 | 202406 | -95.405 | 42.6878
-8526583.189 | 4761053.584 | 39230 | 54795 | Domino Sugar Baltimore | 5277 | American Sugar Refining, Inc. | Industrial CHP | 1100 Key Highway East | Baltimore | Baltimore City | Maryland | 21230 | natural gas | Natural Gas = 17.5 MW | Natural Gas Steam Turbine | 17.5 | 17.5 | [6 empty] | 17.5 | [5 empty] | EIA-860, EIA-860M and EIA-923 | 202406 | -76.5956 | 39.2744
-13332368.058 | 4416091.0764 | 39231 | 54800 | Saint Agnes Medical Center | 16578 | Saint Agnes Medical Center | Commercial CHP | 1303 E. Herndon Avenue | Fresno | Fresno | California | 93720 | natural gas | Natural Gas = 5.4 MW | Natural Gas Fired Combustion Turbine | 7 | 5.4 | [6 empty] | 5.4 | [5 empty] | EIA-860, EIA-860M and EIA-923 | 202406 | -119.7667 | 36.8347
-8900270.9197 | 4359081.629 | 39232 | 54801 | Avalon Hydropower | 1005 | Avalon Hydropower LLC | Commercial Non-CHP | 2325 us 220 bus N. | Mayodan | ROCKINGHAM | North Carolina | 27027 | hydroelectric | Hydroelectric = 1.2 MW | Conventional Hydroelectric | 1.2 | 1.2 |  |  |  |  | 1.2 | [7 empty] | EIA-860, EIA-860M and EIA-923 | 202406 | -79.9525 | 36.4237
-9465184.6076 | 3786448.7512 | 39233 | 54802 | Mead Coated Board | 12222 | Mead Coated Board Inc | Industrial CHP | Hwy 165 S | Mahrt | Russell | Alabama | 36851 | biomass | Biomass = 95.5 MW, Natural Gas = 21 MW | Wood/Wood Waste Biomass; Natural Gas Fired Combustion Turbine; | 120.5 | 116.5 |  | 95.5 |  |  |  |  | 21 | [5 empty] | EIA-860, EIA-860M and EIA-923 | 202406 | -85.0272 | 32.1761
-7980282.7879 | 5429054.6364 | 39234 | 54803 | Plymouth State College Cogeneration | 59190 | Plymouth State University | Commercial CHP | 6 Tobey Road | Plymouth | Grafton | New Hampshire | 3264 | petroleum | Petroleum = 2.8 MW | Petroleum Liquids | 2.8 | 2.8 | [8 empty] | 2.8 |  |  |  | EIA-860, EIA-860M and EIA-923 | 202406 | -71.6881 | 43.7644
-7960623.3206 | 5180376.8342 | 39235 | 54805 | Milford Power LP | 12469 | Milford Power LLC | IPP Non-CHP | 108 National Street | Milford | Worcester | Massachusetts | 1757 | natural gas | Natural Gas = 204.8 MW | Natural Gas Fired Combined Cycle | 249.3 | 204.8 | [6 empty] | 204.8 | [5 empty] | EIA-860, EIA-860M and EIA-923 | 202406 | -71.5115 | 42.1294
-8229104.1138 | 4981401.1796 | 39236 | 54808 | New York University Central Plant | 13491 | New York University | Commercial CHP | 251 Mercer Street | New York | New York | New York | 10012 | natural gas | Natural Gas = 12.8 MW | Natural Gas Fired Combined Cycle | 13.4 | 12.8 | [6 empty] | 12.8 | [5 empty] | EIA-860, EIA-860M and EIA-923 | 202406 | -73.9233 | 40.7899
-13614774.4742 | 6049468.0607 | 39237 | 54809 | University of Washington Power Plant | 19664 | University of Washington | Commercial CHP | 3900 Jefferson Road | Seattle | King | Washington | 98195 | petroleum | Natural Gas = 3 MW, Petroleum = 12 MW | Natural Gas Steam Turbine; Petroleum Liquids; | 15 | 15 | [6 empty] | 3 |  | 12 |  |  |  | EIA-860, EIA-860M and EIA-923 | 202406 | -122.3036 | 47.6539
-12708363.6467 | 5272501.626 | 39238 | 54812 | Mile 28 Water Power Project | 62045 | Wood Hydro, LLC | IPP Non-CHP | 28 Milner Gooding Canal | Eden | Jerome | Idaho | 83325 | hydroelectric | Hydroelectric = 1.4 MW | Conventional Hydroelectric | 1.4 | 1.4 |  |  |  |  | 1.4 | [7 empty] | EIA-860, EIA-860M and EIA-923 | 202406 | -114.1612 | 42.7401
-9394563.5226 | 4003465.4868 | 39239 | 54813 | Shepherd Center | 17069 | Shepherd Center | IPP Non-CHP | 2020 Peachtree Road | Atlanta | Fulton | Georgia | 30309 | petroleum | Petroleum = 1.7 MW | Petroleum Liquids | 1.7 | 1.7 | [8 empty] | 1.7 |  |  |  | EIA-860, EIA-860M and EIA-923 | 202406 | -84.3928 | 33.8111
-9402077.5882 | 4012365.1057 | 39240 | 54816 | Riverwood 100 Building | 56107 | Highwoods Properties | Commercial Non-CHP | 3350 Riverwood Pkwy | Atlanta | Cobb | Georgia | 30339 | petroleum | Petroleum = 1.1 MW | Petroleum Liquids | 1.1 | 1.1 | [8 empty] | 1.1 |  |  |  | EIA-860, EIA-860M and EIA-923 | 202406 | -84.4603 | 33.8775
-10843386.6953 | 3815853.0267 | 39241 | 54817 | Johnson County | 66083 | Johnson County Power LLC | Electric Utility | 831 Sparks Dr. | Cleburne | Johnson | Texas | 76033 | natural gas | Natural Gas = 267 MW | Natural Gas Fired Combined Cycle | 282.6 | 267 | [6 empty] | 267 | [5 empty] | EIA-860, EIA-860M and EIA-923 | 202406 | -97.4078 | 32.3994
-9393906.7376 | 3996393.6108 | 39242 | 54818 | 191 Peachtree Tower | 21260 | Banyan St./GAP 191 Peachtree Owner, LLC | Commercial Non-CHP | 191 Peachtree Street NE | Atlanta | Fulton | Georgia | 30303 | petroleum | Petroleum = 2.4 MW | Petroleum Liquids | 2.4 | 2.4 | [8 empty] | 2.4 |  |  |  | EIA-860, EIA-860M and EIA-923 | 202406 | -84.3869 | 33.7583
-8772787.6162 | 4129450.7779 | 39243 | 54823 | Smithfield Farmland Corp Bladen | 17449 | Smithfield Fresh Meats Corp. | Industrial Non-CHP | 15855 Hwy 87 W. | Tar Heel | Bladen | North Carolina | 28392 | petroleum | Petroleum = 28.5 MW | Petroleum Liquids | 28.5 | 28.5 | [8 empty] | 28.5 |  |  |  | EIA-860, EIA-860M and EIA-923 | 202406 | -78.8073 | 34.7463
-17271059.8097 | 2239061.9411 | 39244 | 54827 | Wailuku River Hydroelectric | 54809 | Wailuku Holding Company LLC | IPP Non-CHP | Hilo Forest Reserve | Hilo | Hawaii | Hawaii | 96720 | hydroelectric | Hydroelectric = 9.8 MW | Conventional Hydroelectric | 10.4 | 9.8 |  |  |  |  | 9.8 | [7 empty] | EIA-860, EIA-860M and EIA-923 | 202406 | -155.1486 | 19.713
-8287312.9642 | 4935315.938 | 39245 | 54829 | Bristol Myers Squibb New Brunswick | 2265 | Bristol-Myers Squibb Co | Industrial CHP | PO BOX 191 One Squibb Drive | New Brunswick | Middlesex | New Jersey | 8903 | natural gas | Natural Gas = 9.4 MW | Natural Gas Fired Combustion Turbine; Natural Gas Steam Turbine; | 10.5 | 9.4 | [6 empty] | 9.4 | [5 empty] | EIA-860, EIA-860M and EIA-923 | 202406 | -74.4462 | 40.4757
-9382351.7745 | 4000893.391 | 39246 | 54830 | Emory Decatur Hospital | 50109 | DeKalb Regional Health System | Commercial Non-CHP | 2701 North Decatur Road | Decatur | DeKalb | Georgia | 30033 | petroleum | Petroleum = 3.6 MW | Petroleum Liquids | 3.9 | 3.6 | [8 empty] | 3.6 |  |  |  | EIA-860, EIA-860M and EIA-923 | 202406 | -84.2831 | 33.7919
-8556884.3544 | 4674240.64 | 39247 | 54832 | Brandywine Power Facility | 14410 | KMC Thermo, LLC | IPP CHP | 16400 Mattawoman Drive | Brandywine | Prince Georges | Maryland | 20613 | natural gas | Natural Gas = 230 MW | Natural Gas Fired Combined Cycle | 288.8 | 230 | [6 empty] | 230 | [5 empty] | EIA-860, EIA-860M and EIA-923 | 202406 | -76.8678 | 38.6681
-16221095.5971 | 9343056.2478 | 39248 | 54834 | Fort Greely Power Plant | 19272 | Doyon Utilities - Fort Greely | Commercial Non-CHP | 606 Arctic Ave. | Delta Jct | Southeast Fairbanks | Alaska | 99731 | petroleum | Petroleum = 7.4 MW | Petroleum Liquids | 7.4 | 7.4 | [8 empty] | 7.4 |  |  |  | EIA-860, EIA-860M and EIA-923 | 202406 | -145.7166 | 63.9736
-9678020.3495 | 4922375.8359 | 39249 | 54835 | Evonik Industries AG | 56537 | Evonik Degussa Corporation | Industrial Non-CHP | 1650 Lilly Rd | Lafayette | Tippecanoe | Indiana | 47909 | petroleum | Petroleum = 1.2 MW | Petroleum Liquids | 1.2 | 1.2 | [8 empty] | 1.2 |  |  |  | EIA-860, EIA-860M and EIA-923 | 202406 | -86.9391 | 40.3872
-9267670.4351 | 3621533.5348 | 39250 | 54839 | Valdosta Water Treatment Plant | 19726 | Valdosta City of | Commercial Non-CHP | 3863 Guest Rd | Valdosta | Lowndes | Georgia | 31605 | petroleum | Petroleum = 3.4 MW | Petroleum Liquids | 3.4 | 3.4 | [8 empty] | 3.4 |  |  |  | EIA-860, EIA-860M and EIA-923 | 202406 | -83.2529 | 30.9136
-8705578.585 | 4597055.0506 | 39251 | 54844 | Gordonsville Energy LP | 19876 | Virginia Electric & Power Co | Electric Utility | 115 Red Hill Road | Gordonsville | Louisa | Virginia | 22942 | natural gas | Natural Gas = 218 MW | Natural Gas Fired Combined Cycle | 300.4 | 218 | [6 empty] | 218 | [5 empty] | EIA-860, EIA-860M and EIA-923 | 202406 | -78.2035 | 38.1247
-9393940.1335 | 3996955.9868 | 39252 | 54845 | Sun Trust Plaza | 18166 | Sun Trust Plaza Associates LLC | Commercial Non-CHP | 303 Peachtree St, Suite LL-120 | Atlanta | Fulton | Georgia | 30308 | petroleum | Petroleum = 2 MW | Petroleum Liquids | 2.4 | 2 | [8 empty] | 2 |  |  |  | EIA-860, EIA-860M and EIA-923 | 202406 | -84.3872 | 33.7625
-9271733.5965 | 3614904.9961 | 39253 | 54848 | South Georgia Medical Center Inc | 11284 | Lowndes County Hospital Authority | Commercial Non-CHP | 2501 N Patterson Street | Valdosta | Lowndes | Georgia | 31603 | petroleum | Petroleum = 5.5 MW | Petroleum Liquids | 5.5 | 5.5 | [8 empty] | 5.5 |  |  |  | EIA-860, EIA-860M and EIA-923 | 202406 | -83.2894 | 30.8625
-9502354.1856 | 4483917.0019 | 39254 | 54850 | Cox Waste to Energy | 4413 | Cox Companies, LLC | Industrial CHP | 1001 New Columbia Rd | Campbellsville | Taylor | Kentucky | 42718 | biomass | Biomass = 3.3 MW | Wood/Wood Waste Biomass | 5 | 3.3 |  | 3.3 | [10 empty] | EIA-860, EIA-860M and EIA-923 | 202406 | -85.3611 | 37.3208
-9785139.088 | 5315229.7126 | 39255 | 54851 | MMSD Jones Island Wastewater | 12619 | Milwaukee Metro Sewerage Dist | Commercial CHP | 700 E Jones Street | Milwaukee | Milwaukee | Wisconsin | 53207 | natural gas | Biomass = 9.2 MW, Natural Gas = 17.6 MW | Landfill Gas; Natural Gas Fired Combustion Turbine; | 31.3 | 26.8 |  | 9.2 |  |  |  |  | 17.6 | [5 empty] | EIA-860, EIA-860M and EIA-923 | 202406 | -87.9014 | 43.0214
-12805515.172 | 4319557.6914 | 39256 | 54854 | Sun Peak Generating Station | 13407 | Nevada Power Co | Electric Utility | 6360 Vegas Valley Drive | Las Vegas | Clark | Nevada | 89142 | natural gas | Natural Gas = 222 MW | Natural Gas Fired Combustion Turbine | 222 | 222 | [6 empty] | 222 | [5 empty] | EIA-860, EIA-860M and EIA-923 | 202406 | -115.0339 | 36.1375
-9772980.7732 | 5148566.5117 | 39257 | 54855 | Mars Snackfood US | 11390 | M&M Mars Inc | Industrial CHP | 2019 N. Oak Park Ave. | Chicago | Cook | Illinois | 60707 | natural gas | Natural Gas = 3 MW | Natural Gas Fired Combustion Turbine | 3.5 | 3 | [6 empty] | 3 | [5 empty] | EIA-860, EIA-860M and EIA-923 | 202406 | -87.7922 | 41.9171
-10040280.8006 | 4668463.1391 | 39258 | 54858 | Southwestern Bell Telephone | 22035 | AT&T | Commercial Non-CHP | 801 Chestnut Ave | St. Louis | St Louis City | Missouri | 63101 | petroleum | Petroleum = 17.2 MW | Petroleum Liquids | 17.2 | 17.2 | [8 empty] | 17.2 |  |  |  | EIA-860, EIA-860M and EIA-923 | 202406 | -90.1934 | 38.6276
-13548752.7766 | 6032257.3347 | 39259 | 54860 | Black Creek | 1784 | Black Creek Hydro Inc | IPP Non-CHP | Unnamed Road | Snoqualmie | King | Washington | 98065 | hydroelectric | Hydroelectric = 3.7 MW | Conventional Hydroelectric | 3.7 | 3.7 |  |  |  |  | 3.7 | [7 empty] | EIA-860, EIA-860M and EIA-923 | 202406 | -121.7105 | 47.5497
-8340523.7921 | 5265571.4883 | 39260 | 54863 | Bassett Medical Center | 1362 | Bassett Healthcare | Commercial Non-CHP | 1 Atwell Road | Cooperstown | Otsego | New York | 13326 | petroleum | Petroleum = 5.6 MW | Petroleum Liquids | 5.6 | 5.6 | [8 empty] | 5.6 |  |  |  | EIA-860, EIA-860M and EIA-923 | 202406 | -74.9242 | 42.6944
-8493915.0373 | 5346596.4972 | 39261 | 54865 | Phoenix Hydro Project | 57280 | Eagle Creek Renewable Energy, LLC | IPP Non-CHP | 9450 River St | Phoenix | Oswego | New York | 13135 | hydroelectric | Hydroelectric = 2.4 MW | Conventional Hydroelectric | 3.2 | 2.4 |  |  |  |  | 2.4 | [7 empty] | EIA-860, EIA-860M and EIA-923 | 202406 | -76.3021 | 43.2271
-9645199.3561 | 5846200.3448 | 39262 | 54867 | Neenah Paper Munising Mill | 50021 | Neenah Paper Michigan Inc. | Industrial CHP | 501 E Munising Ave | Munising | Alger | Michigan | 49862 | coal | Coal = 5.8 MW | Conventional Steam Coal | 6.2 | 5.8 |  |  | 5.8 | [9 empty] | EIA-860, EIA-860M and EIA-923 | 202406 | -86.6443 | 46.4094
-9394162.7725 | 3996768.5251 | 39263 | 54877 | Atlanta Gift Mart LP | 876 | Atlanta Gift Mart LP | Commercial Non-CHP | 40 John Portman Blvd. | Atlanta | Fulton | Georgia | 30303 | petroleum | Petroleum = 1.2 MW | Petroleum Liquids | 1.2 | 1.2 | [8 empty] | 1.2 |  |  |  | EIA-860, EIA-860M and EIA-923 | 202406 | -84.3892 | 33.7611
-8404926.5703 | 5517642.7649 | 39264 | 54878 | Dunn Paper | 65338 | BiOrigin Specialty Products | Industrial Non-CHP | 4921 Rt.58N | Gouverneur | St Lawrence | New York | 13642 | hydroelectric | Hydroelectric = 1 MW | Conventional Hydroelectric | 1 | 1 |  |  |  |  | 1 | [7 empty] | EIA-860, EIA-860M and EIA-923 | 202406 | -75.5027 | 44.3364
-9833340.4275 | 5508393.5686 | 39265 | 54885 | Kimberly Mill | 10056 | City of Kaukauna | Electric Utility | 433 North Main Street | Appleton | Outagamie | Wisconsin | 54136 | hydroelectric | Hydroelectric = 2.1 MW | Conventional Hydroelectric | 2.1 | 2.1 |  |  |  |  | 2.1 | [7 empty] | EIA-860, EIA-860M and EIA-923 | 202406 | -88.3344 | 44.2769
-9760838.0432 | 5146475.3276 | 39266 | 54886 | Presence Saint Mary of Nazareth Hospital | 15917 | Presence Health | Commercial Non-CHP | 2233 W. Division St. | Chicago | Cook | Illinois | 60622 | petroleum | Natural Gas = 1.6 MW, Petroleum = 2.6 MW | Natural Gas Internal Combustion Engine; Petroleum Liquids; | 4.2 | 4.2 | [6 empty] | 1.6 |  | 2.6 |  |  |  | EIA-860, EIA-860M and EIA-923 | 202406 | -87.6831 | 41.9031
-8611390.8299 | 4254754.9334 | 39267 | 54887 | DSM Pharmaceuticals | 59895 | Patheon Manufacturing Service LLC | Industrial CHP | 5900 NW Martin Luther King Dr. | Greenville | Pitt | North Carolina | 27835 | petroleum | Natural Gas = 3.5 MW, Petroleum = 5.2 MW | Natural Gas Fired Combustion Turbine; Petroleum Liquids; | 9.2 | 8.7 | [6 empty] | 3.5 |  | 5.2 |  |  |  | EIA-860, EIA-860M and EIA-923 | 202406 | -77.3574 | 35.666
-9335816.4425 | 5354650.0513 | 39268 | 54890 | Peoples Generating Station | 13559 | North American Natural Res | IPP Non-CHP | 4516 Rathbun Road | Ann Arbor | Saginaw | Michigan | 48415 | biomass | Biomass = 2.2 MW | Landfill Gas | 3.2 | 2.2 |  | 2.2 | [10 empty] | EIA-860, EIA-860M and EIA-923 | 202406 | -83.8651 | 43.2797
-8915767.2608 | 4220954.7046 | 39269 | 54894 | Narrows (NC) | 57280 | Eagle Creek Renewable Energy, LLC | Electric Utility | 37720 Pine Street | Badin | Stanly | North Carolina | 28009 | hydroelectric | Hydroelectric = 119 MW | Conventional Hydroelectric | 108.8 | 119 |  |  |  |  | 119 | [7 empty] | EIA-860, EIA-860M and EIA-923 | 202406 | -80.0917 | 35.4189
-8913941.6211 | 4217608.539 | 39270 | 54895 | Falls Hydro | 57280 | Eagle Creek Renewable Energy, LLC | Electric Utility | 49156 Falls Road | Badin | Stanly | North Carolina | 28009 | hydroelectric | Hydroelectric = 30 MW | Conventional Hydroelectric | 31.4 | 30 |  |  |  |  | 30 | [7 empty] | EIA-860, EIA-860M and EIA-923 | 202406 | -80.0753 | 35.3944
-8931596.8924 | 4245830.1869 | 39271 | 54896 | High Rock Hydro | 57280 | Eagle Creek Renewable Energy, LLC | Electric Utility | 3344 Bringle Ferry Road | Denton | Davidson | North Carolina | 28239 | hydroelectric | Hydroelectric = 39 MW | Conventional Hydroelectric | 33 | 39 |  |  |  |  | 39 | [7 empty] | EIA-860, EIA-860M and EIA-923 | 202406 | -80.2339 | 35.6008
-8925129.2299 | 4230069.63 | 39272 | 54897 | Tuckertown Hydro | 57280 | Eagle Creek Renewable Energy, LLC | Electric Utility | 711 Tuckertown Road | New London | Montgomery | North Carolina | 28127 | hydroelectric | Hydroelectric = 39 MW | Conventional Hydroelectric | 42 | 39 |  |  |  |  | 39 | [7 empty] | EIA-860, EIA-860M and EIA-923 | 202406 | -80.1758 | 35.4856
-9335685.4194 | 4224862.1282 | 39273 | 54898 | Santeetlah | 306 | Brookfield Smoky Mountain Hydropower LP | IPP Non-CHP | Hwy 129 | Robbinsville | Graham | North Carolina | 28771 | hydroelectric | Hydroelectric = 40 MW | Conventional Hydroelectric | 45 | 40 |  |  |  |  | 40 | [7 empty] | EIA-860, EIA-860M and EIA-923 | 202406 | -83.8639 | 35.4475
-9343968.8141 | 4224903.1225 | 39274 | 54899 | Cheoah | 306 | Brookfield Smoky Mountain Hydropower LP | IPP Non-CHP | Hwy 129 | Tapoco | Graham | North Carolina | 28771 | hydroelectric | Hydroelectric = 143 MW | Conventional Hydroelectric | 140 | 143 |  |  |  |  | 143 | [7 empty] | EIA-860, EIA-860M and EIA-923 | 202406 | -83.9383 | 35.4478
-9348677.6285 | 4230985.6401 | 39275 | 54900 | Calderwood | 306 | Brookfield Smoky Mountain Hydropower LP | IPP Non-CHP | 314 Growdon Blvd. | Tallassee | Blount | Tennessee | 37878 | hydroelectric | Hydroelectric = 156 MW | Conventional Hydroelectric | 156.6 | 156 |  |  |  |  | 156 | [7 empty] | EIA-860, EIA-860M and EIA-923 | 202406 | -83.9806 | 35.4923
-9356436.597 | 4238234.384 | 39276 | 54901 | Chilhowee | 306 | Brookfield Smoky Mountain Hydropower LP | IPP Non-CHP | 6102 Calderwood Hwy | Tallassee | Blount | Tennessee | 37801 | hydroelectric | Hydroelectric = 51 MW | Conventional Hydroelectric | 49.8 | 51 |  |  |  |  | 51 | [7 empty] | EIA-860, EIA-860M and EIA-923 | 202406 | -84.0503 | 35.5453
-9350042.4055 | 5144660.9458 | 39277 | 54903 | Adrian Energy Associates LLC | 57249 | EPP Renewable Energy | IPP Non-CHP | 1900 Ogden Highway | Adrian | Lenawee | Michigan | 49221 | biomass | Biomass = 2.4 MW | Landfill Gas | 2.4 | 2.4 |  | 2.4 | [10 empty] | EIA-860, EIA-860M and EIA-923 | 202406 | -83.9929 | 41.891
-9393903.5094 | 3996288.2353 | 39278 | 54906 | Georgia Pacific Center | 60564 | GP Center Holdings LLC | Commercial Non-CHP | 133 Peachtree Street NE | Atlanta | Fulton | Georgia | 30303 | petroleum | Petroleum = 1.4 MW | Petroleum Liquids | 1.4 | 1.4 | [8 empty] | 1.4 |  |  |  | EIA-860, EIA-860M and EIA-923 | 202406 | -84.3869 | 33.7575
-7914134.0748 | 5215207.7171 | 39279 | 54907 | Mass Inst Tech Cntrl Utilities/Cogen Plt | 11820 | Massachusetts Inst of Tech | Commercial CHP | 59 Vassar St | Cambridge | Middlesex | Massachusetts | 2139 | natural gas | Natural Gas = 35.4 MW | Natural Gas Fired Combustion Turbine | 43.4 | 35.4 | [6 empty] | 35.4 | [5 empty] | EIA-860, EIA-860M and EIA-923 | 202406 | -71.0939 | 42.361
-10862166.2934 | 5879359.8993 | 39280 | 54908 | Enderlin | 772 | Archer Daniels Midland Co | Industrial CHP | 5525 136th Ave. SE | Enderlin | Ransom | North Dakota | 58027 | biomass | Biomass = 9.8 MW | Other Waste Biomass | 9.8 | 9.8 |  | 9.8 | [10 empty] | EIA-860, EIA-860M and EIA-923 | 202406 | -97.5765 | 46.6144
-13170364.803 | 4178309.0744 | 39281 | 54909 | Tehachapi Wind Resource II | 2719 | CalWind Resources Inc | IPP Non-CHP | 15001 E Tehachapi Blvd | Tehachapi | Kern | California | 93561 | wind | Wind = 21.9 MW | Onshore Wind Turbine | 21.9 | 21.9 | [10 empty] | 21.9 |  | EIA-860, EIA-860M and EIA-923 | 202406 | -118.3114 | 35.1061
-9333913.7697 | 5338863.438 | 39282 | 54910 | Brent Run Generating Station | 55858 | EDL Inc | IPP Non-CHP | 8383 Vienna Road | Montrose | Genesee | Michigan | 48457 | biomass | Biomass = 7 MW | Landfill Gas | 7 | 7 |  | 7 | [10 empty] | EIA-860, EIA-860M and EIA-923 | 202406 | -83.848 | 43.1764
-13593412.2639 | 4581813.4912 | 39283 | 54912 | Martinez Refining | 11651 | Martinez Refining Co | Industrial CHP | 3485 Pacheco Blvd | Martinez | Contra Costa | California | 94553 | natural gas | Natural Gas = 80 MW, Other = 20 MW | Natural Gas Fired Combined Cycle; Other Gases; | 100 | 100 | [6 empty] | 80 |  |  |  |  | 20 | EIA-860, EIA-860M and EIA-923 | 202406 | -122.1117 | 38.0169
-8235014.2882 | 4968097.5167 | 39284 | 54914 | Brooklyn Navy Yard Cogeneration | 2313 | Brooklyn Navy Yard Cogen PLP | IPP CHP | 63 Flushing Ave., Building 41 | Brooklyn | Kings | New York | 11205 | natural gas | Natural Gas = 260 MW | Natural Gas Fired Combined Cycle | 322 | 260 | [6 empty] | 260 | [5 empty] | EIA-860, EIA-860M and EIA-923 | 202406 | -73.9764 | 40.6994
-9620786.9918 | 5455775.2532 | 39285 | 54915 | Michigan Power LP | 12455 | Michigan Power Limited Partnership | IPP CHP | 5795 West Sixth Street | Ludington | Mason | Michigan | 49431 | natural gas | Natural Gas = 128 MW | Natural Gas Fired Combined Cycle | 138.1 | 128 | [6 empty] | 128 | [5 empty] | EIA-860, EIA-860M and EIA-923 | 202406 | -86.425 | 43.9375
-10119870.5629 | 3814385.8361 | 39286 | 54918 | Ergon Refining Vicksburg | 6667 | Ergon Refining Inc | Industrial CHP | 2611 Haining Road | Vicksburg | Warren | Mississippi | 39180 | natural gas | Natural Gas = 4.5 MW | Natural Gas Fired Combustion Turbine | 4.8 | 4.5 | [6 empty] | 4.5 | [5 empty] | EIA-860, EIA-860M and EIA-923 | 202406 | -90.9083 | 32.3883
-9628541.2849 | 4828952.8121 | 39287 | 54925 | Twin Bridges LFGTE | 40211 | Wabash Valley Power Assn, Inc | Electric Utility | 123 Twin Bridges Road | Danville | Hendricks | Indiana | 46122 | natural gas | Biomass = 3.2 MW, Natural Gas = 9.6 MW | Landfill Gas; Natural Gas Internal Combustion Engine; | 12.8 | 12.8 |  | 3.2 |  |  |  |  | 9.6 | [5 empty] | EIA-860, EIA-860M and EIA-923 | 202406 | -86.4947 | 39.745
-9591932.9798 | 5085422.4455 | 39288 | 54926 | Prairie View I & II LFGTE | 40211 | Wabash Valley Power Assn, Inc | Electric Utility | 15505 Shively | Wyatt | St Joseph | Indiana | 46595 | natural gas | Natural Gas = 6.4 MW | Natural Gas Internal Combustion Engine | 6.4 | 6.4 | [6 empty] | 6.4 | [5 empty] | EIA-860, EIA-860M and EIA-923 | 202406 | -86.1658 | 41.4936
-10015648.3576 | 3407767.164 | 39289 | 54927 | Grand Isle Gas Plant / Treating Station | 62043 | Cox Operating LLC | Industrial Non-CHP | Hwy 3151 and LA 1 | Grand Isle | Jefferson | Louisiana | 70358 | natural gas | Natural Gas = 8.7 MW | Natural Gas Internal Combustion Engine | 9 | 8.7 | [6 empty] | 8.7 | [5 empty] | EIA-860, EIA-860M and EIA-923 | 202406 | -89.9721 | 29.2521
-10202898.8731 | 5148509.6637 | 39290 | 54929 | Alliant SBD 9403 Aegon DC | 361 | Industrial Energy Applications Inc | IPP Non-CHP | 6910 Tower Road SW | Cedar Rapids | Linn | Iowa | 52402 | petroleum | Petroleum = 4.1 MW | Petroleum Liquids | 4.1 | 4.1 | [8 empty] | 4.1 |  |  |  | EIA-860, EIA-860M and EIA-923 | 202406 | -91.6542 | 41.9167
-13170798.9491 | 4173942.0012 | 39291 | 54931 | Ridgetop | 2770 | Terra-Gen Operating Co-Wind | IPP Non-CHP | 10315 Oak Creek Road | Mojave | Kern | California | 93501 | wind | Wind = 46.9 MW | Onshore Wind Turbine | 46.8 | 46.9 | [10 empty] | 46.9 |  | EIA-860, EIA-860M and EIA-923 | 202406 | -118.3153 | 35.074
-9911397.6545 | 5208372.6579 | 39292 | 54933 | Mondelez Global LLC | 49778 | Mondelez Global, LLC | Industrial CHP | 5500 Forest Hills Rd | Rockford | Winnebago | Illinois | 61105 | natural gas | Natural Gas = 5 MW | Natural Gas Fired Combustion Turbine | 4.7 | 5 | [6 empty] | 5 | [5 empty] | EIA-860, EIA-860M and EIA-923 | 202406 | -89.0356 | 42.3156
-13016689.0252 | 3840159.5305 | 39293 | 54936 | Richard J Donovan Correctional Facility | 2806 | California Dept of Corrections | Commercial CHP | 480 Alta Rd | San Diego | San Diego | California | 92179 | natural gas | Natural Gas = 2.2 MW | Natural Gas Fired Combustion Turbine | 2.6 | 2.2 | [6 empty] | 2.2 | [5 empty] | EIA-860, EIA-860M and EIA-923 | 202406 | -116.9309 | 32.5836
-7937982.606 | 5205110.4777 | 39294 | 54937 | Wellesley College Central Utility Plant | 20347 | Wellesley College | Commercial CHP | 106 Central Street | Wellesley | Norfolk | Massachusetts | 2481 | natural gas | Natural Gas = 10.7 MW, Petroleum = 4 MW | Natural Gas Internal Combustion Engine; Petroleum Liquids; | 13.9 | 14.7 | [6 empty] | 10.7 |  | 4 |  |  |  | EIA-860, EIA-860M and EIA-923 | 202406 | -71.3081 | 42.2939
-13700522.6534 | 5472924.8755 | 39295 | 54950 | Univ of Oregon Central Power Station | 24008 | University of Oregon | Commercial CHP | 1295 Franklin Boulevard | Eugene | Lane | Oregon | 97403 | natural gas | Natural Gas = 9 MW, Petroleum = 6.6 MW | Natural Gas Fired Combined Cycle; Petroleum Liquids; | 17.6 | 15.6 | [6 empty] | 9 |  | 6.6 |  |  |  | EIA-860, EIA-860M and EIA-923 | 202406 | -123.0739 | 44.0483
-13555530.2412 | 4398150.2835 | 39296 | 54951 | Monterey One Water | 12221 | Monterey One Water | Commercial CHP | 14811 Del Monte Blvd | Marina | Monterey | California | 93933 | biomass | Biomass = 1.8 MW | Other Waste Biomass | 1.8 | 1.8 |  | 1.8 | [10 empty] | EIA-860, EIA-860M and EIA-923 | 202406 | -121.7714 | 36.7056
-8192624.7166 | 5357104.552 | 39297 | 54953 | Hudson Falls Hydroelectric Project | 55754 | Boralex Hydro Operations Inc | IPP Non-CHP | 47 Hudson Falls Road | South Glens Falls | Saratoga | New York | 12803 | hydroelectric | Hydroelectric = 44 MW | Conventional Hydroelectric | 44 | 44 |  |  |  |  | 44 | [7 empty] | EIA-860, EIA-860M and EIA-923 | 202406 | -73.5956 | 43.2958
-9674064.5001 | 5108903.0478 | 39298 | 54956 | Deercroft I & II LFGTE | 40211 | Wabash Valley Power Assn, Inc | Electric Utility | 10501 W. 300 N. | Michigan City | LaPorte | Indiana | 46360 | natural gas | Biomass = 3.2 MW, Natural Gas = 3.2 MW | Landfill Gas; Natural Gas Internal Combustion Engine; | 6.4 | 6.4 |  | 3.2 |  |  |  |  | 3.2 | [5 empty] | EIA-860, EIA-860M and EIA-923 | 202406 | -86.9036 | 41.6514
-9182254.9898 | 5284356.0213 | 39299 | 54965 | Cargill Salt | 2769 | Cargill Inc | Industrial CHP | 916 South Riverside Ave | St. Clair | St Clair | Michigan | 48079 | natural gas | Natural Gas = 4.2 MW | Natural Gas Steam Turbine | 4.2 | 4.2 | [6 empty] | 4.2 | [5 empty] | EIA-860, EIA-860M and EIA-923 | 202406 | -82.4856 | 42.8183
-10419866.1266 | 5287368.9839 | 39300 | 54968 | Alliant SBD 9502 Eaton | 361 | Industrial Energy Applications Inc | IPP Non-CHP | 700 Luick's Lane | Belmond | Wright | Iowa | 50421 | petroleum | Petroleum = 5.4 MW | Petroleum Liquids | 5.4 | 5.4 | [8 empty] | 5.4 |  |  |  | EIA-860, EIA-860M and EIA-923 | 202406 | -93.6033 | 42.8381
-9961011.193 | 5137835.1257 | 39301 | 54969 | Dixon Hydroelectric Dam | 57280 | Eagle Creek Renewable Energy, LLC | IPP Non-CHP | 201 East River Street | Dixon | Lee | Illinois | 61021 | hydroelectric | Hydroelectric = 3 MW | Conventional Hydroelectric | 3 | 3 |  |  |  |  | 3 | [7 empty] | EIA-860, EIA-860M and EIA-923 | 202406 | -89.4813 | 41.8453
-9383514.9518 | 5088634.7705 | 39302 | 54974 | Sauder Power Plant | 16694 | Sauder Woodworking Co | IPP CHP | 820 West Barre Road | Archbold | Fulton | Ohio | 43502 | biomass | Biomass = 7.2 MW | Wood/Wood Waste Biomass | 7.2 | 7.2 |  | 7.2 | [10 empty] | EIA-860, EIA-860M and EIA-923 | 202406 | -84.2935 | 41.5152
-11850102.3952 | 3784965.0486 | 39303 | 54975 | New Mexico State University | 21965 | New Mexico State University | Commercial CHP | Box 30001, MSC 3545 | Las Cruces | Dona Ana | New Mexico | 88001 | natural gas | Natural Gas = 4.5 MW | Natural Gas Fired Combustion Turbine | 4.7 | 4.5 | [6 empty] | 4.5 | [5 empty] | EIA-860, EIA-860M and EIA-923 | 202406 | -106.4513 | 32.1648
-11286497.6019 | 3790579.1522 | 39304 | 54979 | Big Spring Wind Power Facility | 2770 | Terra-Gen Operating Co-Wind | IPP Non-CHP | 3300 South Moss Lake Rd | Big Spring | Howard | Texas | 79720 | wind | Wind = 34.3 MW | Onshore Wind Turbine | 34.3 | 34.3 | [10 empty] | 34.3 |  | EIA-860, EIA-860M and EIA-923 | 202406 | -101.3883 | 32.2075
-8265487.4422 | 4869566.7184 | 39305 | 54980 | Ocean County Landfill | 57249 | EPP Renewable Energy | IPP Non-CHP | 2498 Route 70 | Manchester | Ocean | New Jersey | 8733 | biomass | Biomass = 13.8 MW | Landfill Gas | 14.4 | 13.8 |  | 13.8 | [10 empty] | EIA-860, EIA-860M and EIA-923 | 202406 | -74.2501 | 40.0249
-8925981.7146 | 4326967.8463 | 39306 | 54984 | Salem Energy Systems LLC | 22331 | Salem Energy Systems LLC | IPP Non-CHP | 335 W. Hanes Mill Rd. | Winston-Salem | Forsyth | North Carolina | 27105 | biomass | Biomass = 3.3 MW | Landfill Gas | 4.5 | 3.3 |  | 3.3 | [10 empty] | EIA-860, EIA-860M and EIA-923 | 202406 | -80.1835 | 36.1912
-9506989.1952 | 3666868.1412 | 39307 | 54985 | Crestwood Dothan | 4468 | Crestwood Corp | IPP Non-CHP | 517 Kraft Rd | Dothan | Houston | Alabama | 36303 | petroleum | Petroleum = 9 MW | Petroleum Liquids | 8.6 | 9 | [8 empty] | 9 |  |  |  | EIA-860, EIA-860M and EIA-923 | 202406 | -85.4027 | 31.2624
-9211363.5895 | 5276188.094 | 39308 | 54989 | Pine Tree Acres | 57249 | EPP Renewable Energy | IPP Non-CHP | 36450 29 Mile Road | Lenox Twp | Macomb | Michigan | 48048 | biomass | Biomass = 8.8 MW | Landfill Gas | 8.8 | 8.8 |  | 8.8 | [10 empty] | EIA-860, EIA-860M and EIA-923 | 202406 | -82.7471 | 42.7645
-9731705.7324 | 5113820.7056 | 39309 | 54995 | Indiana Harbor E 5 AC Station | 13765 | Northlake Energy | Industrial CHP | 3210 Watling St | East Chicago | Lake | Indiana | 46312 | other | Other = 90 MW | Other Gases | 90 | 90 | [11 empty] | 90 | EIA-860, EIA-860M and EIA-923 | 202406 | -87.4214 | 41.6844
-12872830.068 | 3916161.6771 | 39310 | 54996 | Salton Sea Power Gen Co - Unit 4 | 49899 | CalEnergy Operating Corporation | IPP Non-CHP | 6922 Crummer Rd. | Calipatria | Imperial | California | 92233 | geothermal | Geothermal = 44MW | Geothermal | 47.5 | 44 |  |  |  | 44 | [8 empty] | EIA-860, EIA-860M and EIA-923 | 202406 | -115.6386 | 33.157
-8494077.8977 | 4412419.8576 | 39311 | 54998 | Wheelabrator Portsmouth | 20541 | Wheelabrator Environmental Systems | Commercial CHP | 3809 Elm Avenue | Portsmouth | Portsmouth City | Virginia | 23704 | biomass | Biomass = 46.5 MW | Municipal Solid Waste | 60 | 46.5 |  | 46.5 | [10 empty] | EIA-860, EIA-860M and EIA-923 | 202406 | -76.3036 | 36.8083
-8700542.1573 | 4163120.1525 | 39312 | 55002 | Murphy-Brown LLC | 13124 | Murphy - Brown LLC | Industrial Non-CHP | 2822 Hwy 24 West | Warsaw | Duplin | North Carolina | 28398 | petroleum | Petroleum = 2.4 MW | Petroleum Liquids | 2.4 | 2.4 | [8 empty] | 2.4 |  |  |  | EIA-860, EIA-860M and EIA-923 | 202406 | -78.1583 | 34.9944
-9752110.5951 | 5098852.0422 | 39313 | 55004 | Thornwood High School | 18850 | Thorton Township School Dist | Commercial Non-CHP | 465 E. 170th St | South Holland | Cook | Illinois | 60473 | natural gas | Natural Gas = 1.4 MW | Natural Gas Internal Combustion Engine | 1.4 | 1.4 | [6 empty] | 1.4 | [5 empty] | EIA-860, EIA-860M and EIA-923 | 202406 | -87.6047 | 41.5839
-9751342.4906 | 5104598.4405 | 39314 | 55005 | Thornridge High School | 18850 | Thorton Township School Dist | Commercial Non-CHP | 15000 Cottage Grove Ave | Dolton | Cook | Illinois | 60419 | natural gas | Natural Gas = 1 MW | Natural Gas Internal Combustion Engine | 1 | 1 | [6 empty] | 1 | [5 empty] | EIA-860, EIA-860M and EIA-923 | 202406 | -87.5978 | 41.6225
-7961839.1521 | 5271308.9917 | 39315 | 55006 | Nashua Plant | 57249 | EPP Renewable Energy | IPP Non-CHP | 840 West Hollis Street | Nashua | Hillsborough | New Hampshire | 3062 | biomass | Biomass = 2.2 MW | Landfill Gas | 2.4 | 2.2 |  | 2.2 | [10 empty] | EIA-860, EIA-860M and EIA-923 | 202406 | -71.5224 | 42.7323
-13576129.4677 | 4989771.7758 | 39316 | 55009 | Montgomery Creek Hydro | 64078 | Central Rivers Power US, LLC | IPP Non-CHP | Montgomery Falls Road | Montgomery Creek | Shasta | California | 96065 | hydroelectric | Hydroelectric = 2.6 MW | Conventional Hydroelectric | 2.6 | 2.6 |  |  |  |  | 2.6 | [7 empty] | EIA-860, EIA-860M and EIA-923 | 202406 | -121.9564 | 40.8468
-10342905.3966 | 5589400.0832 | 39317 | 55010 | LSP-Cottage Grove LP | 55912 | Cottage Grove Operating Services LLC | IPP CHP | 9525 105th St. Court S | Cottage Grove | Washington | Minnesota | 55016 | natural gas | Natural Gas = 251 MW | Natural Gas Fired Combined Cycle | 283.5 | 251 | [6 empty] | 251 | [5 empty] | EIA-860, EIA-860M and EIA-923 | 202406 | -92.9119 | 44.7956
-9877369.5125 | 5289997.6544 | 39318 | 55011 | LSP-Whitewater LP | 20847 | Wisconsin Electric Power Co | Electric Utility | 111 County Hwy U | Whitewater | Jefferson | Wisconsin | 53190 | natural gas | Natural Gas = 261 MW | Natural Gas Fired Combined Cycle | 283.5 | 261 | [6 empty] | 261 | [5 empty] | EIA-860, EIA-860M and EIA-923 | 202406 | -88.7299 | 42.8555
-9805567.1051 | 5121185.515 | 39319 | 55014 | Greene Valley Gas Recovery | 54843 | WM Illinois Renewable Energy LLC | IPP Non-CHP | 9 South 610 Greene Road | Naperville | DuPage | Illinois | 60540 | biomass | Biomass = 5.8 MW | Landfill Gas | 6.6 | 5.8 |  | 5.8 | [10 empty] | EIA-860, EIA-860M and EIA-923 | 202406 | -88.0849 | 41.7338
-10658284.646 | 3384915.1107 | 39320 | 55015 | Sweeny Cogen Facility | 22214 | Sweeny Cogeneration LLC | IPP CHP | 7190 Old FM 524, Gate 13 | Old Ocean | Brazoria | Texas | 77463 | natural gas | Natural Gas = 436 MW | Natural Gas Fired Combustion Turbine | 572 | 436 | [6 empty] | 436 | [5 empty] | EIA-860, EIA-860M and EIA-923 | 202406 | -95.745 | 29.0728
-7917476.3312 | 5135727.4643 | 39321 | 55026 | Dighton Power Plant | 55773 | Dighton Power, LLC | IPP Non-CHP | 1450 Somerset Ave | Dighton | Bristol | Massachusetts | 2715 | natural gas | Natural Gas = 165.6 MW | Natural Gas Fired Combined Cycle | 200 | 165.6 | [6 empty] | 165.6 | [5 empty] | EIA-860, EIA-860M and EIA-923 | 202406 | -71.1239 | 41.8312
-10672199.5824 | 5023735.3235 | 39322 | 55027 | Papillion Creek Wastewater | 13157 | City of Omaha | Commercial CHP | 15705 Harlan Lewis Road | Bellevue | Sarpy | Nebraska | 68123 | biomass | Biomass = 1.5 MW | Other Waste Biomass | 1.5 | 1.5 |  | 1.5 | [10 empty] | EIA-860, EIA-860M and EIA-923 | 202406 | -95.87 | 41.0772
-9804134.6459 | 5535130.1185 | 39323 | 55029 | De Pere Energy Center | 20860 | Wisconsin Public Service Corp | Electric Utility | 112 N 5th St | De Pere | Brown | Wisconsin | 54115 | natural gas | Natural Gas = 166 MW | Natural Gas Fired Combustion Turbine | 192.3 | 166 | [6 empty] | 166 | [5 empty] | EIA-860, EIA-860M and EIA-923 | 202406 | -88.072 | 44.4486
-10678789.6962 | 5042374.7722 | 39324 | 55033 | Missouri River Wastewater Treatment | 13157 | City of Omaha | Commercial CHP | 5600 South 10th Street | Omaha | Douglas | Nebraska | 68107 | biomass | Biomass = 3 MW | Other Waste Biomass | 3 | 3 |  | 3 | [10 empty] | EIA-860, EIA-860M and EIA-923 | 202406 | -95.9292 | 41.2033
-10088607.1519 | 5085303.5516 | 39325 | 55035 | Davenport Water Pollution Control Plant | 29729 | Davenport City of | Commercial CHP | 2606 South Concord Street | Davenport | Scott | Iowa | 52802 | biomass | Biomass = 1.6 MW | Other Waste Biomass | 1.6 | 1.6 |  | 1.6 | [10 empty] | EIA-860, EIA-860M and EIA-923 | 202406 | -90.6275 | 41.4928
-9342606.8201 | 4293634.8575 | 39326 | 55036 | University of Tennessee Steam Plant | 21466 | University of Tennessee | Commercial CHP | 1617 Lake Loudon Boulevard | Knoxville | Knox | Tennessee | 37996 | natural gas | Natural Gas = 4.5 MW | Natural Gas Fired Combustion Turbine | 5 | 4.5 | [6 empty] | 4.5 | [5 empty] | EIA-860, EIA-860M and EIA-923 | 202406 | -83.9261 | 35.9492
-9650781.3607 | 4329747.2925 | 39327 | 55037 | Opryland USA | 32487 | Gaylord Entertainment Co | Commercial CHP | 2802 Opryland Drive | Nashville | Davidson | Tennessee | 37214 | natural gas | Natural Gas = 3.8 MW | Natural Gas Fired Combustion Turbine | 4.5 | 3.8 | [6 empty] | 3.8 | [5 empty] | EIA-860, EIA-860M and EIA-923 | 202406 | -86.6944 | 36.2114
-11871555.7762 | 4167415.0018 | 39328 | 55039 | Rio Bravo | 15473 | Public Service Co of NM | Electric Utility | 725 Electric Ave | Albuquerque | Bernalillo | New Mexico | 87105 | natural gas | Natural Gas = 140.7 MW | Natural Gas Fired Combustion Turbine | 150 | 140.7 | [6 empty] | 140.7 | [5 empty] | EIA-860, EIA-860M and EIA-923 | 202406 | -106.644 | 35.026
-9306743.5763 | 3827223.3288 | 39329 | 55040 | Mid-Georgia Cogeneration Facility | 12564 | SEPG MGA, LLC | IPP CHP | 200 Oaky Woods Road | Kathleen | Houston | Georgia | 31047 | natural gas | Natural Gas = 303 MW | Natural Gas Fired Combined Cycle | 323 | 303 | [6 empty] | 303 | [5 empty] | EIA-860, EIA-860M and EIA-923 | 202406 | -83.6039 | 32.4856
-8087116.1033 | 5168112.3622 | 39330 | 55041 | Berkshire Power | 1616 | Berkshire Power Co LLC | IPP Non-CHP | 36 Moylan Lane | Agawam | Hampden | Massachusetts | 1001 | natural gas | Natural Gas = 229.3 MW | Natural Gas Fired Combined Cycle | 289 | 229.3 | [6 empty] | 229.3 | [5 empty] | EIA-860, EIA-860M and EIA-923 | 202406 | -72.6478 | 42.0476
-8146850.142 | 5037330.7499 | 39331 | 55042 | Bridgeport Energy Project | 2232 | Bridgeport Energy LLC | IPP Non-CHP | 10 Atlantic Street | Bridgeport | Fairfield | Connecticut | 6604 | natural gas | Natural Gas = 538 MW | Natural Gas Fired Combined Cycle | 520 | 538 | [6 empty] | 538 | [5 empty] | EIA-860, EIA-860M and EIA-923 | 202406 | -73.1844 | 41.1692
-9085117.6021 | 4173765.1778 | 39332 | 55043 | Cherokee County Cogen | 6833 | Cherokee County Cogen Partners LLC | IPP CHP | 132 Peoples Creek Rd | Gaffney | Cherokee | South Carolina | 29340 | natural gas | Natural Gas = 86 MW | Natural Gas Fired Combined Cycle | 101.2 | 86 | [6 empty] | 86 | [5 empty] | EIA-860, EIA-860M and EIA-923 | 202406 | -81.613 | 35.0727
-9784860.7893 | 3696471.4878 | 39333 | 55044 | Packaging Corp. of America Jackson Mill | 56310 | Boise White Paper LLC | Industrial CHP | 4585 Industrial Rd | Jackson | Clarke | Alabama | 36545 | natural gas | Biomass = 15.3 MW, Natural Gas = 26.8 MW | Wood/Wood Waste Biomass; Natural Gas Steam Turbine; | 44.4 | 42.1 |  | 15.3 |  |  |  |  | 26.8 | [5 empty] | EIA-860, EIA-860M and EIA-923 | 202406 | -87.8989 | 31.4894
-10594997.1778 | 3468217.8624 | 39334 | 55047 | Pasadena Cogeneration | 11059 | Pasadena Cogeneration LP | IPP CHP | 955 Phillips Road | Pasadena | Harris | Texas | 77506 | natural gas | Natural Gas = 746 MW | Natural Gas Fired Combined Cycle | 815 | 746 | [6 empty] | 746 | [5 empty] | EIA-860, EIA-860M and EIA-923 | 202406 | -95.1765 | 29.7248
-7922674.9515 | 5107532.5135 | 39335 | 55048 | Tiverton Power Plant | 55510 | Tiverton Power LLC | IPP Non-CHP | 304 Progress Rd. | Tiverton | Newport | Rhode Island | 2878 | natural gas | Natural Gas = 273 MW | Natural Gas Fired Combined Cycle | 290.1 | 273 | [6 empty] | 273 | [5 empty] | EIA-860, EIA-860M and EIA-923 | 202406 | -71.1706 | 41.6422
-10150667.768 | 3536833.9605 | 39336 | 55051 | Westlake Plaquemine | 65195 | Westlake Chemicals & Vinyls LLC | Industrial CHP | 26100 Hwy 405 | Plaquemine | Iberville | Louisiana | 70765 | natural gas | Natural Gas = 225 MW | Natural Gas Fired Combustion Turbine | 306 | 225 | [6 empty] | 225 | [5 empty] | EIA-860, EIA-860M and EIA-923 | 202406 | -91.185 | 30.2586
-11208948.7711 | 3769875.6951 | 39337 | 55052 | Jameson Gas Processing Plant | 50114 | WTG Jameson, L.P. | Industrial Non-CHP | 1000 Gas Plant Road | Silver | Coke | Texas | 76949 | natural gas | Natural Gas = 1.8 MW | Natural Gas Internal Combustion Engine | 1.8 | 1.8 | [6 empty] | 1.8 | [5 empty] | EIA-860, EIA-860M and EIA-923 | 202406 | -100.6917 | 32.05
-10887329.7303 | 3921317.1483 | 39338 | 55053 | Bridgeport Gas Processing Plant | 59366 | EnLink Midstream Services, LLC | Industrial Non-CHP | 415 Private Rd, 3502 | Bridgeport | Wise | Texas | 76426 | natural gas | Natural Gas = 10.4 MW | Natural Gas Internal Combustion Engine | 10.4 | 10.4 | [6 empty] | 10.4 | [5 empty] | EIA-860, EIA-860M and EIA-923 | 202406 | -97.8025 | 33.1958
-9869007.1924 | 5002228.4391 | 39339 | 55054 | Livingston Generating Facility | 9267 | Hoosier Energy R E C, Inc | Electric Utility | RR 3, 14206 East 2100 North Rd | Pontiac | Livingston | Illinois | 61764 | biomass | Biomass = 10.2 MW | Landfill Gas | 15 | 10.2 |  | 10.2 | [10 empty] | EIA-860, EIA-860M and EIA-923 | 202406 | -88.6548 | 40.9314
-9462112.1896 | 3942066.5162 | 39340 | 55061 | Tenaska Georgia Generation Facility | 18535 | Tenaska Georgia Partners LP | IPP Non-CHP | 2100 George Brown Road | Franklin | Heard | Georgia | 30217 | natural gas | Natural Gas = 945 MW | Natural Gas Fired Combustion Turbine | 1099.2 | 945 | [6 empty] | 945 | [5 empty] | EIA-860, EIA-860M and EIA-923 | 202406 | -84.9996 | 33.3516
-10677520.654 | 3579926.8934 | 39341 | 55062 | Tenaska Frontier Generation Station | 18611 | Tenaska Frontier Partners Ltd | IPP Non-CHP | 17500 Hwy 30 | Shiro | Grimes | Texas | 77876 | natural gas | Natural Gas = 860 MW | Natural Gas Fired Combined Cycle | 939.7 | 860 | [6 empty] | 860 | [5 empty] | EIA-860, EIA-860M and EIA-923 | 202406 | -95.9178 | 30.5924
-10010683.5083 | 4073954.4184 | 39342 | 55063 | Batesville Generation Facility | 17568 | Cooperative Energy | Electric Utility | 200 Industrial Drive | Batesville | Panola | Mississippi | 38606 | natural gas | Natural Gas = 858 MW | Natural Gas Fired Combined Cycle | 891 | 858 | [6 empty] | 858 | [5 empty] | EIA-860, EIA-860M and EIA-923 | 202406 | -89.9275 | 34.3356
-11283343.5868 | 4258830.5423 | 39343 | 55064 | Black Hawk Station | 23913 | Borger Energy Associates LP | IPP CHP | Spur 119 N. Cogen Place | Borger | Hutchinson | Texas | 79007 | natural gas | Natural Gas = 218.3 MW | Natural Gas Fired Combustion Turbine | 243.9 | 218.3 | [6 empty] | 218.3 | [5 empty] | EIA-860, EIA-860M and EIA-923 | 202406 | -101.36 | 35.6957
-11437153.7272 | 3891694.1746 | 39344 | 55065 | Mustang Station | 7349 | Golden Spread Electric Cooperative, Inc | Electric Utility | 1937 County Road 390 | Denver City | Yoakum | Texas | 79323 | natural gas | Natural Gas = 464.8 MW | Natural Gas Fired Combined Cycle | 521 | 464.8 | [6 empty] | 464.8 | [5 empty] | EIA-860, EIA-860M and EIA-923 | 202406 | -102.7417 | 32.9728
-9731549.8851 | 5113000.9209 | 39345 | 55066 | Heat Recovery Coke Facility | 4174 | Cokenergy Inc | Industrial Non-CHP | 3210 Watling St | East Chicago | Lake | Indiana | 46312 | other | Other = 88 MW | All Other | 94.6 | 88 | [11 empty] | 88 | EIA-860, EIA-860M and EIA-923 | 202406 | -87.42 | 41.6789
-9753647.9173 | 5138941.438 | 39346 | 55067 | MPEA Energy Center | 54704 | Metropolitan Pier and Exposition Auth | IPP Non-CHP | 2211 S. Martin Luther King Jr | Chicago | Cook | Illinois | 60616 | petroleum | Petroleum = 6 MW | Petroleum Liquids | 6 | 6 | [8 empty] | 6 |  |  |  | EIA-860, EIA-860M and EIA-923 | 202406 | -87.6185 | 41.8527
-7648695.4207 | 5593887.7034 | 39347 | 55068 | Maine Independence Station | 4966 | Casco Bay Energy Co LLC | IPP Non-CHP | 125 Shore Road | Veazie | Penobscot | Maine | 4401 | natural gas | Natural Gas = 499.5 MW | Natural Gas Fired Combined Cycle | 550.2 | 499.5 | [6 empty] | 499.5 | [5 empty] | EIA-860, EIA-860M and EIA-923 | 202406 | -68.7094 | 44.8242
-8907870.8127 | 5169997.1838 | 39348 | 55074 | Lakeview Gas Recovery | 54842 | WM Renewable Energy LLC | IPP Non-CHP | 851 Robinson Road East | Erie | Erie | Pennsylvania | 16509 | biomass | Biomass = 6 MW | Landfill Gas | 6 | 6 |  | 6 | [10 empty] | EIA-860, EIA-860M and EIA-923 | 202406 | -80.0208 | 42.0602
-10230539.5026 | 4058125.259 | 39349 | 55075 | Pine Bluff Energy Center | 28764 | Pine Bluff Energy LLC | IPP CHP | 5301 Fairfield Road | Pine Bluff | Jefferson | Arkansas | 71601 | natural gas | Natural Gas = 179 MW | Natural Gas Fired Combined Cycle | 230.4 | 179 | [6 empty] | 179 | [5 empty] | EIA-860, EIA-860M and EIA-923 | 202406 | -91.9025 | 34.2181
-9931735.7254 | 3945332.0141 | 39350 | 55076 | Red Hills Generating Facility | 3593 | Choctaw Generation L.P, L.L.L.P. | IPP Non-CHP | 2391 Pensacola Road | Ackerman | Choctaw | Mississippi | 39735 | coal | Coal = 440 MW | Conventional Steam Coal | 513.7 | 440 |  |  | 440 | [9 empty] | EIA-860, EIA-860M and EIA-923 | 202406 | -89.2183 | 33.3761
-12801092.1146 | 4271611.5708 | 39351 | 55077 | Desert Star Energy Center | 5695 | Desert Star Energy Center SDG&E | Electric Utility | 701 El Dorado Valley Dr. | Boulder City | Clark | Nevada | 89005 | natural gas | Natural Gas = 450 MW | Natural Gas Fired Combined Cycle | 537.3 | 450 | [6 empty] | 450 | [5 empty] | EIA-860, EIA-860M and EIA-923 | 202406 | -114.9942 | 35.7889
-8016685.7086 | 5177814.9609 | 39352 | 55079 | Millennium Power | 12713 | Millennium Power Company, LLC | IPP Non-CHP | 10 Sherwood Lane | Charlton | Worcester | Massachusetts | 1507 | natural gas | Natural Gas = 330.1 MW | Natural Gas Fired Combined Cycle | 427.5 | 330.1 | [6 empty] | 330.1 | [5 empty] | EIA-860, EIA-860M and EIA-923 | 202406 | -72.0151 | 42.1123
-9929475.9398 | 4238029.165 | 39353 | 55081 | Brownsville Peaking Power | 18642 | Tennessee Valley Authority | Electric Utility | 948 Beechgrove Rd | Brownsville | Haywood | Tennessee | 38012 | natural gas | Natural Gas = 456 MW | Natural Gas Fired Combustion Turbine | 460 | 456 | [6 empty] | 456 | [5 empty] | EIA-860, EIA-860M and EIA-923 | 202406 | -89.198 | 35.5438
-13605034.0187 | 4587466.9958 | 39354 | 55084 | Crockett Cogen Project | 4464 | Crockett Cogeneration | IPP CHP | 550 Loring Avenue | Crockett | Contra Costa | California | 94525 | natural gas | Natural Gas = 247 MW | Natural Gas Fired Combined Cycle | 247 | 247 | [6 empty] | 247 | [5 empty] | EIA-860, EIA-860M and EIA-923 | 202406 | -122.2161 | 38.0569
-10826757.4558 | 3235022.9482 | 39355 | 55086 | Gregory Power Plant | 7667 | Gregory Power Partners LLC | IPP Non-CHP | 4633A TX HWY 361 | Gregory | San Patricio | Texas | 78359 | natural gas | Natural Gas = 366 MW | Natural Gas Fired Combined Cycle | 432 | 366 | [6 empty] | 366 | [5 empty] | EIA-860, EIA-860M and EIA-923 | 202406 | -97.2584 | 27.8893
-9573197.9095 | 5284705.0808 | 39356 | 55087 | Zeeland Generating Station | 4254 | Consumers Energy Co - (MI) | Electric Utility | 425 Fairview Ave | Zeeland | Ottawa | Michigan | 49464 | natural gas | Natural Gas = 842.7 MW | Natural Gas Fired Combined Cycle; Natural Gas Fired Combustion Turbine; | 968.2 | 842.7 | [6 empty] | 842.7 | [5 empty] | EIA-860, EIA-860M and EIA-923 | 202406 | -85.9975 | 42.8206
-9256660.9374 | 5206415.787 | 39357 | 55088 | Dearborn Industrial Generation | 4945 | Dearborn Industrial Gen Inc | IPP CHP | 2400 Miller Road | Dearborn | Wayne | Michigan | 48121 | natural gas | Natural Gas = 489 MW, Other = 250 MW | Natural Gas Fired Combined Cycle; Natural Gas Fired Combustion Turbine; Other Gases | 747.9 | 739 | [6 empty] | 489 |  |  |  |  | 250 | EIA-860, EIA-860M and EIA-923 | 202406 | -83.154 | 42.3026
-10069950.0052 | 3502110.2692 | 39358 | 55089 | Taft Cogeneration Facility | 13914 | Occidental Chemical Corporation | Industrial CHP | 266 Highway 3142 | Hahnville | St Charles | Louisiana | 70057 | natural gas | Natural Gas = 738.9 MW | Natural Gas Fired Combined Cycle | 894.2 | 738.9 | [6 empty] | 738.9 | [5 empty] | EIA-860, EIA-860M and EIA-923 | 202406 | -90.4599 | 29.9888
-13012174.4633 | 5996271.0336 | 39359 | 55090 | Plummer Cogen | 54900 | Stimson Lumber Company | IPP CHP | 732 10th Street | Plummer | Benewah | Idaho | 83851 | biomass | Biomass = 5.8 MW | Wood/Wood Waste Biomass | 6.2 | 5.8 |  | 5.8 | [10 empty] | EIA-860, EIA-860M and EIA-923 | 202406 | -116.8904 | 47.331
-10803968.4636 | 3819914.485 | 39360 | 55091 | Midlothian Energy Facility | 12501 | Midlothian Energy LLC | IPP Non-CHP | 4601 Brookhollow Drive | Midlothian | Ellis | Texas | 76065 | natural gas | Natural Gas = 1620 MW | Natural Gas Fired Combined Cycle | 1734 | 1620 | [6 empty] | 1620 | [5 empty] | EIA-860, EIA-860M and EIA-923 | 202406 | -97.0537 | 32.4302
-7913303.1862 | 5149462.3607 | 39361 | 55093 | MM Taunton Energy | 57226 | MM Taunton Energy LLC | IPP Non-CHP | 330 E.Britannie St. | Taunton | Bristol | Massachusetts | 2780 | biomass | Biomass = 3.6 MW | Landfill Gas | 3.6 | 3.6 |  | 3.6 | [10 empty] | EIA-860, EIA-860M and EIA-923 | 202406 | -71.0864 | 41.9231
-13042497.336 | 3874727.7941 | 39362 | 55094 | MM San Diego-Miramar | 57227 | MM San Diego Energy-Miramar | IPP CHP | 5244 Convoy Street | San Diego | San Diego | California | 92111 | biomass | Biomass = 6.4 MW | Landfill Gas | 6.4 | 6.4 |  | 6.4 | [10 empty] | EIA-860, EIA-860M and EIA-923 | 202406 | -117.1627 | 32.8448
-9704031.707 | 5105968.5559 | 39363 | 55096 | Portside Energy | 15343 | Primary Energy Recycling Holdings, LLC | IPP CHP | 6290 us hwy. 12 | Portage | Porter | Indiana | 46368 | natural gas | Natural Gas = 53 MW | Natural Gas Fired Combustion Turbine; Natural Gas Steam Turbine; | 61 | 53 | [6 empty] | 53 | [5 empty] | EIA-860, EIA-860M and EIA-923 | 202406 | -87.1728 | 41.6317
-10641030.1249 | 3979334.5687 | 39364 | 55097 | Lamar Power Project | 60477 | LaFrontera Holdings LLC | IPP Non-CHP | 3205 FM 137 | Paris | Lamar | Texas | 75462 | natural gas | Natural Gas = 1004 MW | Natural Gas Fired Combined Cycle | 1112.6 | 1004 | [6 empty] | 1004 | [5 empty] | EIA-860, EIA-860M and EIA-923 | 202406 | -95.59 | 33.6308
-7850461.9978 | 5547877.4602 | 39365 | 55100 | Rumford Power LLC | 54821 | Rumford Power | IPP Non-CHP | 43 Industrial Park Road | Rumford | Oxford | Maine | 4276 | natural gas | Natural Gas = 251.9 MW | Natural Gas Fired Combined Cycle | 274.5 | 251.9 | [6 empty] | 251.9 | [5 empty] | EIA-860, EIA-860M and EIA-923 | 202406 | -70.5219 | 44.5303
-9517254.9673 | 5203217.1732 | 39366 | 55101 | Kalamazoo River Generating Station | 3838 | CMS Generation MI Power LLC | IPP Non-CHP | 6900 East Michigan Ave | Comstock | Kalamazoo | Michigan | 49011 | natural gas | Natural Gas = 72 MW | Natural Gas Fired Combustion Turbine | 77.4 | 72 | [6 empty] | 72 | [5 empty] | EIA-860, EIA-860M and EIA-923 | 202406 | -85.495 | 42.2813
-9432188.9539 | 5626308.1418 | 39367 | 55102 | Livingston Generating Station | 3838 | CMS Generation MI Power LLC | IPP Non-CHP | 155 North Townline Road | Gaylord | Otsego | Michigan | 49753 | natural gas | Natural Gas = 132 MW | Natural Gas Fired Combustion Turbine | 170.1 | 132 | [6 empty] | 132 | [5 empty] | EIA-860, EIA-860M and EIA-923 | 202406 | -84.7308 | 45.0304
-13559889.0672 | 5187062.8679 | 39368 | 55103 | Klamath Cogeneration Plant | 14372 | Klamath Energy LLC | IPP CHP | 4940 Hwy 97 South | Klamath Falls | Klamath | Oregon | 97603 | natural gas | Natural Gas = 490 MW | Natural Gas Fired Combined Cycle | 501.5 | 490 | [6 empty] | 490 | [5 empty] | EIA-860, EIA-860M and EIA-923 | 202406 | -121.8106 | 42.1739
-7961414.1342 | 5131321.1944 | 39369 | 55107 | Rhode Island State Energy Center | 6832 | RISEC Operating Services | IPP Non-CHP | 24 Shun Pike | Johnston | Providence | Rhode Island | 2919 | natural gas | Natural Gas = 554 MW | Natural Gas Fired Combined Cycle | 596 | 554 | [6 empty] | 554 | [5 empty] | EIA-860, EIA-860M and EIA-923 | 202406 | -71.5186 | 41.8017
-9822798.4718 | 5174935.5906 | 39370 | 55109 | Rocky Road Power LLC | 64030 | Lincoln Operating Services, LLC | IPP Non-CHP | 1221 Power Drive | East Dundee | Kane | Illinois | 60118 | natural gas | Natural Gas = 335.6 MW | Natural Gas Fired Combustion Turbine | 415.5 | 335.6 | [6 empty] | 335.6 | [5 empty] | EIA-860, EIA-860M and EIA-923 | 202406 | -88.2397 | 42.0931
-9402567.394 | 4786653.8951 | 39371 | 55110 | Madison | 15470 | Duke Energy Indiana, LLC | Electric Utility | 5657 Kennel Rd | Trenton | Butler | Ohio | 45067 | natural gas | Natural Gas = 566 MW | Natural Gas Fired Combustion Turbine | 692 | 566 | [6 empty] | 566 | [5 empty] | EIA-860, EIA-860M and EIA-923 | 202406 | -84.4647 | 39.4522
-9734484.0443 | 4854661.6074 | 39372 | 55111 | Vermillion Energy Facility | 3542 | Duke Energy Ohio Inc | Electric Utility | 2777 N. State Road 63 | Cayuga | Vermillion | Indiana | 47928 | natural gas | Natural Gas = 576 MW | Natural Gas Fired Combustion Turbine | 692 | 576 | [6 empty] | 576 | [5 empty] | EIA-860, EIA-860M and EIA-923 | 202406 | -87.4464 | 39.9223
-13547122.614 | 4729286.1392 | 39373 | 55112 | Sutter Energy Center | 22650 | Calpine Corp-Sutter | IPP Non-CHP | 5029 South Township Road | Yuba City | Sutter | California | 95993 | natural gas | Natural Gas = 528 MW | Natural Gas Fired Combined Cycle | 636 | 528 | [6 empty] | 528 | [5 empty] | EIA-860, EIA-860M and EIA-923 | 202406 | -121.6959 | 39.0531
-8886601.5542 | 4346082.9335 | 39374 | 55116 | Rockingham County CT Station | 5416 | Duke Energy Carolinas, LLC | Electric Utility | 240 Ernest Drive | Reidsville | Rockingham | North Carolina | 27320 | natural gas | Natural Gas = 825 MW | Natural Gas Fired Combustion Turbine | 977.5 | 825 | [6 empty] | 825 | [5 empty] | EIA-860, EIA-860M and EIA-923 | 202406 | -79.8297 | 36.3297
-10384171.5319 | 3531989.0815 | 39375 | 55117 | RS Cogen | 14306 | Westlake 2 US LLC | Industrial CHP | 1300 PPG Drive | Lake Charles | Calcasieu | Louisiana | 70602 | natural gas | Natural Gas = 415.4 MW | Natural Gas Fired Combined Cycle | 493 | 415.4 | [6 empty] | 415.4 | [5 empty] | EIA-860, EIA-860M and EIA-923 | 202406 | -93.2826 | 30.221
-10451073.6553 | 3497679.5843 | 39376 | 55122 | NAFTA Region Olefins Complex Cogen Fac | 1357 | BASF Corp | Industrial CHP | Hwy 366 Gate 99 | Port Arthur | Jefferson | Texas | 77643 | natural gas | Natural Gas = 70 MW | Natural Gas Fired Combustion Turbine | 83.2 | 70 | [6 empty] | 70 | [5 empty] | EIA-860, EIA-860M and EIA-923 | 202406 | -93.8836 | 29.9543
-10930460.801 | 3041289.9693 | 39377 | 55123 | Magic Valley Generating Station | 2877 | Calpine Corp-Magic Valley | IPP Non-CHP | 3333 N. McColl Rd. | Edinburg | Hidalgo | Texas | 78539 | natural gas | Natural Gas = 667 MW | Natural Gas Fired Combined Cycle | 801 | 667 | [6 empty] | 667 | [5 empty] | EIA-860, EIA-860M and EIA-923 | 202406 | -98.19 | 26.3403
-12705257.7216 | 4171225.8955 | 39378 | 55124 | Griffith Energy LLC | 56090 | Griffith Energy LLC | IPP Non-CHP | 3375 West Navajo Drive | Golden Valley | Mohave | Arizona | 86413 | natural gas | Natural Gas = 570 MW | Natural Gas Fired Combined Cycle | 655 | 570 | [6 empty] | 570 | [5 empty] | EIA-860, EIA-860M and EIA-923 | 202406 | -114.1333 | 35.054
-13209169.6643 | 5770124.2306 | 39379 | 55125 | Vansycle | 6017 | ESI Vansycle Partners LP | IPP Non-CHP | 365 Touchet Gardena Road | Touchet | Umatilla | Oregon | 97835 | wind | Wind = 25 MW | Onshore Wind Turbine | 25 | 25 | [10 empty] | 25 |  | EIA-860, EIA-860M and EIA-923 | 202406 | -118.66 | 45.9362
-8137424.4981 | 5045490.5096 | 39380 | 55126 | Milford Power Project | 12568 | Milford Power Co LLC | IPP Non-CHP | 55 Shelland Street | Milford | New Haven | Connecticut | 6460 | natural gas | Natural Gas = 534.3 MW | Natural Gas Fired Combined Cycle | 578 | 534.3 | [6 empty] | 534.3 | [5 empty] | EIA-860, EIA-860M and EIA-923 | 202406 | -73.0997 | 41.2244
-11542165.8557 | 4897547.2639 | 39381 | 55127 | Manchief Electric Generating Station | 15466 | Public Service Co of Colorado | IPP Non-CHP | 14936 County Road 24 | Brush | Morgan | Colorado | 80723 | natural gas | Natural Gas = 264 MW | Natural Gas Fired Combustion Turbine | 300 | 264 | [6 empty] | 264 | [5 empty] | EIA-860, EIA-860M and EIA-923 | 202406 | -103.685 | 40.2171
-9316929.3097 | 4003961.2175 | 39382 | 55128 | Walton County Power, LLC | 59415 | SEPG Operating Services, LLC Walton | IPP Non-CHP | 920 Birch Street | Monroe | Walton | Georgia | 30656 | natural gas | Natural Gas = 454.5 MW | Natural Gas Fired Combustion Turbine | 494.1 | 454.5 | [6 empty] | 454.5 | [5 empty] | EIA-860, EIA-860M and EIA-923 | 202406 | -83.6954 | 33.8148
-12444283.4243 | 3882595.0084 | 39383 | 55129 | Desert Basin | 16572 | Salt River Project | Electric Utility | 1872 N. Burris Rd. | Casa Grande | Pinal | Arizona | 85193 | natural gas | Natural Gas = 703.8 MW | Natural Gas Fired Combined Cycle; Natural Gas Fired Combustion Turbine; | 745.1 | 703.8 | [6 empty] | 703.8 | [5 empty] | EIA-860, EIA-860M and EIA-923 | 202406 | -111.7889 | 32.9042
-9824846.7504 | 5083356.8733 | 39384 | 55131 | Kendall County Generation Facility | 57141 | Dynegy Kendall Energy LLC | IPP Non-CHP | 1401 County Line Road | Minooka | Kendall | Illinois | 60447 | natural gas | Natural Gas = 1140 MW | Natural Gas Fired Combined Cycle | 1256 | 1140 | [6 empty] | 1140 | [5 empty] | EIA-860, EIA-860M and EIA-923 | 202406 | -88.2581 | 41.4797
-10533021.6098 | 3765650.7942 | 39385 | 55132 | Tenaska Gateway Generating Station | 18518 | Tenaska Gateway Partners Ltd | IPP Non-CHP | State Hwy 315 PO Box 697 | Mt. Enterprise | Rusk | Texas | 75681 | natural gas | Natural Gas = 845 MW | Natural Gas Fired Combined Cycle | 939.6 | 845 | [6 empty] | 845 | [5 empty] | EIA-860, EIA-860M and EIA-923 | 202406 | -94.6197 | 32.0178
-10365581.1769 | 5593165.7682 | 39386 | 55133 | Thomson Reuters Campus Bldg A-D | 18981 | Thomson Corp | Industrial Non-CHP | 610 Opperman Dr | Eagan | Dakota | Minnesota | 55123 | petroleum | Petroleum = 11.2 MW | Petroleum Liquids | 14 | 11.2 | [8 empty] | 11.2 |  |  |  | EIA-860, EIA-860M and EIA-923 | 202406 | -93.1156 | 44.8196
-9852487.3799 | 5495451.2732 | 39387 | 55135 | Alliant Energy Neenah | 20856 | Wisconsin Power & Light Co | Electric Utility | 200 County Road CB | Neenah | Winnebago | Wisconsin | 52601 | natural gas | Natural Gas = 292.1 MW | Natural Gas Fired Combustion Turbine | 371 | 292.1 | [6 empty] | 292.1 | [5 empty] | EIA-860, EIA-860M and EIA-923 | 202406 | -88.5064 | 44.1936
-10906328.4052 | 3451347.5067 | 39388 | 55137 | Rio Nogales Power Project | 16604 | City of San Antonio - (TX) | Electric Utility | 711 Rio Nogales Drive | Seguin | Guadalupe | Texas | 78155 | natural gas | Natural Gas = 784.5 MW | Natural Gas Fired Combined Cycle | 940.2 | 784.5 | [6 empty] | 784.5 | [5 empty] | EIA-860, EIA-860M and EIA-923 | 202406 | -97.9732 | 29.5931
-9466484.7079 | 3834534.0327 | 39389 | 55138 | Walton Discover Power Facility | 60492 | Walton Discover LLC | IPP Non-CHP | 215 Lee County Road 315 | Smiths | LEE | Alabama | 36877 | natural gas | Natural Gas = 100 MW | Natural Gas Fired Combustion Turbine | 103 | 100 | [6 empty] | 100 | [5 empty] | EIA-860, EIA-860M and EIA-923 | 202406 | -85.0389 | 32.541
-10879441.5199 | 3807262.5967 | 39390 | 55139 | Wolf Hollow I LP | 313 | Wolf Hollow I Power, LLC | IPP Non-CHP | 9201 Wolf Hollow Court | Granbury | Hood | Texas | 76048 | natural gas | Natural Gas = 750.5 MW | Natural Gas Fired Combined Cycle | 788.4 | 750.5 | [6 empty] | 750.5 | [5 empty] | EIA-860, EIA-860M and EIA-923 | 202406 | -97.7317 | 32.3342
-9461198.3679 | 3942982.3623 | 39391 | 55141 | Hawk Road Facility | 13994 | Oglethorpe Power Corporation | Electric Utility | 624 Hawk Rd | Franklin | Heard | Georgia | 30217 | natural gas | Natural Gas = 456.3 MW | Natural Gas Fired Combustion Turbine | 495 | 456.3 | [6 empty] | 456.3 | [5 empty] | EIA-860, EIA-860M and EIA-923 | 202406 | -84.9914 | 33.3585
-10908130.1111 | 3475379.0792 | 39392 | 55144 | Hays Energy Project | 1074 | Hays Energy, LLC | IPP Non-CHP | 1601 Francis Harris Ln | San Marcos | Hays | Texas | 78666 | natural gas | Natural Gas = 916 MW | Natural Gas Fired Combined Cycle | 989 | 916 | [6 empty] | 916 | [5 empty] | EIA-860, EIA-860M and EIA-923 | 202406 | -97.9894 | 29.7806
-10679390.8215 | 4298323.721 | 39393 | 55146 | Green Country Energy LLC | 7597 | Green Country OP Services LLC | IPP Non-CHP | 12307 S. Florence Ave. | Jenks | Tulsa | Oklahoma | 74037 | natural gas | Natural Gas = 783 MW | Natural Gas Fired Combined Cycle | 903.9 | 783 | [6 empty] | 783 | [5 empty] | EIA-860, EIA-860M and EIA-923 | 202406 | -95.9346 | 35.9833
-9686220.5885 | 4731818.1451 | 39394 | 55148 | Worthington Generation LLC | 9267 | Hoosier Energy R E C, Inc | Electric Utility | 3 Mi S of Worthington, Hwy 57 | Worthington | Greene | Indiana | 47471 | natural gas | Natural Gas = 164.8 MW | Natural Gas Fired Combustion Turbine | 242 | 164.8 | [6 empty] | 164.8 | [5 empty] | EIA-860, EIA-860M and EIA-923 | 202406 | -87.0128 | 39.0708
-8003403.7349 | 5141831.3356 | 39395 | 55149 | Lake Road Generating Plant | 10576 | Lake Road Generating Co LP | IPP Non-CHP | 56 Alexander Parkway | Dayville | Windham | Connecticut | 6241 | natural gas | Natural Gas = 828.8 MW | Natural Gas Fired Combined Cycle | 840 | 828.8 | [6 empty] | 828.8 | [5 empty] | EIA-860, EIA-860M and EIA-923 | 202406 | -71.8958 | 41.872
-13312909.411 | 4204124.9163 | 39396 | 55151 | La Paloma Generating Plant | 61173 | CXA La Paloma LLC | IPP Non-CHP | 1760 West Skyline Road | McKittrick | Kern | California | 93251 | natural gas | Natural Gas = 1010 MW | Natural Gas Fired Combined Cycle | 1156 | 1010 | [6 empty] | 1010 | [5 empty] | EIA-860, EIA-860M and EIA-923 | 202406 | -119.5919 | 35.2956
-9393817.682 | 3998067.43 | 39397 | 55152 | Bank of America Plaza | 3790 | 600 Peachtree PropCo, LLC | Commercial Non-CHP | 600 Peachtree Street N. E. | Atlanta | Fulton | Georgia | 30308 | petroleum | Petroleum = 2.6 MW | Petroleum Liquids | 3 | 2.6 | [8 empty] | 2.6 |  |  |  | EIA-860, EIA-860M and EIA-923 | 202406 | -84.3861 | 33.7708
-10925106.3335 | 3455360.7563 | 39398 | 55153 | Guadalupe Generating Station | 57045 | Guadalupe Power Partners LP | IPP Non-CHP | 5740 Weil Road | Marion | Guadalupe | Texas | 78124 | natural gas | Natural Gas = 1005 MW | Natural Gas Fired Combined Cycle | 1088.2 | 1005 | [6 empty] | 1005 | [5 empty] | EIA-860, EIA-860M and EIA-923 | 202406 | -98.1419 | 29.6244
-10828202.7167 | 3522562.338 | 39399 | 55154 | Lost Pines 1 Power Project | 11269 | Lower Colorado River Authority | Electric Utility | 256 Power Plant Road | Bastrop | Bastrop | Texas | 78602 | natural gas | Natural Gas = 510 MW | Natural Gas Fired Combined Cycle | 609 | 510 | [6 empty] | 510 | [5 empty] | EIA-860, EIA-860M and EIA-923 | 202406 | -97.2714 | 30.1478
-8221040.7978 | 5267084.8372 | 39400 | 55155 | MM Albany Energy | 57229 | MM Albany Energy LLC | IPP Non-CHP | 5087 Junction Road | Albany | Albany | New York | 14094 | biomass | Biomass = 5.9 MW | Landfill Gas | 5.9 | 5.9 |  | 5.9 | [10 empty] | EIA-860, EIA-860M and EIA-923 | 202406 | -73.8509 | 42.7044
-13290879.2838 | 4354141.7531 | 39401 | 55160 | MM Tulare Energy | 57231 | MM Tulare Energy LLC | IPP Non-CHP | 32982 Road 80 | Visalia | Tulare | California | 93292 | biomass | Biomass = 1.6 MW | Landfill Gas | 1.8 | 1.6 |  | 1.6 | [10 empty] | EIA-860, EIA-860M and EIA-923 | 202406 | -119.394 | 36.388
-13179052.6214 | 4068145.578 | 39402 | 55161 | MM Lopez Energy | 57232 | MM Lopez Energy LLC | IPP Non-CHP | 11950 Lopez Canyon Road | Lake View Terrace | Los Angeles | California | 91342 | biomass | Biomass = 2.7 MW | Landfill Gas | 3 | 2.7 |  | 2.7 | [10 empty] | EIA-860, EIA-860M and EIA-923 | 202406 | -118.3894 | 34.2925
-9508165.063 | 4634695.5836 | 39403 | 55164 | Bluegrass Generating Station | 5580 | East Kentucky Power Coop, Inc | Electric Utility | 3095 Commerce Pkwy | LaGrange | Oldham | Kentucky | 40031 | natural gas | Natural Gas = 501 MW | Natural Gas Fired Combustion Turbine | 624 | 501 | [6 empty] | 501 | [5 empty] | EIA-860, EIA-860M and EIA-923 | 202406 | -85.4133 | 38.3902
-10391117.8681 | 3524235.975 | 39404 | 55165 | Calcasieu | 11241 | Entergy Louisiana LLC | Electric Utility | 1519 Davison Road | Sulphur | Calcasieu | Louisiana | 70665 | natural gas | Natural Gas = 297.4 MW | Natural Gas Fired Combustion Turbine | 358.8 | 297.4 | [6 empty] | 297.4 | [5 empty] | EIA-860, EIA-860M and EIA-923 | 202406 | -93.345 | 30.1608
-9080887.4615 | 4174567.7068 | 39405 | 55166 | Broad River Energy Center | 54810 | Broad River Energy LLC | IPP Non-CHP | 1124 Victory Trail Road | Gaffney | Cherokee | South Carolina | 29340 | natural gas | Natural Gas = 862.6 MW | Natural Gas Fired Combustion Turbine | 985 | 862.6 | [6 empty] | 862.6 | [5 empty] | EIA-860, EIA-860M and EIA-923 | 202406 | -81.575 | 35.0786
-10859216.3269 | 3522304.8749 | 39406 | 55168 | Bastrop Energy Center | 49768 | Bastrop Energy Partners, LP | IPP Non-CHP | 125 Old Bastrop Road | Cedar Creek | Bastrop | Texas | 78602 | natural gas | Natural Gas = 575 MW | Natural Gas Fired Combined Cycle | 618.7 | 575 | [6 empty] | 575 | [5 empty] | EIA-860, EIA-860M and EIA-923 | 202406 | -97.55 | 30.1458
-7951117.0813 | 5297401.4594 | 39407 | 55170 | Granite Ridge | 88 | Granite Ridge Energy LLC | IPP Non-CHP | 21 North Wentworth Avenue | Londonderry | Rockingham | New Hampshire | 3053 | natural gas | Natural Gas = 668 MW | Natural Gas Fired Combined Cycle | 790 | 668 | [6 empty] | 668 | [5 empty] | EIA-860, EIA-860M and EIA-923 | 202406 | -71.4261 | 42.9042
-10837909.7763 | 3744868.8094 | 39408 | 55172 | Bosque County Peaking | 55899 | Calpine Bosque Energy Center LLC | IPP Non-CHP | PO Box 5436 | Laquna Park | Bosque | Texas | 76644 | natural gas | Natural Gas = 763 MW | Natural Gas Fired Combined Cycle | 807 | 763 | [6 empty] | 763 | [5 empty] | EIA-860, EIA-860M and EIA-923 | 202406 | -97.3586 | 31.8594
-10287374.3366 | 3558763.626 | 39409 | 55173 | Acadia Energy Center | 3265 | Cleco Power LLC | Electric Utility | 30385 Crowley-Eunice Hwy | Eunice | Acadia | Louisiana | 70535 | natural gas | Natural Gas = 1064.9 MW | Natural Gas Fired Combined Cycle | 1389.2 | 1064.9 | [6 empty] | 1064.9 | [5 empty] | EIA-860, EIA-860M and EIA-923 | 202406 | -92.4131 | 30.4286
-10540875.9791 | 3822275.5153 | 39410 | 55176 | Eastman Cogeneration Facility | 49791 | Eastman Cogeneration LP | IPP CHP | Bldg 121, 2290 Callahan Road | Longview | Harrison | Texas | 75602 | natural gas | Natural Gas = 417.2 MW | Natural Gas Fired Combined Cycle | 467.7 | 417.2 | [6 empty] | 417.2 | [5 empty] | EIA-860, EIA-860M and EIA-923 | 202406 | -94.6903 | 32.4481
-12749610.5237 | 4145930.1732 | 39411 | 55177 | South Point Energy Center | 50157 | South Point Energy Center LLC | IPP Non-CHP | 3779 Courtwright Rd. | Mohave Valley | Mohave | Arizona | 86440 | natural gas | Natural Gas = 476 MW | Natural Gas Fired Combined Cycle | 708 | 476 | [6 empty] | 476 | [5 empty] | EIA-860, EIA-860M and EIA-923 | 202406 | -114.5317 | 34.8678
-10497494.7735 | 4692078.1061 | 39412 | 55178 | Dogwood Energy Facility | 54915 | Dogwood Power Management, LLC | IPP Non-CHP | 25111 E 175th Street | Pleasant Hill | Cass | Missouri | 64080 | natural gas | Natural Gas = 656.5 MW | Natural Gas Fired Combined Cycle | 655.2 | 656.5 | [6 empty] | 656.5 | [5 empty] | EIA-860, EIA-860M and EIA-923 | 202406 | -94.3006 | 38.7931
-13015508.2594 | 6071293.2795 | 39413 | 55179 | Rathdrum Power LLC | 15708 | Rathdrum Operating Services Co., Inc. | IPP Non-CHP | 9924 West Lancaster Road | Rathdrum | Kootenai | Idaho | 83858 | natural gas | Natural Gas = 248 MW | Natural Gas Fired Combined Cycle | 301.5 | 248 | [6 empty] | 248 | [5 empty] | EIA-860, EIA-860M and EIA-923 | 202406 | -116.9203 | 47.7858
-13312141.3065 | 4192415.1783 | 39414 | 55182 | Sunrise Power LLC | 18320 | Sunrise Power Co LLC | IPP Non-CHP | 12857 Sunrise Road | Fellows | Kern | California | 93224 | natural gas | Natural Gas = 545 MW | Natural Gas Fired Combined Cycle | 685.2 | 545 | [6 empty] | 545 | [5 empty] | EIA-860, EIA-860M and EIA-923 | 202406 | -119.585 | 35.2097
-9975030.3244 | 5127251.9024 | 39415 | 55183 | Nelson Energy Center | 49893 | Invenergy Services LLC | IPP Non-CHP | 1311 Nelson Road | Rock Falls | Lee | Illinois | 61071 | natural gas | Natural Gas = 586 MW | Natural Gas Fired Combined Cycle | 627.5 | 586 | [6 empty] | 586 | [5 empty] | EIA-860, EIA-860M and EIA-923 | 202406 | -89.6072 | 41.7744
-13454068.3139 | 4294196.4626 | 39416 | 55184 | Aera San Ardo Cogen Facility | 24536 | Aera Energy LLC-San Ardo | Industrial CHP | 66893 Sargent Canyon Rd. | San Ardo | Monterey | California | 93450 | natural gas | Natural Gas = 5.6 MW | Natural Gas Fired Combustion Turbine | 6.2 | 5.6 | [6 empty] | 5.6 | [5 empty] | EIA-860, EIA-860M and EIA-923 | 202406 | -120.86 | 35.9533
-10588904.1054 | 3482608.7133 | 39417 | 55187 | Channelview Cogeneration Plant | 56380 | EIF Channelview Cogeneration LLC | IPP CHP | 8580 Sheldon Road | Channelview | Harris | Texas | 77049 | natural gas | Natural Gas = 771 MW | Natural Gas Fired Combined Cycle | 918.3 | 771 | [6 empty] | 771 | [5 empty] | EIA-860, EIA-860M and EIA-923 | 202406 | -95.1217 | 29.837
-10049887.8953 | 5117967.8035 | 39418 | 55188 | Cordova Energy | 4210 | Cordova Energy Co LLC | IPP Non-CHP | 24712 192nd Ave. North | Cordova | Rock Island | Illinois | 61242 | natural gas | Natural Gas = 521.2 MW | Natural Gas Fired Combined Cycle | 611.2 | 521.2 | [6 empty] | 521.2 | [5 empty] | EIA-860, EIA-860M and EIA-923 | 202406 | -90.2797 | 41.7122
-9027765.8005 | 3265234.872 | 39419 | 55192 | Osceola Generating Station (FL) | 14610 | Orlando Utilities Comm | Electric Utility | 8400 Community Center Road | St. Cloud | Osceola | Florida | 34773 | natural gas | Natural Gas = 471 MW | Natural Gas Fired Combustion Turbine | 580 | 471 | [6 empty] | 471 | [5 empty] | EIA-860, EIA-860M and EIA-923 | 202406 | -81.0978 | 28.1289
-8453112.3251 | 4927442.3874 | 39420 | 55193 | Ontelaunee Energy Center | 55649 | Ontelaunee Energy Center | IPP Non-CHP | 5115 Pottsville Pike | Reading | Berks | Pennsylvania | 19605 | natural gas | Natural Gas = 548 MW | Natural Gas Fired Combined Cycle | 728 | 548 | [6 empty] | 548 | [5 empty] | EIA-860, EIA-860M and EIA-923 | 202406 | -75.9356 | 40.4219
-8879770.211 | 4945703.3607 | 39421 | 55196 | Springdale 1 & 2 | 61267 | Springdale Energy LLC | IPP Non-CHP | Butler Street Ext | Springdale | Allegheny | Pennsylvania | 15144 | natural gas | Natural Gas = 88.5 MW | Natural Gas Fired Combustion Turbine | 87.6 | 88.5 | [6 empty] | 88.5 | [5 empty] | EIA-860, EIA-860M and EIA-923 | 202406 | -79.7683 | 40.5467
-9826360.6955 | 3981420.4347 | 39422 | 55197 | Caledonia | 18642 | Tennessee Valley Authority | Electric Utility | 255 Lone Oak Rd. | Steens | Lowndes | Mississippi | 39766 | natural gas | Natural Gas = 765 MW | Natural Gas Fired Combined Cycle | 801 | 765 | [6 empty] | 765 | [5 empty] | EIA-860, EIA-860M and EIA-923 | 202406 | -88.2717 | 33.6464
-9195500.4507 | 4606536.5771 | 39423 | 55198 | Riverside Generating LLC | 16124 | Riverside Generating Co LLC | IPP Non-CHP | 25038 Hwy 23 | Catlettsburg | Lawrence | Kentucky | 41129 | natural gas | Natural Gas = 825 MW | Natural Gas Fired Combustion Turbine | 1150 | 825 | [6 empty] | 825 | [5 empty] | EIA-860, EIA-860M and EIA-923 | 202406 | -82.6046 | 38.1917
-9809874.2789 | 5077281.607 | 39424 | 55199 | Elwood Energy LLC | 5259 | Elwood Energy LLC | IPP Non-CHP | 24391 Patterson RD | Elwood | Will | Illinois | 60421 | natural gas | Natural Gas = 1350 MW | Natural Gas Fired Combustion Turbine | 1728 | 1350 | [6 empty] | 1350 | [5 empty] | EIA-860, EIA-860M and EIA-923 | 202406 | -88.1236 | 41.4388
-11688746.9084 | 4817987.1267 | 39425 | 55200 | Arapahoe Combustion Turbine Project | 58517 | SWG Arapahoe, LLC | IPP Non-CHP | 2601 South Platte River Road | Denver | Denver | Colorado | 80223 | natural gas | Natural Gas = 122.5 MW | Natural Gas Fired Combined Cycle | 194 | 122.5 | [6 empty] | 122.5 | [5 empty] | EIA-860, EIA-860M and EIA-923 | 202406 | -105.0018 | 39.6692
-9840498.2708 | 4934551.4778 | 39426 | 55201 | Gibson City Energy Center LLC | 65379 | Earthrise Energy, PBC | IPP Non-CHP | 545 N. Jordan Dr. | Gibson City | Ford | Illinois | 60936 | natural gas | Natural Gas = 232 MW | Natural Gas Fired Combustion Turbine | 270 | 232 | [6 empty] | 232 | [5 empty] | EIA-860, EIA-860M and EIA-923 | 202406 | -88.3987 | 40.4705
-9946029.1481 | 4595174.8715 | 39427 | 55202 | Pinckneyville | 19436 | Union Electric Co - (MO) | Electric Utility | 4646 White Walnut Road | Pinckneyville | Perry | Illinois | 62274 | natural gas | Natural Gas = 316 MW | Natural Gas Fired Combustion Turbine | 380 | 316 | [6 empty] | 316 | [5 empty] | EIA-860, EIA-860M and EIA-923 | 202406 | -89.3467 | 38.1114
-9908859.5701 | 4687622.9501 | 39428 | 55204 | Kinmundy | 19436 | Union Electric Co - (MO) | Electric Utility | 2816 Kinoka Road | Patoka | Marion | Illinois | 62854 | natural gas | Natural Gas = 208 MW | Natural Gas Fired Combustion Turbine | 270 | 208 | [6 empty] | 208 | [5 empty] | EIA-860, EIA-860M and EIA-923 | 202406 | -89.0128 | 38.7619
-10845668.7449 | 3225531.0334 | 39429 | 55206 | Corpus Christi Energy Center | 4383 | Corpus Christi Cogeneration LLC | IPP CHP | 3952 Buddy Lawrence Drive | Corpus Christi | Nueces | Texas | 78407 | natural gas | Natural Gas = 506 MW | Natural Gas Fired Combined Cycle | 593.3 | 506 | [6 empty] | 506 | [5 empty] | EIA-860, EIA-860M and EIA-923 | 202406 | -97.4283 | 27.8139
-11710910.619 | 4868921.731 | 39430 | 55207 | Valmont Combustion Turbine Project | 15466 | Public Service Co of Colorado | Electric Utility | 1800 N 63rd | Boulder | Boulder | Colorado | 80302 | natural gas | Natural Gas = 79.8 MW | Natural Gas Fired Combustion Turbine | 142.2 | 79.8 | [6 empty] | 79.8 | [5 empty] | EIA-860, EIA-860M and EIA-923 | 202406 | -105.2009 | 40.0205
-10728415.9252 | 5510694.9586 | 39431 | 55208 | Lake Benton I | 59496 | ALLETE Clean Energy | IPP Non-CHP | 1740 US Highway 14 West | Lake Benton | Lincoln | Minnesota | 56149 | wind | Wind = 103.5 MW | Onshore Wind Turbine | 107.2 | 103.5 | [10 empty] | 103.5 |  | EIA-860, EIA-860M and EIA-923 | 202406 | -96.375 | 44.2917
-11894096.0806 | 3778308.5331 | 39432 | 55210 | Afton Generating Station | 15473 | Public Service Co of NM | Electric Utility | 10100 West Afton Road | La Mesa | Dona Ana | New Mexico | 88044 | natural gas | Natural Gas = 238.6 MW | Natural Gas Fired Combined Cycle | 287 | 238.6 | [6 empty] | 238.6 | [5 empty] | EIA-860, EIA-860M and EIA-923 | 202406 | -106.8465 | 32.1142
-7954163.6732 | 5177557.7611 | 39433 | 55211 | ANP Bellingham Energy Project | 641 | Bellingham Power Generation LLC | IPP Non-CHP | 155 Maple Street | Bellingham | Norfolk | Massachusetts | 2019 | natural gas | Natural Gas = 524.2 MW | Natural Gas Fired Combined Cycle | 578 | 524.2 | [6 empty] | 524.2 | [5 empty] | EIA-860, EIA-860M and EIA-923 | 202406 | -71.4535 | 42.1106
-7961103.6642 | 5169952.8025 | 39434 | 55212 | ANP Blackstone Energy Project | 656 | ANP Blackstone Energy Company LLC | IPP Non-CHP | 204 Elm Street | Blackstone | Worcester | Massachusetts | 1504 | natural gas | Natural Gas = 485.6 MW | Natural Gas Fired Combined Cycle | 578 | 485.6 | [6 empty] | 485.6 | [5 empty] | EIA-860, EIA-860M and EIA-923 | 202406 | -71.5158 | 42.0599
-11390922.7427 | 3742365.7279 | 39435 | 55215 | Odessa-Ector Power Plant | 60477 | LaFrontera Holdings LLC | IPP Non-CHP | 2200 I-20 East | Odessa | Ector | Texas | 79766 | natural gas | Natural Gas = 1061.8 MW | Natural Gas Fired Combined Cycle | 1152.8 | 1061.8 | [6 empty] | 1061.8 | [5 empty] | EIA-860, EIA-860M and EIA-923 | 202406 | -102.3264 | 31.8403
-9833159.8673 | 5073294.5118 | 39436 | 55216 | Morris Cogeneration LLC | 54755 | Morris Cogeneration LLC | IPP CHP | 8805 N Tabler Rd. | Morris | Grundy | Illinois | 60450 | natural gas | Natural Gas = 194 MW | Natural Gas Fired Combined Cycle | 218.8 | 194 | [6 empty] | 194 | [5 empty] | EIA-860, EIA-860M and EIA-923 | 202406 | -88.3328 | 41.4119
-13566840.7467 | 4583674.708 | 39437 | 55217 | Los Medanos Energy Center | 2843 | Los Medanos Energy Center LLC | IPP CHP | PO BOX 551, 750 East Third St. | Pittsburg | Contra Costa | California | 94565 | natural gas | Natural Gas = 559 MW | Natural Gas Fired Combined Cycle | 678.3 | 559 | [6 empty] | 559 | [5 empty] | EIA-860, EIA-860M and EIA-923 | 202406 | -121.873 | 38.0301
-10043233.9953 | 3813159.6465 | 39438 | 55218 | Hinds Energy Facility | 12685 | Entergy Mississippi LLC | Electric Utility | 3889 Beasley Road | Jackson | Hinds | Mississippi | 39213 | natural gas | Natural Gas = 479.5 MW | Natural Gas Fired Combined Cycle; Natural Gas Fired Combustion Turbine; | 600.4 | 479.5 | [6 empty] | 479.5 | [5 empty] | EIA-860, EIA-860M and EIA-923 | 202406 | -90.2199 | 32.379
-9982608.7327 | 3897255.3051 | 39439 | 55220 | Attala | 12685 | Entergy Mississippi LLC | Electric Utility | 2261Attala Road 4969 | Sallis | Attala | Mississippi | 39160 | natural gas | Natural Gas = 455.4 MW | Natural Gas Fired Combined Cycle | 551.3 | 455.4 | [6 empty] | 455.4 | [5 empty] | EIA-860, EIA-860M and EIA-923 | 202406 | -89.6753 | 33.0147
-10265504.9547 | 4108613.4476 | 39440 | 55221 | Harry L. Oswald | 807 | Arkansas Electric Coop Corp | Electric Utility | 17400 Hwy 365 | Little Rock | Pulaski | Arkansas | 72206 | natural gas | Natural Gas = 548 MW | Natural Gas Fired Combined Cycle | 599.5 | 548 | [6 empty] | 548 | [5 empty] | EIA-860, EIA-860M and EIA-923 | 202406 | -92.2166 | 34.5923
-9789838.1064 | 5070529.7816 | 39441 | 55222 | Lincoln Generating Facility | 65379 | Earthrise Energy, PBC | IPP Non-CHP | 27150 S. Kankakee St. | Manhattan | Will | Illinois | 60442 | natural gas | Natural Gas = 622.9 MW | Natural Gas Fired Combustion Turbine | 692 | 622.9 | [6 empty] | 622.9 | [5 empty] | EIA-860, EIA-860M and EIA-923 | 202406 | -87.9436 | 41.3933
-10761811.7724 | 3805389.2873 | 39442 | 55223 | Ennis Power Company LLC | 5761 | Ennis Power Company LLC | IPP Non-CHP | 4001 West Ennis Avenue | Ennis | Ellis | Texas | 75119 | natural gas | Natural Gas = 359.5 MW | Natural Gas Fired Combined Cycle | 418 | 359.5 | [6 empty] | 359.5 | [5 empty] | EIA-860, EIA-860M and EIA-923 | 202406 | -96.675 | 32.32
-9717423.4418 | 4674739.6647 | 39443 | 55224 | Wheatland Generating Facility | 15470 | Duke Energy Indiana, LLC | Electric Utility | 480 North Hall Road | Wheatland | Knox | Indiana | 47597 | natural gas | Natural Gas = 442 MW | Natural Gas Fired Combustion Turbine | 500.4 | 442 | [6 empty] | 442 | [5 empty] | EIA-860, EIA-860M and EIA-923 | 202406 | -87.2931 | 38.6716
-10652907.9146 | 4302258.9173 | 39444 | 55225 | Oneta Energy Center | 2897 | Oneta Power LLC | IPP Non-CHP | 25142 East 105th ST. South | Broken Arrow | Wagoner | Oklahoma | 74014 | natural gas | Natural Gas = 1086.4 MW | Natural Gas Fired Combined Cycle | 1214 | 1086.4 | [6 empty] | 1086.4 | [5 empty] | EIA-860, EIA-860M and EIA-923 | 202406 | -95.6967 | 36.0119
-10699261.3506 | 3748971.8394 | 39445 | 55226 | Freestone Energy Center | 6763 | Freestone Power Generation LLC | IPP Non-CHP | 1366 FM 488 | Fairfield | Freestone | Texas | 75840 | natural gas | Natural Gas = 1032 MW | Natural Gas Fired Combined Cycle | 1036 | 1032 | [6 empty] | 1032 | [5 empty] | EIA-860, EIA-860M and EIA-923 | 202406 | -96.1131 | 31.8907
-9419313.8529 | 4876960.9774 | 39446 | 55228 | Greenville Electric Generating Station | 7004 | Buckeye Power, Inc | Electric Utility | 5119 Sebring Warner Road | Greenville | Darke | Ohio | 45331 | natural gas | Natural Gas = 196 MW | Natural Gas Fired Combustion Turbine | 236 | 196 | [6 empty] | 196 | [5 empty] | EIA-860, EIA-860M and EIA-923 | 202406 | -84.6151 | 40.0758
-9496187.0858 | 4956540.2922 | 39447 | 55229 | Montpelier Electric Generating Station | 61919 | Kimura Power LLC | IPP Non-CHP | 8495 South 450 West | Poneto | Wells | Indiana | 46781 | natural gas | Natural Gas = 233.1 MW | Natural Gas Fired Combustion Turbine | 236 | 233.1 | [6 empty] | 233.1 | [5 empty] | EIA-860, EIA-860M and EIA-923 | 202406 | -85.3057 | 40.6206
-10904567.8874 | 3908717.7103 | 39448 | 55230 | Jack County | 66085 | Jack County Power, LLC | Electric Utility | 3844 Henderson Ranch rd. | Bridgeport | Wise | Texas | 76426 | natural gas | Natural Gas = 1241 MW | Natural Gas Fired Combined Cycle | 1280 | 1241 | [6 empty] | 1241 | [5 empty] | EIA-860, EIA-860M and EIA-923 | 202406 | -97.9574 | 33.101
-8386342.8945 | 4845821.6991 | 39449 | 55231 | Liberty Electric Power Plant | 27031 | Liberty Electric Power LLC | IPP Non-CHP | 1000 Industrial Highway | Eddystone | Delaware | Pennsylvania | 19022 | natural gas | Natural Gas = 562 MW | Natural Gas Fired Combined Cycle | 614 | 562 | [6 empty] | 562 | [5 empty] | EIA-860, EIA-860M and EIA-923 | 202406 | -75.3358 | 39.8614
-9840175.4443 | 4443094.0085 | 39450 | 55232 | Marshall Energy Facility | 18642 | Tennessee Valley Authority | Electric Utility | 6264 Industrial Parkway | Calvert City | Marshall | Kentucky | 42029 | natural gas | Natural Gas = 581.6 MW | Natural Gas Fired Combustion Turbine | 688 | 581.6 | [6 empty] | 581.6 | [5 empty] | EIA-860, EIA-860M and EIA-923 | 202406 | -88.3958 | 37.0286
-8883974.4142 | 5055329.6835 | 39451 | 55233 | Handsome Lake Energy LLC | 8027 | Handsome Lake Energy LLC | IPP Non-CHP | 173 Cornplanter Lane | Kennerdell | Venango | Pennsylvania | 16374 | natural gas | Natural Gas = 267.5 MW | Natural Gas Fired Combustion Turbine | 294.5 | 267.5 | [6 empty] | 267.5 | [5 empty] | EIA-860, EIA-860M and EIA-923 | 202406 | -79.8061 | 41.2908
-10189841.0968 | 4766059.0938 | 39452 | 55234 | Audrain Generating Station | 19436 | Union Electric Co - (MO) | Electric Utility | 40897 Highway P | Vandalia | Audrain | Missouri | 63382 | natural gas | Natural Gas = 607 MW | Natural Gas Fired Combustion Turbine | 814.4 | 607 | [6 empty] | 607 | [5 empty] | EIA-860, EIA-860M and EIA-923 | 202406 | -91.5369 | 39.3092
-9952563.6022 | 5135353.9729 | 39453 | 55236 | Lee Energy Facility | 59921 | Lee County Generating Station | IPP Non-CHP | 1674 Red Brick Rd. | Dixon | Lee | Illinois | 61021 | natural gas | Natural Gas = 676.8 MW | Natural Gas Fired Combustion Turbine | 692 | 676.8 | [6 empty] | 676.8 | [5 empty] | EIA-860, EIA-860M and EIA-923 | 202406 | -89.4054 | 41.8287
-9849236.8508 | 4761772.6135 | 39454 | 55237 | Energy Shelby County | 65379 | Earthrise Energy, PBC | IPP Non-CHP | 3575 E 400 North Road | Neoga | Shelby | Illinois | 62447 | natural gas | Natural Gas = 336 MW | Natural Gas Fired Combustion Turbine | 483 | 336 | [6 empty] | 336 | [5 empty] | EIA-860, EIA-860M and EIA-923 | 202406 | -88.4772 | 39.2794
-9918700.4357 | 5196781.531 | 39455 | 55238 | NRG Rockford I | 60504 | Rockford Generation LLC | IPP Non-CHP | 136 Harrison Ave | Rockford | Winnebago | Illinois | 61104 | natural gas | Natural Gas = 366.6 MW | Natural Gas Fired Combustion Turbine | 316 | 366.6 | [6 empty] | 366.6 | [5 empty] | EIA-860, EIA-860M and EIA-923 | 202406 | -89.1012 | 42.2386
-8276479.3513 | 4931358.1874 | 39456 | 55239 | Red Oak Power LLC | 22131 | Red Oak Operating Services LLC | IPP Non-CHP | 832 Red Oak Lane | Sayreville | Middlesex | New Jersey | 8872 | natural gas | Natural Gas = 775.9 MW | Natural Gas Fired Combined Cycle | 821.1 | 775.9 | [6 empty] | 775.9 | [5 empty] | EIA-860, EIA-860M and EIA-923 | 202406 | -74.3489 | 40.4487
-9802516.0605 | 3600039.3038 | 39457 | 55241 | Hog Bayou Energy Center | 12739 | Mobile Energy LLC | IPP Non-CHP | 1003 Paper Mill Rd. | Mobile | Mobile | Alabama | 36610 | natural gas | Natural Gas = 230 MW | Natural Gas Fired Combined Cycle | 280 | 230 | [6 empty] | 230 | [5 empty] | EIA-860, EIA-860M and EIA-923 | 202406 | -88.0575 | 30.7478
-9697597.4405 | 3576565.0363 | 39458 | 55242 | Santa Rosa Energy Center | 54692 | Santa Rosa Energy Center LLC | IPP Non-CHP | 5001 Sterling Way | Pace | Santa Rosa | Florida | 32571 | natural gas | Natural Gas = 235.9 MW | Natural Gas Fired Combined Cycle | 274.5 | 235.9 | [6 empty] | 235.9 | [5 empty] | EIA-860, EIA-860M and EIA-923 | 202406 | -87.115 | 30.5664
-9317394.2913 | 4007029.7313 | 39459 | 55244 | Doyle Energy Facility | 13994 | Oglethorpe Power Corporation | Electric Utility | 1318 Gratis Road | Monroe | Walton | Georgia | 30656 | natural gas | Natural Gas = 312.1 MW | Natural Gas Fired Combustion Turbine | 409 | 312.1 | [6 empty] | 312.1 | [5 empty] | EIA-860, EIA-860M and EIA-923 | 202406 | -83.6996 | 33.8377
-9259310.3413 | 4824453.6919 | 39460 | 55247 | Darby Power, LLC | 61134 | Darby Power, LLC | IPP Non-CHP | 12509 Adkins Road | Mt Sterling | Pickaway | Ohio | 43143 | natural gas | Natural Gas = 480 MW | Natural Gas Fired Combustion Turbine | 564 | 480 | [6 empty] | 480 | [5 empty] | EIA-860, EIA-860M and EIA-923 | 202406 | -83.1778 | 39.7139
-9768640.315 | 5077592.4072 | 39461 | 55250 | University Park South | 57043 | University Park Energy LLC | IPP Non-CHP | 2635 Dralle Road | University Park | Will | Illinois | 60484 | natural gas | Natural Gas = 300 MW | Natural Gas Fired Combustion Turbine | 353.4 | 300 | [6 empty] | 300 | [5 empty] | EIA-860, EIA-860M and EIA-923 | 202406 | -87.7532 | 41.4409
-9864242.7182 | 4334440.7842 | 39462 | 55251 | Gleason Generating Facility | 18642 | Tennessee Valley Authority | Electric Utility | 1166 James Mill Road | Gleason | Weakley | Tennessee | 38229 | natural gas | Natural Gas = 360 MW | Natural Gas Fired Combustion Turbine | 567.8 | 360 | [6 empty] | 360 | [5 empty] | EIA-860, EIA-860M and EIA-923 | 202406 | -88.612 | 36.2454
-9753669.068 | 5075892.4094 | 39463 | 55253 | Crete Energy Venture LLC | 65379 | Earthrise Energy, PBC | IPP Non-CHP | 25400 Hartman Drive | Crete | Will | Illinois | 60417 | natural gas | Natural Gas = 300 MW | Natural Gas Fired Combustion Turbine | 356 | 300 | [6 empty] | 300 | [5 empty] | EIA-860, EIA-860M and EIA-923 | 202406 | -87.6187 | 41.4294
-9737950.7559 | 5112255.7229 | 39464 | 55259 | Whiting Clean Energy | 56195 | BP Alternative Energy | IPP CHP | 2155 Standard Ave. | Whiting | Lake | Indiana | 46394 | natural gas | Natural Gas = 513 MW | Natural Gas Fired Combined Cycle | 576.8 | 513 | [6 empty] | 513 | [5 empty] | EIA-860, EIA-860M and EIA-923 | 202406 | -87.4775 | 41.6739
-9310899.8008 | 5071131.3684 | 39465 | 55262 | Bowling Green Generating Station | 40577 | American Mun Power-Ohio, Inc | Electric Utility | 1225 North College Drive | Bowling Green | Wood | Ohio | 43402 | natural gas | Natural Gas = 38 MW | Natural Gas Fired Combustion Turbine | 49.5 | 38 | [6 empty] | 38 | [5 empty] | EIA-860, EIA-860M and EIA-923 | 202406 | -83.6412 | 41.3974
-9216029.3233 | 4970644.3565 | 39466 | 55263 | Galion Generating Station | 40577 | American Mun Power-Ohio, Inc | Electric Utility | 900 South Street | Galion | Crawford | Ohio | 44835 | natural gas | Natural Gas = 38 MW | Natural Gas Fired Combustion Turbine | 49.5 | 38 | [6 empty] | 38 | [5 empty] | EIA-860, EIA-860M and EIA-923 | 202406 | -82.789 | 40.7167
-9363026.7109 | 5072694.2744 | 39467 | 55264 | Napoleon Peaking Station | 40577 | American Mun Power-Ohio, Inc | Electric Utility | 775 Interchange Drive | Napoleon | Henry | Ohio | 43545 | natural gas | Natural Gas = 38 MW | Natural Gas Fired Combustion Turbine | 49.5 | 38 | [6 empty] | 38 | [5 empty] | EIA-860, EIA-860M and EIA-923 | 202406 | -84.1095 | 41.4079
-10699692.2683 | 5485484.2093 | 39468 | 55265 | Lake Benton II | 13781 | Northern States Power Co - Minnesota | Electric Utility | 150 Evans Street | Ruthton | Pipestone | Minnesota | 56170 | wind | Wind = 103.5 MW | Onshore Wind Turbine | 100.2 | 103.5 | [10 empty] | 103.5 |  | EIA-860, EIA-860M and EIA-923 | 202406 | -96.117 | 44.1294
-9384945.5186 | 3883509.9115 | 39469 | 55267 | Edward L. Addison Generating Plant | 17650 | Southern Power Co | IPP Non-CHP | 95 Edward L. Addison Parkway | Thomaston | Upson | Georgia | 30286 | natural gas | Natural Gas = 591.9 MW | Natural Gas Fired Combustion Turbine | 701.2 | 591.9 | [6 empty] | 591.9 | [5 empty] | EIA-860, EIA-860M and EIA-923 | 202406 | -84.3064 | 32.9111
-10022962.0481 | 4163052.2093 | 39470 | 55269 | TVA Southaven Combined Cycle | 18642 | Tennessee Valley Authority | Electric Utility | 2882 Stateline Rd | Southaven | Desoto | Mississippi | 38671 | natural gas | Natural Gas = 780 MW | Natural Gas Fired Combined Cycle | 903.9 | 780 | [6 empty] | 780 | [5 empty] | EIA-860, EIA-860M and EIA-923 | 202406 | -90.0378 | 34.9939
-9392771.2788 | 5198321.6446 | 39471 | 55270 | Jackson Generating Station | 4254 | Consumers Energy Co - (MI) | Electric Utility | 2219 Chapin St | Jackson | Jackson | Michigan | 49203 | natural gas | Natural Gas = 537.8 MW | Natural Gas Fired Combined Cycle | 649 | 537.8 | [6 empty] | 537.8 | [5 empty] | EIA-860, EIA-860M and EIA-923 | 202406 | -84.3767 | 42.2488
-9655696.7841 | 3849124.0309 | 39472 | 55271 | Tenaska Lindsay Hill Generating Station | 31386 | Tenaska Alabama Partners LP | IPP Non-CHP | 3405 County Road 26 | Billingsley | Autauga | Alabama | 36006 | natural gas | Natural Gas = 848 MW | Natural Gas Fired Combined Cycle | 939.4 | 848 | [6 empty] | 848 | [5 empty] | EIA-860, EIA-860M and EIA-923 | 202406 | -86.7386 | 32.6514
-9378110.5019 | 4040355.5789 | 39473 | 55274 | State Farm Support Center East | 18016 | State Farm Mutual Auto Ins Co | Commercial Non-CHP | 3000 Marconi Drive | Alpharetta | Fulton | Georgia | 30005 | petroleum | Petroleum = 10.8 MW | Petroleum Liquids | 10.8 | 10.8 | [8 empty] | 10.8 |  |  |  | EIA-860, EIA-860M and EIA-923 | 202406 | -84.245 | 34.086
-9187631.7212 | 4631557.3009 | 39474 | 55276 | Ceredo Generating Station | 733 | Appalachian Power Co | Electric Utility | 1662 Walker Branch Road | Huntington | Wayne | West Virginia | 25704 | natural gas | Natural Gas = 450 MW | Natural Gas Fired Combustion Turbine | 519 | 450 | [6 empty] | 450 | [5 empty] | EIA-860, EIA-860M and EIA-923 | 202406 | -82.5339 | 38.3681
-12057414.798 | 5288788.5233 | 39475 | 55278 | Beaver Creek Gas Plant | 64404 | Denbury Inc | Industrial CHP | 380 Beaver Creek Road | Riverton | Fremont | Wyoming | 82501 | natural gas | Natural Gas = 3.6 MW, Other = 1.8 MW | Natural Gas Fired Combustion Turbine; All Other; | 6.8 | 5.4 | [6 empty] | 3.6 |  |  |  |  | 1.8 | EIA-860, EIA-860M and EIA-923 | 202406 | -108.3136 | 42.8475
-9821329.0545 | 5133322.4349 | 39476 | 55279 | Aurora | 60503 | Aurora Generation LLC | IPP Non-CHP | 2909 North Eola Road | Aurora | DuPage | Illinois | 60504 | natural gas | Natural Gas = 971.9 MW | Natural Gas Fired Combustion Turbine | 1086.2 | 971.9 | [6 empty] | 971.9 | [5 empty] | EIA-860, EIA-860M and EIA-923 | 202406 | -88.2265 | 41.8151
-12566823.9198 | 3940747.2492 | 39477 | 55282 | Arlington Valley Energy Facility | 56812 | Arlington Valley LLC | IPP Non-CHP | 39027 W Elliot Road | Arlington | Maricopa | Arizona | 85322 | natural gas | Natural Gas = 580 MW | Natural Gas Fired Combined Cycle | 713 | 580 | [6 empty] | 580 | [5 empty] | EIA-860, EIA-860M and EIA-923 | 202406 | -112.8897 | 33.3417
-11655918.7905 | 4668539.2314 | 39478 | 55283 | Front Range Power Plant | 3989 | City of Colorado Springs - (CO) | Electric Utility | 6615 Generation Drive | Fountain | El Paso | Colorado | 80817 | natural gas | Natural Gas = 460 MW | Natural Gas Fired Combined Cycle | 554.3 | 460 | [6 empty] | 460 | [5 empty] | EIA-860, EIA-860M and EIA-923 | 202406 | -104.7069 | 38.6281
-9194299.7587 | 4628150.2964 | 39479 | 55284 | Big Sandy Peaker Plant | 60432 | Middle River Power II, LLC | IPP Non-CHP | 2570 Route 52 | Kenona | Wayne | West Virginia | 25530 | natural gas | Natural Gas = 300 MW | Natural Gas Fired Combustion Turbine | 353.4 | 300 | [6 empty] | 300 | [5 empty] | EIA-860, EIA-860M and EIA-923 | 202406 | -82.5938 | 38.3441
-9139819.9999 | 4392431.1417 | 39480 | 55285 | Wolf Hills Energy | 60432 | Middle River Power II, LLC | IPP Non-CHP | 14555 Industrial Park Rd | Bristol | Washington | Virginia | 24202 | natural gas | Natural Gas = 250 MW | Natural Gas Fired Combustion Turbine | 285 | 250 | [6 empty] | 250 | [5 empty] | EIA-860, EIA-860M and EIA-923 | 202406 | -82.1044 | 36.6644
-8994024.8628 | 3295209.5247 | 39481 | 55286 | Oleander Power Project LP | 61905 | Oleander Holdings LLC | IPP Non-CHP | 555 Townsend Rd | Cocoa | Brevard | Florida | 32926 | natural gas | Natural Gas = 815.8 MW | Natural Gas Fired Combustion Turbine | 994.4 | 815.8 | [6 empty] | 815.8 | [5 empty] | EIA-860, EIA-860M and EIA-923 | 202406 | -80.7947 | 28.3661
-10620436.0191 | 5287907.9281 | 39482 | 55287 | Storm Lake II | 59496 | ALLETE Clean Energy | IPP Non-CHP | 5320 50th Ave | Alta | Buena Vista | Iowa | 51002 | wind | Wind = 76.5 MW | Onshore Wind Turbine | 80.2 | 76.5 | [10 empty] | 76.5 |  | EIA-860, EIA-860M and EIA-923 | 202406 | -95.405 | 42.8417
-7630427.8923 | 5717624.6403 | 39483 | 55288 | Medway Hydro | 59178 | Brookfield Black Bear Hydro, LLC | IPP Non-CHP | Route 116 | Medway | Penobscot | Maine | 4460 | hydroelectric | Hydroelectric = 3.9 MW | Conventional Hydroelectric | 4 | 3.9 |  |  |  |  | 3.9 | [7 empty] | EIA-860, EIA-860M and EIA-923 | 202406 | -68.5453 | 45.6072
-9687177.9361 | 4113604.3839 | 39484 | 55292 | Decatur Energy Center | 2929 | Decatur Energy Center LLC | IPP Non-CHP | 2024 Highway Hwy 20 | Decatur | Morgan | Alabama | 35601 | natural gas | Natural Gas = 800 MW | Natural Gas Fired Combined Cycle | 902.4 | 800 | [6 empty] | 800 | [5 empty] | EIA-860, EIA-860M and EIA-923 | 202406 | -87.0214 | 34.6292
-9691909.0145 | 4115024.9746 | 39485 | 55293 | Morgan Energy Center | 29122 | Morgan Energy Center LLC | IPP CHP | 1410 Red Hat Road | Decatur | Morgan | Alabama | 35601 | natural gas | Natural Gas = 782 MW | Natural Gas Fired Combined Cycle | 900 | 782 | [6 empty] | 782 | [5 empty] | EIA-860, EIA-860M and EIA-923 | 202406 | -87.0639 | 34.6397
-7834109.1646 | 5412591.6028 | 39486 | 55294 | Westbrook Energy Center Power Plant | 2891 | Westbrook Energy Center | IPP Non-CHP | 60 Eisenhower Drive | Westbrook | Cumberland | Maine | 4092 | natural gas | Natural Gas = 534.3 MW | Natural Gas Fired Combined Cycle | 563.9 | 534.3 | [6 empty] | 534.3 | [5 empty] | EIA-860, EIA-860M and EIA-923 | 202406 | -70.375 | 43.6575
-12766842.7809 | 3977315.9172 | 39487 | 55295 | Blythe Energy Inc | 58453 | AltaGas Blythe Operations Inc | IPP Non-CHP | 385 N Buck Blvd. | Blythe | Riverside | California | 92225 | natural gas | Natural Gas = 514 MW | Natural Gas Fired Combined Cycle | 591 | 514 | [6 empty] | 514 | [5 empty] | EIA-860, EIA-860M and EIA-923 | 202406 | -114.6865 | 33.6157
-9746722.7317 | 5113686.5543 | 39488 | 55296 | Calumet Energy Team LLC | 56213 | IPA Operations Inc - Calumet | IPP Non-CHP | 11653 S Torrance Ave | Chicago | Cook | Illinois | 60617 | natural gas | Natural Gas = 326.1 MW | Natural Gas Fired Combustion Turbine | 312.8 | 326.1 | [6 empty] | 326.1 | [5 empty] | EIA-860, EIA-860M and EIA-923 | 202406 | -87.5563 | 41.6835
-9606168.5163 | 5209393.4017 | 39489 | 55297 | New Covert Generating Facility | 4254 | Consumers Energy Co - (MI) | Electric Utility | 26000 77th Street | Covert | Van Buren | Michigan | 49043 | natural gas | Natural Gas = 1585.6 MW | Natural Gas Fired Combined Cycle | 1176 | 1585.6 | [6 empty] | 1585.6 | [5 empty] | EIA-860, EIA-860M and EIA-923 | 202406 | -86.2937 | 42.3224
-8320141.1933 | 4887399.7853 | 39490 | 55298 | Fairless Energy Center | 61786 | Edgewater Generation, LLC | IPP Non-CHP | 50 Energy Drive | Fairless Hills | Bucks | Pennsylvania | 19030 | natural gas | Natural Gas = 1280 MW | Natural Gas Fired Combined Cycle | 1338 | 1280 | [6 empty] | 1280 | [5 empty] | EIA-860, EIA-860M and EIA-923 | 202406 | -74.7411 | 40.1475
-10601166.6153 | 3467467.9926 | 39491 | 55299 | Channel Energy Center LLC | 3370 | Channel Energy Center LLC | IPP CHP | 451 Light Company Road | Pasadena | Harris | Texas | 77506 | natural gas | Natural Gas = 760 MW | Natural Gas Fired Combined Cycle | 923.8 | 760 | [6 empty] | 760 | [5 empty] | EIA-860, EIA-860M and EIA-923 | 202406 | -95.2319 | 29.7189
-9359742.7859 | 3683098.0689 | 39492 | 55304 | Baconton Power Plant | 2671 | Baconton Power LLC | IPP Non-CHP | 2237 Hatcher Hill Rd | Baconton | Mitchell | Georgia | 31716 | natural gas | Natural Gas = 196 MW | Natural Gas Fired Combustion Turbine | 242 | 196 | [6 empty] | 196 | [5 empty] | EIA-860, EIA-860M and EIA-923 | 202406 | -84.08 | 31.3869
-12545083.2233 | 3891986.1015 | 39493 | 55306 | Gila River Power Block 4 | 16572 | Salt River Project | Electric Utility | 1250 East Watermelon Road | Gila Bend | Maricopa | Arizona | 85337 | natural gas | Natural Gas = 570 MW | Natural Gas Fired Combined Cycle | 619 | 570 | [6 empty] | 570 | [5 empty] | EIA-860, EIA-860M and EIA-923 | 202406 | -112.6944 | 32.975
-9835509.9331 | 4445845.9271 | 39494 | 55308 | Calvert City | 57295 | DTE Calvert City LLC | Industrial CHP | 480 N Main | Calvert City | Marshall | Kentucky | 42029 | natural gas | Natural Gas = 23 MW | Natural Gas Fired Combustion Turbine | 26.7 | 23 | [6 empty] | 23 | [5 empty] | EIA-860, EIA-860M and EIA-923 | 202406 | -88.3539 | 37.0483
-10460152.6503 | 3486400.7946 | 39495 | 55309 | Air Products Port Arthur | 56304 | Air Products LLC | Industrial CHP | 1801 S Gulfway Drive | Port Arthur | Jefferson | Texas | 77640 | other | Natural Gas = 66 MW, Other = 92.9 MW | Natural Gas Fired Combustion Turbine; Other Gases; | 169.1 | 158.9 | [6 empty] | 66 |  |  |  |  | 92.9 | EIA-860, EIA-860M and EIA-923 | 202406 | -93.9651 | 29.8665
-10619211.5047 | 3375900.5926 | 39496 | 55311 | BASF Freeport Works | 1182 | BASF Corporation | Industrial CHP | 602 Copper Rd | Feeeport | Brazoria | Texas | 77541 | natural gas | Natural Gas = 75 MW, Other = 11.7 MW | Natural Gas Fired Combustion Turbine; All Other; | 92.7 | 86.7 | [6 empty] | 75 |  |  |  |  | 11.7 | EIA-860, EIA-860M and EIA-923 | 202406 | -95.394 | 29.002
-10825016.5303 | 3234202.7997 | 39497 | 55313 | Ingleside Cogeneration | 26469 | Ingleside Cogeneration LP | Industrial CHP | St. Hwy 361 | Houston | San Patricio | Texas | 77046 | natural gas | Natural Gas = 460 MW | Natural Gas Fired Combined Cycle | 517 | 460 | [6 empty] | 460 | [5 empty] | EIA-860, EIA-860M and EIA-923 | 202406 | -97.2428 | 27.8828
-7899910.1156 | 5197329.1585 | 39498 | 55317 | Fore River Generating Station | 59368 | Calpine Fore River Energy Center, LLC | IPP Non-CHP | 9 Bridge Street | North Weymouth | Norfolk | Massachusetts | 2191 | natural gas | Natural Gas = 724 MW | Natural Gas Fired Combined Cycle | 872.2 | 724 | [6 empty] | 724 | [5 empty] | EIA-860, EIA-860M and EIA-923 | 202406 | -70.9661 | 42.2422
-8992415.8509 | 3311295.4938 | 39499 | 55318 | Indian River | 14610 | Orlando Utilities Comm | Electric Utility | 7800 South Highway US 1 | Titusville | Brevard | Florida | 32780 | natural gas | Natural Gas = 576.4 MW | Natural Gas Steam Turbine | 609 | 576.4 | [6 empty] | 576.4 | [5 empty] | EIA-860, EIA-860M and EIA-923 | 202406 | -80.7802 | 28.4932
-9283834.0251 | 4023767.8031 | 39500 | 55319 | Athens Regional Medical Center | 38021 | Piedmont Athens Regional Medical Center | Commercial Non-CHP | 1199 Prince Ave | Athens | Clarke | Georgia | 30606 | petroleum | Petroleum = 4.6 MW | Petroleum Liquids | 4.6 | 4.6 | [8 empty] | 4.6 |  |  |  | EIA-860, EIA-860M and EIA-923 | 202406 | -83.3981 | 33.9625
-10899324.7394 | 3903044.8725 | 39501 | 55320 | Wise County Power LLC | 21668 | Wise County Power Company LLC | IPP Non-CHP | 800 Boons Creek Lane | Poolville | Wise | Texas | 76487 | natural gas | Natural Gas = 735 MW | Natural Gas Fired Combined Cycle | 821.7 | 735 | [6 empty] | 735 | [5 empty] | EIA-860, EIA-860M and EIA-923 | 202406 | -97.9103 | 33.0583
-12793033.9193 | 4353549.7843 | 39502 | 55322 | Chuck Lenzie Generating Station | 13407 | Nevada Power Co | Electric Utility | 11405 US Highway 93 | Apex | Clark | Nevada | 89124 | natural gas | Natural Gas = 1242 MW | Natural Gas Fired Combined Cycle | 1465.6 | 1242 | [6 empty] | 1242 | [5 empty] | EIA-860, EIA-860M and EIA-923 | 202406 | -114.9218 | 36.3837
-10564431.1833 | 3474417.1797 | 39503 | 55327 | Baytown Energy Center | 2838 | Baytown Energy Center LLC | IPP CHP | 8605 FM 1405 | Baytown | Chambers | Texas | 77520 | natural gas | Natural Gas = 852 MW | Natural Gas Fired Combined Cycle | 932.9 | 852 | [6 empty] | 852 | [5 empty] | EIA-860, EIA-860M and EIA-923 | 202406 | -94.9019 | 29.7731
-13281898.3612 | 5747406.1504 | 39504 | 55328 | Hermiston Power Partnership | 7869 | Hermiston Power Partnership | IPP Non-CHP | 78910 Simplot Road | Hermiston | Umatilla | Oregon | 97838 | natural gas | Natural Gas = 629 MW | Natural Gas Fired Combined Cycle | 689.4 | 629 | [6 empty] | 629 | [5 empty] | EIA-860, EIA-860M and EIA-923 | 202406 | -119.3133 | 45.794
-9237290.4555 | 3907553.5576 | 39505 | 55332 | Washington County Power LLC | 59416 | SEPG Operating Services, LLC WCP | IPP Non-CHP | 1177 County Line Road | Sandersville | Washington | Georgia | 31082 | natural gas | Natural Gas = 623.4 MW | Natural Gas Fired Combustion Turbine | 795.6 | 623.4 | [6 empty] | 623.4 | [5 empty] | EIA-860, EIA-860M and EIA-923 | 202406 | -82.98 | 33.0922
-13563600.9043 | 4581813.4912 | 39506 | 55333 | Delta Energy Center | 5030 | Delta Energy Center LLC | IPP Non-CHP | 1200 Arcy Lane | Pittsburg | Contra Costa | California | 94565 | natural gas | Natural Gas = 842 MW | Natural Gas Fired Combined Cycle | 943.5 | 842 | [6 empty] | 842 | [5 empty] | EIA-860, EIA-860M and EIA-923 | 202406 | -121.8439 | 38.0169
-9880540.5595 | 4753685.6262 | 39507 | 55334 | Holland Energy Facility | 49974 | NAES Corporation - (WA) | Electric Utility | 2160 E 000 North Road | Beecher City | Shelby | Illinois | 62414 | natural gas | Natural Gas = 589.9 MW | Natural Gas Fired Combined Cycle | 702.1 | 589.9 | [6 empty] | 589.9 | [5 empty] | EIA-860, EIA-860M and EIA-923 | 202406 | -88.7584 | 39.2231
-8501001.97 | 4917065.9048 | 39508 | 55337 | Ironwood LLC | 61121 | Helix Ironwood LLC | IPP Non-CHP | 305 Prescott Road | Lebanon | Lebanon | Pennsylvania | 17042 | natural gas | Natural Gas = 760 MW | Natural Gas Fired Combined Cycle | 777.6 | 760 | [6 empty] | 760 | [5 empty] | EIA-860, EIA-860M and EIA-923 | 202406 | -76.3658 | 40.3509
-12974286.652 | 4017617.9214 | 39509 | 55339 | Phoenix Wind Power LLC | 15399 | Avangrid Renewables LLC | IPP Non-CHP | 19020 Indian Ave PO Box 581010 | North Palm Springs | Riverside | California | 92258 | wind | Wind = 2.1 MW | Onshore Wind Turbine | 2.1 | 2.1 | [10 empty] | 2.1 |  | EIA-860, EIA-860M and EIA-923 | 202406 | -116.55 | 33.9167
-10021570.5545 | 4281635.6256 | 39510 | 55340 | Dell Power Station | 924 | Associated Electric Coop, Inc | Electric Utility | 301 E State Highway 18 | Dell | Mississippi | Arkansas | 72426 | natural gas | Natural Gas = 481 MW | Natural Gas Fired Combined Cycle | 679.1 | 481 | [6 empty] | 481 | [5 empty] | EIA-860, EIA-860M and EIA-923 | 202406 | -90.0253 | 35.8619
-10695422.0526 | 5463250.0691 | 39511 | 55342 | Woodstock Windfarm | 56769 | Consolidated Edison Development Inc. | IPP Non-CHP | 996 190th Avenue | Woodstock | Pipestone | Minnesota | 56186 | wind | Wind = 9.2 MW | Onshore Wind Turbine | 9.2 | 9.2 | [10 empty] | 9.2 |  | EIA-860, EIA-860M and EIA-923 | 202406 | -96.0786 | 43.9858
-11998393.204 | 3802669.2966 | 39512 | 55343 | Luna Energy Facility | 15473 | Public Service Co of NM | Electric Utility | 1895 Arrowhead Dr., NW | Deming | Luna | New Mexico | 88030 | natural gas | Natural Gas = 559 MW | Natural Gas Fired Combined Cycle | 650 | 559 | [6 empty] | 559 | [5 empty] | EIA-860, EIA-860M and EIA-923 | 202406 | -107.7834 | 32.2993
-13014914.8152 | 3839883.4171 | 39513 | 55345 | Otay Mesa Generating Project | 14274 | Otay Mesa Energy Center LLC | IPP Non-CHP | 606 De LA Fuente Court | San Diego | San Diego | California | 92154 | natural gas | Natural Gas = 576 MW | Natural Gas Fired Combined Cycle | 688.5 | 576 | [6 empty] | 576 | [5 empty] | EIA-860, EIA-860M and EIA-923 | 202406 | -116.915 | 32.5815
-8833393.6206 | 4959095.5683 | 39514 | 55347 | Armstrong | 56412 | Armstrong Power LLC | IPP Non-CHP | 2313 State Route 156 | Shelocta | Armstrong | Pennsylvania | 15774 | natural gas | Natural Gas = 670.7 MW | Natural Gas Fired Combustion Turbine | 688 | 670.7 | [6 empty] | 670.7 | [5 empty] | EIA-860, EIA-860M and EIA-923 | 202406 | -79.3517 | 40.638
-9290705.7773 | 5082991.3578 | 39515 | 55348 | Troy Energy LLC | 56533 | Troy Energy LLC | IPP Non-CHP | 22379 Pemberville Road | Luckey | Wood | Ohio | 43443 | natural gas | Natural Gas = 707.3 MW | Natural Gas Fired Combustion Turbine | 795.6 | 707.3 | [6 empty] | 707.3 | [5 empty] | EIA-860, EIA-860M and EIA-923 | 202406 | -83.4598 | 41.4772
-9057421.3128 | 4769411.8753 | 39516 | 55349 | Pleasants Energy LLC | 55749 | Pleasants Energy LLC | IPP Non-CHP | 10319 South Pleasants Highway | St Mary's | Pleasants | West Virginia | 26170 | natural gas | Natural Gas = 339.5 MW | Natural Gas Fired Combustion Turbine | 344 | 339.5 | [6 empty] | 339.5 | [5 empty] | EIA-860, EIA-860M and EIA-923 | 202406 | -81.3642 | 39.3325
-9131270.663 | 4879436.9006 | 39517 | 55350 | Dresden Energy Facility | 733 | Appalachian Power Co | Electric Utility | 9595 McGlade School Road | Dresden | Muskingum | Ohio | 43821 | natural gas | Natural Gas = 540 MW | Natural Gas Fired Combined Cycle | 678.3 | 540 | [6 empty] | 540 | [5 empty] | EIA-860, EIA-860M and EIA-923 | 202406 | -82.0276 | 40.0928
-10734356.7125 | 5527484.6608 | 39518 | 55353 | Lakota Ridge LLC | 65888 | Lakota Ridge, LLC (Longroad) | IPP Non-CHP | City Road 1 | Hendricks | Lincoln | Minnesota | 56142 | wind | Wind = 11.2 MW | Onshore Wind Turbine | 11.2 | 11.2 | [10 empty] | 11.2 |  | EIA-860, EIA-860M and EIA-923 | 202406 | -96.4284 | 44.3996
-10735061.0309 | 5530936.5583 | 39519 | 55354 | Shaokatan Hills LLC | 65889 | Shaokatan Hills, LLC (Longroad) | IPP Non-CHP | City Road 1 | Hendricks | Lincoln | Minnesota | 56142 | wind | Wind = 11.8 MW | Onshore Wind Turbine | 11.8 | 11.8 | [10 empty] | 11.8 |  | EIA-860, EIA-860M and EIA-923 | 202406 | -96.4347 | 44.4217
-10644859.5154 | 3435999.9767 | 39520 | 55357 | Jack Fusco Energy Center | 2171 | Brazos Valley Energy | IPP Non-CHP | 3440 Lockwood Rd. | Thompsons | Fort Bend | Texas | 77481 | natural gas | Natural Gas = 538 MW | Natural Gas Fired Combined Cycle | 675.6 | 538 | [6 empty] | 538 | [5 empty] | EIA-860, EIA-860M and EIA-923 | 202406 | -95.6244 | 29.4731
-10434565.8654 | 3536859.7361 | 39521 | 55358 | Cottonwood Energy Project | 4405 | NRG Cottonwood Tenant LLC | IPP Non-CHP | 976 County Road 4213 | Deweyville | Newton | Texas | 77614 | natural gas | Natural Gas = 1145.2 MW | Natural Gas Fired Combined Cycle | 1433.6 | 1145.2 | [6 empty] | 1145.2 | [5 empty] | EIA-860, EIA-860M and EIA-923 | 202406 | -93.7353 | 30.2588
-9741657.6949 | 4778137.2209 | 39522 | 55364 | Sugar Creek Power | 13756 | Northern Indiana Pub Serv Co | Electric Utility | 5900 Darwin Rd. | West Terre Haute | Vigo | Indiana | 47885 | natural gas | Natural Gas = 561.2 MW | Natural Gas Fired Combined Cycle | 619.4 | 561.2 | [6 empty] | 561.2 | [5 empty] | EIA-860, EIA-860M and EIA-923 | 202406 | -87.5108 | 39.3931
-10583344.3648 | 3465404.4738 | 39523 | 55365 | Exelon LaPorte Generating Station | 62027 | LaPorte Power, LLC | IPP Non-CHP | 10202 Strang Rd. | LaPorte | Harris | Texas | 77571 | natural gas | Natural Gas = 144 MW | Natural Gas Fired Combustion Turbine | 236 | 144 | [6 empty] | 144 | [5 empty] | EIA-860, EIA-860M and EIA-923 | 202406 | -95.0718 | 29.7028
-8710059.0832 | 5263211.9011 | 39524 | 55368 | Wethersfield Wind Farm | 34688 | CHI Energy Inc | IPP Non-CHP | 4179 Poplar Tree Road | Gainesville | Wyoming | New York | 14066 | wind | Wind = 6.6 MW | Onshore Wind Turbine | 6.6 | 6.6 | [10 empty] | 6.6 |  | EIA-860, EIA-860M and EIA-923 | 202406 | -78.2438 | 42.6788
-17306963.6851 | 2284157.995 | 39525 | 55369 | Hamakua Energy Plant | 61213 | Hamakua Energy, LLC | IPP Non-CHP | 45-300 Lehua St. | Honokaa | Hawaii | Hawaii | 96727 | petroleum | Petroleum = 60.8 MW | Petroleum Liquids | 66 | 60.8 | [8 empty] | 60.8 |  |  |  | EIA-860, EIA-860M and EIA-923 | 202406 | -155.4711 | 20.0939
-8802094.0307 | 4844369.9765 | 39526 | 55370 | Green Mountain Storage, LLC | 6862 | Green Mountain Storage, LLC | IPP Non-CHP | 226 Schrock Road | Garrett | Somerset | Pennsylvania | 15542 | batteries | Battery = 10.4 MW | Batteries | 10.4 | 10.4 | 10.4 | [11 empty] | EIA-860, EIA-860M and EIA-923 | 202406 | -79.0706 | 39.8514
-12591729.8748 | 3958651.4459 | 39527 | 55372 | Harquahala Generating Project | 32790 | New Harquahala Generating Co, LLC | IPP Non-CHP | 2530 North 491 Ave | Tonopah | Maricopa | Arizona | 85354 | natural gas | Natural Gas = 1042.9 MW | Natural Gas Fired Combined Cycle | 1277.1 | 1042.9 | [6 empty] | 1042.9 | [5 empty] | EIA-860, EIA-860M and EIA-923 | 202406 | -113.1134 | 33.476
-8226109.6195 | 4980313.2028 | 39528 | 55375 | Astoria Energy | 22979 | Astoria Energy LLC | IPP Non-CHP | 17-10 Steinway Street | New York | Queens | New York | 11105 | natural gas | Natural Gas = 558 MW | Natural Gas Fired Combined Cycle | 595 | 558 | [6 empty] | 558 | [5 empty] | EIA-860, EIA-860M and EIA-923 | 202406 | -73.8964 | 40.7825
-8887624.3577 | 4829317.225 | 39529 | 55377 | Gans | 61317 | Gans Energy LLC | IPP Non-CHP | Gans Road | Gans | FAYETTE | Pennsylvania | 15439 | natural gas | Natural Gas = 92.7 MW | Natural Gas Fired Combustion Turbine | 87.6 | 92.7 | [6 empty] | 92.7 | [5 empty] | EIA-860, EIA-860M and EIA-923 | 202406 | -79.8389 | 39.7475
-10307000.8534 | 3934678.687 | 39530 | 55380 | Union Power Station | 814 | Entergy Arkansas LLC | Electric Utility | 6434 Calion Hwy | El Dorado | Union | Arkansas | 71730 | natural gas | Natural Gas = 2031 MW | Natural Gas Fired Combined Cycle | 2428 | 2031 | [6 empty] | 2031 | [5 empty] | EIA-860, EIA-860M and EIA-923 | 202406 | -92.5894 | 33.2961
-8409074.3345 | 4577900.2474 | 39531 | 55381 | Commonwealth Chesapeake | 4194 | Commonwealth Chesapeake Co LLC | IPP Non-CHP | 3415 White Oak Way | New Church | Accomack | Virginia | 23415 | petroleum | Petroleum = 313.9 MW | Petroleum Liquids | 402.5 | 313.9 | [8 empty] | 313.9 |  |  |  | EIA-860, EIA-860M and EIA-923 | 202406 | -75.54 | 37.9892
-9452972.8594 | 4124459.5556 | 39532 | 55382 | Thomas A Smith Energy Facility | 13994 | Oglethorpe Power Corporation | Electric Utility | 925 Loopers Bridge Road | Dalton | Murray | Georgia | 30721 | natural gas | Natural Gas = 1344 MW | Natural Gas Fired Combined Cycle | 1192 | 1344 | [6 empty] | 1344 | [5 empty] | EIA-860, EIA-860M and EIA-923 | 202406 | -84.9175 | 34.7094
-9018860.2412 | 4011319.3099 | 39533 | 55386 | Columbia Energy Center (SC) | 17539 | Dominion Energy South Carolina, Inc | Electric Utility | 100 Calpine Way | Gaston | Calhoun | South Carolina | 29053 | natural gas | Natural Gas = 573 MW | Natural Gas Fired Combined Cycle | 668.5 | 573 | [6 empty] | 573 | [5 empty] | EIA-860, EIA-860M and EIA-923 | 202406 | -81.0178 | 33.8697
-10796810.6203 | 3884584.0192 | 39534 | 55390 | State Farm Insur Support Center Central | 18050 | State Farm Mutual Auto Ins Co | Commercial Non-CHP | 8225 Brent Branch Drive | Irving | Dallas | Texas | 75063 | petroleum | Petroleum = 10.8 MW | Petroleum Liquids | 10.8 | 10.8 | [8 empty] | 10.8 |  |  |  | EIA-860, EIA-860M and EIA-923 | 202406 | -96.9894 | 32.9192
-9912911.5995 | 5308426.0215 | 39535 | 55391 | RockGen Energy Center | 4716 | Dairyland Power Coop | Electric Utility | 2346 Clearview Road | Cambridge | Dane | Wisconsin | 53523 | natural gas | Natural Gas = 489 MW | Natural Gas Fired Combustion Turbine | 561 | 489 | [6 empty] | 489 | [5 empty] | EIA-860, EIA-860M and EIA-923 | 202406 | -89.0492 | 42.9767
-9784426.6433 | 5232792.2747 | 39536 | 55392 | Zion Energy Center | 21191 | Zion Energy LLC | IPP Non-CHP | 5701 Ninth Street | Zion | Lake | Illinois | 60099 | natural gas | Natural Gas = 478 MW | Natural Gas Fired Combustion Turbine | 596.7 | 478 | [6 empty] | 478 | [5 empty] | EIA-860, EIA-860M and EIA-923 | 202406 | -87.895 | 42.4776
-13552669.3303 | 4469914.3307 | 39537 | 55393 | Metcalf Energy Center | 2799 | Calpine Corp - Metcalf Energy Center | IPP Non-CHP | 1 Blanchard RD, PO BOX 13190 | San Jose | Santa Clara | California | 95013 | natural gas | Natural Gas = 557 MW | Natural Gas Fired Combined Cycle | 635 | 557 | [6 empty] | 557 | [5 empty] | EIA-860, EIA-860M and EIA-923 | 202406 | -121.7457 | 37.2207
-10081326.8572 | 4053401.0038 | 39538 | 55395 | Crossroads Energy Center | 3702 | Clarksdale Public Utilities | Electric Utility | 240 Hicks Street | Clarksdale | Coahoma | Mississippi | 38614 | natural gas | Natural Gas = 308 MW | Natural Gas Fired Combustion Turbine | 306.4 | 308 | [6 empty] | 308 | [5 empty] | EIA-860, EIA-860M and EIA-923 | 202406 | -90.5621 | 34.183
-9089948.868 | 4805095.4209 | 39539 | 55397 | Washington Energy Facility | 59922 | Dynegy Washington Energy Facility | IPP Non-CHP | 859 ST RT 83 | Beverly | Washington | Ohio | 45715 | natural gas | Natural Gas = 661 MW | Natural Gas Fired Combined Cycle | 714.9 | 661 | [6 empty] | 661 | [5 empty] | EIA-860, EIA-860M and EIA-923 | 202406 | -81.6564 | 39.58
-13299418.268 | 4202040.7929 | 39540 | 55400 | Elk Hills Power LLC | 34164 | Elk Hills Power LLC | IPP CHP | 4026 Skyline Road | Tupman | Kern | California | 93276 | natural gas | Natural Gas = 525 MW | Natural Gas Fired Combined Cycle | 623 | 525 | [6 empty] | 525 | [5 empty] | EIA-860, EIA-860M and EIA-923 | 202406 | -119.4707 | 35.2803
-9165245.3716 | 4733696.663 | 39541 | 55401 | Rolling Hills Generating | 56558 | Rolling Hills Generating LLC | IPP Non-CHP | 43111 State Rt 160 | Wilkesville | Vinton | Ohio | 45695 | natural gas | Natural Gas = 925 MW | Natural Gas Fired Combustion Turbine | 977.5 | 925 | [6 empty] | 925 | [5 empty] | EIA-860, EIA-860M and EIA-923 | 202406 | -82.3328 | 39.0839
-9444668.4254 | 5340387.0018 | 39542 | 55402 | Renaissance Power Plant | 5109 | DTE Electric Company | Electric Utility | 950 N. Division St | Carson City | Montcalm | Michigan | 48811 | natural gas | Natural Gas = 652 MW | Natural Gas Fired Combustion Turbine | 782 | 652 | [6 empty] | 652 | [5 empty] | EIA-860, EIA-860M and EIA-923 | 202406 | -84.8429 | 43.1864
-10137309.4291 | 3533071.2873 | 39543 | 55404 | Carville Energy LLC | 3131 | Carville Energy LLC | IPP CHP | 4322 Hwy 30 | St Gabriel | Iberville | Louisiana | 70776 | natural gas | Natural Gas = 521 MW | Natural Gas Fired Combined Cycle | 555 | 521 | [6 empty] | 521 | [5 empty] | EIA-860, EIA-860M and EIA-923 | 202406 | -91.065 | 30.2294
-8220855.3395 | 5201931.5608 | 39544 | 55405 | Athens Generating Plant | 32173 | New Athens Generating Company LLC | IPP Non-CHP | 9300 U S Highway 9W | Athens | Greene | New York | 12015 | natural gas | Natural Gas = 993.8 MW | Natural Gas Fired Combined Cycle | 1221.6 | 993.8 | [6 empty] | 993.8 | [5 empty] | EIA-860, EIA-860M and EIA-923 | 202406 | -73.8492 | 42.2728
-9048539.242 | 3799759.5363 | 39545 | 55406 | Effingham Energy Facility | 13994 | Oglethorpe Power Corporation | Electric Utility | 3440 McCall Road | Rincon | Effingham | Georgia | 31326 | natural gas | Natural Gas = 514 MW | Natural Gas Fired Combined Cycle | 596.6 | 514 | [6 empty] | 514 | [5 empty] | EIA-860, EIA-860M and EIA-923 | 202406 | -81.2844 | 32.2773
-9570481.7139 | 3973653.8364 | 39546 | 55409 | Calhoun Energy Center | 195 | Alabama Power Co | Electric Utility | 720 Green Valley Dr | Eastaboga | Calhoun | Alabama | 36260 | natural gas | Natural Gas = 704 MW | Natural Gas Fired Combustion Turbine | 748 | 704 | [6 empty] | 704 | [5 empty] | EIA-860, EIA-860M and EIA-923 | 202406 | -85.9731 | 33.5883
-9562709.1644 | 3895392.7623 | 39547 | 55411 | Hillabee Energy Center | 55987 | CER Generation LLC | IPP Non-CHP | 152 Brick Plant Road | Alexander City | Tallapoosa | Alabama | 35010 | natural gas | Natural Gas = 752.7 MW | Natural Gas Fired Combined Cycle | 822.8 | 752.7 | [6 empty] | 752.7 | [5 empty] | EIA-860, EIA-860M and EIA-923 | 202406 | -85.9033 | 33.0007
-9106858.2987 | 3255594.4524 | 39548 | 55412 | Osprey Energy Center Power Plant | 6455 | Duke Energy Florida, LLC | Electric Utility | 1651 W. Derby Ave. | Auburndale | Polk | Florida | 33823 | natural gas | Natural Gas = 600 MW | Natural Gas Fired Combined Cycle | 644.2 | 600 | [6 empty] | 600 | [5 empty] | EIA-860, EIA-860M and EIA-923 | 202406 | -81.8083 | 28.0525
-9190382.5371 | 3295260.1286 | 39549 | 55414 | Shady Hills Generating Station | 40192 | Shady Hills Power Co LLC | IPP Non-CHP | 14240 Merchant Energy Way | Shady Hills | Pasco | Florida | 34610 | natural gas | Natural Gas = 463.2 MW | Natural Gas Fired Combustion Turbine | 541.2 | 463.2 | [6 empty] | 463.2 | [5 empty] | EIA-860, EIA-860M and EIA-923 | 202406 | -82.5586 | 28.3665
-9119732.5091 | 3189043.2199 | 39550 | 55415 | Vandolah Power Station | 39125 | Vandolah Power Co LLC | IPP Non-CHP | 2394 Vandolah Road | Wauchula | Hardee | Florida | 33873 | natural gas | Natural Gas = 660 MW | Natural Gas Fired Combustion Turbine | 728 | 660 | [6 empty] | 660 | [5 empty] | EIA-860, EIA-860M and EIA-923 | 202406 | -81.924 | 27.5236
-9856138.6592 | 4678732.7413 | 39551 | 55417 | Raccoon Creek Energy Center | 19436 | Union Electric Co - (MO) | Electric Utility | 676 Cypress Drive | Flora | Clay | Illinois | 62839 | natural gas | Natural Gas = 304 MW | Natural Gas Fired Combustion Turbine | 456 | 304 | [6 empty] | 304 | [5 empty] | EIA-860, EIA-860M and EIA-923 | 202406 | -88.5392 | 38.6996
-10338056.7649 | 4068831.432 | 39552 | 55418 | Hot Spring Generating Facility | 814 | Entergy Arkansas LLC | Electric Utility | 696 Black Branch Rd. | Malvern | Hot Spring | Arkansas | 72104 | natural gas | Natural Gas = 562.7 MW | Natural Gas Fired Combined Cycle | 714.8 | 562.7 | [6 empty] | 562.7 | [5 empty] | EIA-860, EIA-860M and EIA-923 | 202406 | -92.8683 | 34.2976
-10156200.3467 | 3544968.7662 | 39553 | 55419 | Plaquemine Cogeneration Plant | 5347 | Dow Chemical Co | Industrial CHP | 21255 Highway 1 | Plaquemine | Iberville | Louisiana | 70765 | natural gas | Natural Gas = 793 MW | Natural Gas Fired Combined Cycle | 987 | 793 | [6 empty] | 793 | [5 empty] | EIA-860, EIA-860M and EIA-923 | 202406 | -91.2347 | 30.3217
-9649774.5872 | 4564575.2219 | 39554 | 55429 | Kentucky Mills | 55839 | Domtar Paper Company LLC | Industrial CHP | PO Box 130, Hwy 1406 | Hawesville | Hancock | Kentucky | 42348 | biomass | Biomass = 49 MW | Wood/Wood Waste Biomass | 88 | 49 |  | 49 | [10 empty] | EIA-860, EIA-860M and EIA-923 | 202406 | -86.6854 | 37.8948
-10308151.4516 | 3539914.5154 | 39555 | 55433 | Bayou Cove Peaking Power | 64383 | Bayou Cove, LLC | IPP Non-CHP | 118 Bergeaux Road | Jennings | Acadia | Louisiana | 70546 | natural gas | Natural Gas = 295 MW | Natural Gas Fired Combustion Turbine | 416 | 295 | [6 empty] | 295 | [5 empty] | EIA-860, EIA-860M and EIA-923 | 202406 | -92.5997 | 30.2825
-9823340.8203 | 5160988.5816 | 39556 | 55438 | Elgin Energy Center LLC | 64030 | Lincoln Operating Services, LLC | IPP Non-CHP | 1559 Gifford Road | Elgin | Cook | Illinois | 60120 | natural gas | Natural Gas = 489.3 MW | Natural Gas Fired Combustion Turbine | 540 | 489.3 | [6 empty] | 489.3 | [5 empty] | EIA-860, EIA-860M and EIA-923 | 202406 | -88.2446 | 42.0001
-8725366.4037 | 4560612.0701 | 39557 | 55439 | Tenaska Virginia Generating Station | 18569 | Tenaska Virginia Partners LP | IPP Non-CHP | 2300 Branch Road | Scottsville | Fluvanna | Virginia | 24590 | natural gas | Natural Gas = 930.1 MW | Natural Gas Fired Combined Cycle | 1011.4 | 930.1 | [6 empty] | 930.1 | [5 empty] | EIA-860, EIA-860M and EIA-923 | 202406 | -78.3813 | 37.8667
-9655852.6314 | 3848899.2704 | 39558 | 55440 | Central Alabama Generating Station | 195 | Alabama Power Co | Electric Utility | 3305 Country Road 26 | Billingsley | Autauga | Alabama | 36006 | natural gas | Natural Gas = 917 MW | Natural Gas Fired Combined Cycle | 927.1 | 917 | [6 empty] | 917 | [5 empty] | EIA-860, EIA-860M and EIA-923 | 202406 | -86.74 | 32.6497
-10270659.0471 | 4724422.1811 | 39559 | 55447 | Columbia Energy Center | 4045 | City of Columbia - (MO) | Electric Utility | 4902 Peabody Road | Columbia | Boone | Missouri | 65202 | natural gas | Natural Gas = 140 MW | Natural Gas Fired Combustion Turbine | 162.8 | 140 | [6 empty] | 140 | [5 empty] | EIA-860, EIA-860M and EIA-923 | 202406 | -92.2629 | 39.0192
-9929988.0094 | 4141480.8492 | 39560 | 55451 | Magnolia Power Plant | 18642 | Tennessee Valley Authority | Electric Utility | 352 Highway 4 West | Ashland | Benton | Mississippi | 38605 | natural gas | Natural Gas = 918 MW | Natural Gas Fired Combined Cycle | 1003.5 | 918 | [6 empty] | 918 | [5 empty] | EIA-860, EIA-860M and EIA-923 | 202406 | -89.2026 | 34.835
-11653759.1924 | 4658398.5875 | 39561 | 55453 | Fountain Valley Power Facility | 6632 | Fountain Valley Power LLC | IPP Non-CHP | 18693 Boca Raton Heights | Fountain | El Paso | Colorado | 80817 | natural gas | Natural Gas = 234 MW | Natural Gas Fired Combustion Turbine | 228 | 234 | [6 empty] | 234 | [5 empty] | EIA-860, EIA-860M and EIA-923 | 202406 | -104.6875 | 38.5569
-12561362.6969 | 3939796.1375 | 39562 | 55455 | Red Hawk | 803 | Arizona Public Service Co | Electric Utility | 11600 South 363 rd Ave. | Arlington | Maricopa | Arizona | 85322 | natural gas | Natural Gas = 1002 MW | Natural Gas Fired Combined Cycle | 1140.3 | 1002 | [6 empty] | 1002 | [5 empty] | EIA-860, EIA-860M and EIA-923 | 202406 | -112.8406 | 33.3346
-10863652.4086 | 4204416.7959 | 39563 | 55457 | McClain Energy Facility | 14063 | Oklahoma Gas & Electric Co | Electric Utility | 801 N. E. 34th Street | Newcastle | McClain | Oklahoma | 73065 | natural gas | Natural Gas = 485.1 MW | Natural Gas Fired Combined Cycle | 551.3 | 485.1 | [6 empty] | 485.1 | [5 empty] | EIA-860, EIA-860M and EIA-923 | 202406 | -97.5898 | 35.2977
-9598121.6756 | 5140347.1159 | 39564 | 55460 | Indeck Niles Energy Center | 61395 | Indeck Niles, LLC | IPP Non-CHP | 2200 Progressive Ave. | Niles | Cass | Michigan | 49120 | natural gas | Natural Gas = 1081.5 MW | Natural Gas Fired Combined Cycle | 1174.4 | 1081.5 | [6 empty] | 1081.5 | [5 empty] | EIA-860, EIA-860M and EIA-923 | 202406 | -86.2214 | 41.8621
-10823193.3397 | 4257446.208 | 39565 | 55463 | Redbud Power Plant | 14063 | Oklahoma Gas & Electric Co | Electric Utility | 20922 Triple X Road | Luther | Oklahoma | Oklahoma | 73054 | natural gas | Natural Gas = 1208.9 MW | Natural Gas Fired Combined Cycle | 1433.6 | 1208.9 | [6 empty] | 1208.9 | [5 empty] | EIA-860, EIA-860M and EIA-923 | 202406 | -97.2264 | 35.6856
-10590324.9874 | 3466764.821 | 39566 | 55464 | Deer Park Energy Center | 4994 | Deer Park Energy Center | IPP CHP | 5665 Highway 225 | Deer Park | Harris | Texas | 77536 | natural gas | Natural Gas = 1192 MW | Natural Gas Fired Combined Cycle | 1176 | 1192 | [6 empty] | 1192 | [5 empty] | EIA-860, EIA-860M and EIA-923 | 202406 | -95.1345 | 29.7134
-10248996.2742 | 3856358.3143 | 39567 | 55467 | Ouachita | 11241 | Entergy Louisiana LLC | Electric Utility | 350 Harvey Gregg Rd. | Sterlington | Ouachita | Louisiana | 71280 | natural gas | Natural Gas = 723.7 MW | Natural Gas Fired Combined Cycle | 903.9 | 723.7 | [6 empty] | 723.7 | [5 empty] | EIA-860, EIA-860M and EIA-923 | 202406 | -92.0683 | 32.7061
-10567867.95 | 3423857.8922 | 39568 | 55470 | Green Power 2 | 17566 | South Houston Green Power LLC | Industrial CHP | 2501 5th Ave South | Texas City | Galveston | Texas | 77590 | natural gas | Natural Gas = 624 MW | Natural Gas Fired Combined Cycle | 861 | 624 | [6 empty] | 624 | [5 empty] | EIA-860, EIA-860M and EIA-923 | 202406 | -94.9328 | 29.3781
-11730692.0925 | 5509653.0413 | 39569 | 55477 | Neil Simpson Gas Turbine #2 | 19545 | Black Hills Power, Inc. | Electric Utility | 13151 Highway 51 | Gillette | Campbell | Wyoming | 82718 | natural gas | Natural Gas = 34 MW | Natural Gas Fired Combustion Turbine | 40 | 34 | [6 empty] | 34 | [5 empty] | EIA-860, EIA-860M and EIA-923 | 202406 | -105.3786 | 44.285
-11494850.6193 | 5484077.7982 | 39570 | 55478 | Lange Gas Turbines | 19545 | Black Hills Power, Inc. | Electric Utility | 2900 Lange Road | Rapid City | Pennington | South Dakota | 57702 | natural gas | Natural Gas = 34 MW | Natural Gas Fired Combustion Turbine | 40 | 34 | [6 empty] | 34 | [5 empty] | EIA-860, EIA-860M and EIA-923 | 202406 | -103.26 | 44.1203
-11731215.2941 | 5509777.4431 | 39571 | 55479 | Wygen 1 | 1652 |  | IPP Non-CHP | 13151 Highway 51 | Gillette | Campbell | Wyoming | 82718 | coal | Coal = 85 MW | Conventional Steam Coal | 90 | 85 |  |  | 85 | [9 empty] | EIA-860, EIA-860M and EIA-923 | 202406 | -105.3833 | 44.2858
-10741395.7778 | 3863001.3592 | 39572 | 55480 | Forney Energy Center | 60477 | LaFrontera Holdings LLC | IPP Non-CHP | 13770 W US Hwy 80 | Forney | Kaufman | Texas | 75126 | natural gas | Natural Gas = 1770 MW | Natural Gas Fired Combined Cycle | 1894.2 | 1770 | [6 empty] | 1770 | [5 empty] | EIA-860, EIA-860M and EIA-923 | 202406 | -96.4916 | 32.7563
-12563988.2784 | 3941193.2513 | 39573 | 55481 | Mesquite Generating Station Block 2 | 12363 | Mesquite Power LLC | IPP Non-CHP | 37625 W. Elliot Rd | Arlington | Maricopa | Arizona | 85322 | natural gas | Natural Gas = 624 MW | Natural Gas Fired Combined Cycle | 691.6 | 624 | [6 empty] | 624 | [5 empty] | EIA-860, EIA-860M and EIA-923 | 202406 | -112.8642 | 33.345
-13451068.031 | 5750177.2772 | 39574 | 55482 | Goldendale Generating Station | 15500 | Puget Sound Energy Inc | Electric Utility | 600 Industrial Way | Goldendale | Klickitat | Washington | 98620 | natural gas | Natural Gas = 263.7 MW | Natural Gas Fired Combined Cycle | 302.8 | 263.7 | [6 empty] | 263.7 | [5 empty] | EIA-860, EIA-860M and EIA-923 | 202406 | -120.833 | 45.8114
-10008642.5768 | 3605686.5659 | 39575 | 55486 | Washington Parish Energy Center | 11241 | Entergy Louisiana LLC | Electric Utility | 18400 Bennett Road | Bogalusa | Washington | Louisiana | 70429 | natural gas | Natural Gas = 366.9 MW | Natural Gas Fired Combustion Turbine | 399.6 | 366.9 | [6 empty] | 366.9 | [5 empty] | EIA-860, EIA-860M and EIA-923 | 202406 | -89.9092 | 30.7914
-9862892.0788 | 4881493.3898 | 39576 | 55496 | Goose Creek Energy Center | 19436 | Union Electric Co - (MO) | Electric Utility | 760 East 2150 North Road | Monticello | Piatt | Illinois | 62839 | natural gas | Natural Gas = 438 MW | Natural Gas Fired Combustion Turbine | 684 | 438 | [6 empty] | 438 | [5 empty] | EIA-860, EIA-860M and EIA-923 | 202406 | -88.5999 | 40.1069
-13572514.5899 | 4635926.5918 | 39577 | 55499 | CalPeak Power Vaca Dixon Peaker Plant | 59527 | CalPeak Power, LLC | IPP Non-CHP | 5157 Quinn Road | Vacaville | Solano | California | 95688 | natural gas | Natural Gas = 48 MW | Natural Gas Fired Combustion Turbine | 60.5 | 48 | [6 empty] | 48 | [5 empty] | EIA-860, EIA-860M and EIA-923 | 202406 | -121.924 | 38.3989
-10679424.2173 | 4120898.6589 | 39578 | 55501 | Kiamichi Energy Facility | 10362 | Kiowa Power Partners LLC | IPP Non-CHP | 4386 Old 69 Road | Kiowa | Pittsburg | Oklahoma | 74553 | natural gas | Natural Gas = 1229.6 MW | Natural Gas Fired Combined Cycle | 1370 | 1229.6 | [6 empty] | 1229.6 | [5 empty] | EIA-860, EIA-860M and EIA-923 | 202406 | -95.9349 | 34.6831
-9447340.0932 | 4734729.2795 | 39579 | 55502 | Lawrenceburg Power, LLC | 61137 | Lawrenceburg Power, LLC | IPP Non-CHP | 582 W. Eads Parkway | Lawrenceburg | Dearborn | Indiana | 47025 | natural gas | Natural Gas = 1190 MW | Natural Gas Fired Combined Cycle | 1232 | 1190 | [6 empty] | 1190 | [5 empty] | EIA-860, EIA-860M and EIA-923 | 202406 | -84.8669 | 39.0911
-9096783.8847 | 4798352.6812 | 39580 | 55503 | Waterford Power, LLC | 61136 | Waterford Power, LLC | IPP Non-CHP | 201 Righteous Ridge Road | Waterford | Washington | Ohio | 45786 | natural gas | Natural Gas = 866 MW | Natural Gas Fired Combined Cycle | 921.6 | 866 | [6 empty] | 866 | [5 empty] | EIA-860, EIA-860M and EIA-923 | 202406 | -81.7178 | 39.5333
-11543886.855 | 4750906.3596 | 39581 | 55504 | Limon Generating Station | 30151 | Tri-State G & T Assn, Inc | Electric Utility | 48303 State Road 71 | Limon | Lincoln | Colorado | 80828 | natural gas | Natural Gas = 134 MW | Natural Gas Fired Combustion Turbine | 154.2 | 134 | [6 empty] | 134 | [5 empty] | EIA-860, EIA-860M and EIA-923 | 202406 | -103.7005 | 39.2038
-11653148.605 | 4857390.9905 | 39582 | 55505 | Frank Knutson | 30151 | Tri-State G & T Assn, Inc | Electric Utility | 13501 Powhaten Road | Commerce City | Adams | Colorado | 80022 | natural gas | Natural Gas = 134 MW | Natural Gas Fired Combustion Turbine | 154.2 | 134 | [6 empty] | 134 | [5 empty] | EIA-860, EIA-860M and EIA-923 | 202406 | -104.682 | 39.9411
-13422971.9934 | 4390836.0197 | 39583 | 55508 | CalPeak Power Panoche Peaker Plant | 59527 | CalPeak Power, LLC | IPP Non-CHP | 43699 West Panoche Road | Firebaugh | Fresno | California | 93622 | natural gas | Natural Gas = 48 MW | Natural Gas Fired Combustion Turbine | 60.5 | 48 | [6 empty] | 48 | [5 empty] | EIA-860, EIA-860M and EIA-923 | 202406 | -120.5806 | 36.6529
-13018131.9485 | 3837369.2319 | 39584 | 55510 | CalPeak Power Border Peaker Plant | 59527 | CalPeak Power, LLC | IPP Non-CHP | 2060 Sanyo Avenue | San Diego | San Diego | California | 92154 | natural gas | Natural Gas = 48 MW | Natural Gas Fired Combustion Turbine | 60.5 | 48 | [6 empty] | 48 | [5 empty] | EIA-860, EIA-860M and EIA-923 | 202406 | -116.9439 | 32.5624
-13021271.3808 | 3868322.5968 | 39585 | 55512 | Cuyamaca Peak Energy Plant | 16609 | San Diego Gas & Electric Co | Electric Utility | 200 North Johnson Avenue | El Cajon | San Diego | California | 92020 | natural gas | Natural Gas = 48.7 MW | Natural Gas Fired Combustion Turbine | 48.7 | 48.7 | [6 empty] | 48.7 | [5 empty] | EIA-860, EIA-860M and EIA-923 | 202406 | -116.9721 | 32.7965
-13037453.8951 | 3911501.0652 | 39586 | 55513 | CalPeak Power Enterprise Peaker Plant | 59527 | CalPeak Power, LLC | IPP Non-CHP | 201 Enterprise Street | Escondido | San Diego | California | 92029 | natural gas | Natural Gas = 48 MW | Natural Gas Fired Combustion Turbine | 58.9 | 48 | [6 empty] | 48 | [5 empty] | EIA-860, EIA-860M and EIA-923 | 202406 | -117.1174 | 33.1219
-12797390.6302 | 4358014.2077 | 39587 | 55514 | Apex Generating Station | 65371 | Apex Generating Station | Electric Utility | 15555 Apex Power Parkway | Las Vegas | Clark | Nevada | 89165 | natural gas | Natural Gas = 524.4 MW | Natural Gas Fired Combined Cycle | 600.6 | 524.4 | [6 empty] | 524.4 | [5 empty] | EIA-860, EIA-860M and EIA-923 | 202406 | -114.9609 | 36.416
-8896453.3291 | 4845502.6529 | 39588 | 55516 | Fayette Energy Facility | 59923 | Fayette Power Company, LLC | IPP Non-CHP | 100 Energy Drive | Masontown | Fayette | Pennsylvania | 15461 | natural gas | Natural Gas = 667.6 MW | Natural Gas Fired Combined Cycle | 714.9 | 667.6 | [6 empty] | 667.6 | [5 empty] | EIA-860, EIA-860M and EIA-923 | 202406 | -79.9182 | 39.8592
-8107995.6322 | 5078750.9057 | 39589 | 55517 | Wallingford Energy | 56927 | Wallingford Energy LLC | IPP Non-CHP | 115 John Street | Wallingford | New Haven | Connecticut | 6492 | natural gas | Natural Gas = 319.9 MW | Natural Gas Fired Combustion Turbine | 350 | 319.9 | [6 empty] | 319.9 | [5 empty] | EIA-860, EIA-860M and EIA-923 | 202406 | -72.8354 | 41.4487
-13064978.6411 | 4109019.1319 | 39590 | 55518 | High Desert Power Plant | 60431 | MRP Generation Holdings, LLC | IPP Non-CHP | 19000 Perimeter Rd. | Victorville | San Bernardino | California | 92394 | natural gas | Natural Gas = 860 MW | Natural Gas Fired Combined Cycle | 960 | 860 | [6 empty] | 860 | [5 empty] | EIA-860, EIA-860M and EIA-923 | 202406 | -117.3647 | 34.5953
-12422130.8457 | 3885817.3753 | 39591 | 55522 | Sundance | 803 | Arizona Public Service Co | Electric Utility | 2060 Sundance Road | Casa Grande | Pinal | Arizona | 85228 | natural gas | Natural Gas = 410 MW | Natural Gas Fired Combustion Turbine | 605 | 410 | [6 empty] | 410 | [5 empty] | EIA-860, EIA-860M and EIA-923 | 202406 | -111.5899 | 32.9285
-8494419.2033 | 4827869.4971 | 39592 | 55524 | York Energy Center | 56608 | Calpine Mid-Merit LLC | IPP Non-CHP | 1055 Pikes Peak Road | Delta | York | Pennsylvania | 17314 | natural gas | Natural Gas = 1404 MW | Natural Gas Fired Combined Cycle | 1449.4 | 1404 | [6 empty] | 1404 | [5 empty] | EIA-860, EIA-860M and EIA-923 | 202406 | -76.3067 | 39.7375
-9778548.9742 | 5294772.6874 | 39593 | 55525 | MMSD South Shore Wastewater | 12619 | Milwaukee Metro Sewerage Dist | Commercial CHP | 8500 S 5th Ave | Oak Creek | Milwaukee | Wisconsin | 53154 | biomass | Biomass = 5 MW | Other Waste Biomass | 5.1 | 5 |  | 5 | [10 empty] | EIA-860, EIA-860M and EIA-923 | 202406 | -87.8422 | 42.8869
-9097897.0797 | 4264595.6443 | 39594 | 55534 | Water Filter Plant #2 | 12944 | City of Morganton - (NC) | Electric Utility | 100 Coulter Street | Morganton | Burke | North Carolina | 28655 | petroleum | Petroleum = 1.7 MW | Petroleum Liquids | 1.8 | 1.7 | [8 empty] | 1.7 |  |  |  | EIA-860, EIA-860M and EIA-923 | 202406 | -81.7278 | 35.7377
-13037427.0671 | 3912053.6155 | 39595 | 55538 | Escondido Energy Center | 20323 | Wellhead Services, Inc | IPP Non-CHP | 1968 Don Lee Place | Escondido | San Diego | California | 92029 | natural gas | Natural Gas = 54 MW | Natural Gas Fired Combustion Turbine | 54 | 54 | [6 empty] | 54 | [5 empty] | EIA-860, EIA-860M and EIA-923 | 202406 | -117.1172 | 33.1261
-13030904.9695 | 3841229.1673 | 39596 | 55540 | Chula Vista Energy Center | 20323 | Wellhead Services, Inc | IPP Non-CHP | 3497 Main St Chula Vista | Chula Vista | San Diego | California | 91911 | natural gas | Natural Gas = 37.2 MW | Natural Gas Fired Combustion Turbine | 37.2 | 37.2 | [6 empty] | 37.2 | [5 empty] | EIA-860, EIA-860M and EIA-923 | 202406 | -117.0586 | 32.5917
-12974619.9425 | 4016840.7168 | 39597 | 55541 | Indigo Energy Facility | 49981 | Diamond Generating Corporation | IPP Non-CHP | 63665 19th Ave. | North Palm Springs | Riverside | California | 92258 | natural gas | Natural Gas = 142.5 MW | Natural Gas Fired Combustion Turbine | 149.7 | 142.5 | [6 empty] | 142.5 | [5 empty] | EIA-860, EIA-860M and EIA-923 | 202406 | -116.553 | 33.9109
-13018168.4613 | 3837975.9005 | 39598 | 55542 | Larkspur Energy Facility | 49981 | Diamond Generating Corporation | IPP Non-CHP | 9355 Otay Mesa Road | San Diego | San Diego | California | 92154 | natural gas | Natural Gas = 91.6 MW | Natural Gas Fired Combustion Turbine | 99.8 | 91.6 | [6 empty] | 91.6 | [5 empty] | EIA-860, EIA-860M and EIA-923 | 202406 | -116.9442 | 32.567
-13560316.2001 | 5186886.978 | 39599 | 55544 | Klamath Expansion Project | 14372 | Klamath Energy LLC | IPP Non-CHP | 4940 Hwy 97 South | Klamath Falls | Klamath | Oregon | 97603 | natural gas | Natural Gas = 100 MW | Natural Gas Fired Combustion Turbine | 117.6 | 100 | [6 empty] | 100 | [5 empty] | EIA-860, EIA-860M and EIA-923 | 202406 | -121.8144 | 42.1727
-10928875.5001 | 3041466.3575 | 39600 | 55545 | Hidalgo Energy Center | 2934 | Calpine Corp - Hidalgo | IPP Non-CHP | 4005 N. Seminary Rd | Edinburg | Hidalgo | Texas | 78539 | natural gas | Natural Gas = 493 MW | Natural Gas Fired Combined Cycle | 551.3 | 493 | [6 empty] | 493 | [5 empty] | EIA-860, EIA-860M and EIA-923 | 202406 | -98.1758 | 26.3417
-10605196.3808 | 3545071.9352 | 39601 | 55556 | Security | 56772 | TX LFG Energy, LP | IPP Non-CHP | 19248 Highway 105 | Cleveland | Montgomery | Texas | 77327 | biomass | Biomass = 3.4 MW | Landfill Gas | 3.4 | 3.4 |  | 3.4 | [10 empty] | EIA-860, EIA-860M and EIA-923 | 202406 | -95.2681 | 30.3225
-13162416.5914 | 3999339.6959 | 39602 | 55557 | Wilmington Hydrogen Plant | 991 | Air Products & Chemicals Inc | Industrial CHP | 700 N Henry Ford Avenue | Wilmington | Los Angeles | California | 90744 | other | Other = 28.1 MW | All Other | 31.9 | 28.1 | [11 empty] | 28.1 | EIA-860, EIA-860M and EIA-923 | 202406 | -118.24 | 33.7803
-9829633.4885 | 5507585.1097 | 39603 | 55558 | Combined Locks Energy Center | 744 | McKinley Paper | Industrial CHP | 540 Prospect St | Combined Locks | Outagamie | Wisconsin | 54113 | natural gas | Natural Gas = 51.9 MW | Natural Gas Fired Combined Cycle | 66.5 | 51.9 | [6 empty] | 51.9 | [5 empty] | EIA-860, EIA-860M and EIA-923 | 202406 | -88.3011 | 44.2717
-13237779.8867 | 5789969.4811 | 39604 | 55560 | FPL Energy Vansycle LLC (WA) | 6607 | FPL Energy Vansycle LLC | IPP Non-CHP | 356 Touchet Gardena Road | Touchet | Walla Walla | Washington | 99360 | wind | Wind = 176.9 MW | Onshore Wind Turbine | 176.9 | 176.9 | [10 empty] | 176.9 |  | EIA-860, EIA-860M and EIA-923 | 202406 | -118.917 | 46.06
-10735061.6988 | 5530669.8783 | 39605 | 55561 | Tsar Nicholas LLC | 54725 | CHI Operations Inc | IPP Non-CHP | 2510 115th Ave | Hendricks | Lincoln | Minnesota | 56136 | wind | Wind = 1.9 MW | Onshore Wind Turbine | 1.9 | 1.9 | [10 empty] | 1.9 |  | EIA-860, EIA-860M and EIA-923 | 202406 | -96.4347 | 44.42
-10735184.1502 | 5532057.136 | 39606 | 55562 | Sun River LLC | 54725 | CHI Operations Inc | IPP Non-CHP | 1153 258th St | Hendricks | Lincoln | Minnesota | 56136 | wind | Wind = 1.9 MW | Onshore Wind Turbine | 1.9 | 1.9 | [10 empty] | 1.9 |  | EIA-860, EIA-860M and EIA-923 | 202406 | -96.4358 | 44.4289
-10736297.3451 | 5531153.0565 | 39607 | 55563 | Julia Hills LLC | 54725 | CHI Operations Inc | IPP Non-CHP | Hwy 1 | Hendricks | Lincoln | Minnesota | 56136 | wind | Wind = 1.9 MW | Onshore Wind Turbine | 1.9 | 1.9 | [10 empty] | 1.9 |  | EIA-860, EIA-860M and EIA-923 | 202406 | -96.4458 | 44.4231
-10734538.4972 | 5531885.6658 | 39608 | 55564 | Jessica Mills LLC | 54725 | CHI Operations Inc | IPP Non-CHP | Hwy 1 | Hendricks | Lincoln | Minnesota | 56136 | wind | Wind = 1.9 MW | Onshore Wind Turbine | 1.9 | 1.9 | [10 empty] | 1.9 |  | EIA-860, EIA-860M and EIA-923 | 202406 | -96.43 | 44.4278
-10735774.1435 | 5531184.2301 | 39609 | 55565 | Jack River LLC | 54725 | CHI Operations Inc | IPP Non-CHP | Hwy 1 | Hendricks | Lincoln | Minnesota | 56136 | wind | Wind = 1.9 MW | Onshore Wind Turbine | 1.9 | 1.9 | [10 empty] | 1.9 |  | EIA-860, EIA-860M and EIA-923 | 202406 | -96.4411 | 44.4233
-10734816.7959 | 5529594.5092 | 39610 | 55566 | Autumn Hills LLC | 54725 | CHI Operations Inc | IPP Non-CHP | Hwy 1 | Hendricks | Lincoln | Minnesota | 56136 | wind | Wind = 1.9 MW | Onshore Wind Turbine | 1.9 | 1.9 | [10 empty] | 1.9 |  | EIA-860, EIA-860M and EIA-923 | 202406 | -96.4325 | 44.4131
-10708812.5629 | 5497702.8174 | 39611 | 55567 | Winters Spawn LLC | 54725 | CHI Operations Inc | IPP Non-CHP | Hwy 14 | Lake Benton | Lincoln | Minnesota | 55149 | wind | Wind = 1.9 MW | Onshore Wind Turbine | 1.9 | 1.9 | [10 empty] | 1.9 |  | EIA-860, EIA-860M and EIA-923 | 202406 | -96.1989 | 44.2081
-10717718.1221 | 5500452.0054 | 39612 | 55568 | Twin Lake Hills LLC | 54725 | CHI Operations Inc | IPP Non-CHP | Hwy 14 | Lake Benton | Lincoln | Minnesota | 55149 | wind | Wind = 1.9 MW | Onshore Wind Turbine | 1.9 | 1.9 | [10 empty] | 1.9 |  | EIA-860, EIA-860M and EIA-923 | 202406 | -96.2789 | 44.2258
-10713198.5508 | 5502005.5845 | 39613 | 55569 | Spartan Hills LLC | 54725 | CHI Operations Inc | IPP Non-CHP | Hwy 14 | Lake Benton | Lincoln | Minnesota | 55149 | wind | Wind = 1.9 MW | Onshore Wind Turbine | 1.9 | 1.9 | [10 empty] | 1.9 |  | EIA-860, EIA-860M and EIA-923 | 202406 | -96.2383 | 44.2358
-10712619.6895 | 5502098.8076 | 39614 | 55570 | Soliloquoy Ridge LLC | 54725 | CHI Operations Inc | IPP Non-CHP | Hwy 14 | Lake Benton | Lincoln | Minnesota | 55149 | wind | Wind = 1.9 MW | Onshore Wind Turbine | 1.9 | 1.9 | [10 empty] | 1.9 |  | EIA-860, EIA-860M and EIA-923 | 202406 | -96.2331 | 44.2364
-10710393.2996 | 5498432.7472 | 39615 | 55571 | Ruthton Ridge LLC | 54725 | CHI Operations Inc | IPP Non-CHP | Hwy 14 | Lake Benton | Lincoln | Minnesota | 55149 | wind | Wind = 1.9 MW | Onshore Wind Turbine | 1.9 | 1.9 | [10 empty] | 1.9 |  | EIA-860, EIA-860M and EIA-923 | 202406 | -96.2131 | 44.2128
-10711072.3485 | 5500716.0953 | 39616 | 55572 | Hope Creek LLC | 54725 | CHI Operations Inc | IPP Non-CHP | Hwy 14 | Lake Benton | Lincoln | Minnesota | 55149 | wind | Wind = 1.9 MW | Onshore Wind Turbine | 1.9 | 1.9 | [10 empty] | 1.9 |  | EIA-860, EIA-860M and EIA-923 | 202406 | -96.2192 | 44.2275
-10712831.1965 | 5500374.3334 | 39617 | 55573 | Hadley Ridge LLC | 54725 | CHI Operations Inc | IPP Non-CHP | Hwy 14 | Lake Benton | Lincoln | Minnesota | 55149 | wind | Wind = 1.9 MW | Onshore Wind Turbine | 1.9 | 1.9 | [10 empty] | 1.9 |  | EIA-860, EIA-860M and EIA-923 | 202406 | -96.235 | 44.2253
-10711718.0016 | 5501057.8699 | 39618 | 55574 | Florence Hills LLC | 54725 | CHI Operations Inc | IPP Non-CHP | Hwy 14 | Lake Benton | Lincoln | Minnesota | 55149 | wind | Wind = 1.9 MW | Onshore Wind Turbine | 1.9 | 1.9 | [10 empty] | 1.9 |  | EIA-860, EIA-860M and EIA-923 | 202406 | -96.225 | 44.2297
-10735161.8863 | 5942939.2102 | 39619 | 55576 | Agassiz Beach LLC | 54725 | CHI Operations Inc | IPP Non-CHP | Hwy 9 | Averill | Clay | Minnesota | 56536 | wind | Wind = 1.9 MW | Onshore Wind Turbine | 1.9 | 1.9 | [10 empty] | 1.9 |  | EIA-860, EIA-860M and EIA-923 | 202406 | -96.4356 | 47.0053
-11271465.7971 | 4227622.7537 | 39620 | 55579 | Llano Estacado Wind Ranch | 62136 | Llano Estacado Wind Ranch | IPP Non-CHP | Unnammed road | White Deer | Carson | Texas | 79097 | wind | Wind = 80 MW | Onshore Wind Turbine | 80 | 80 | [10 empty] | 80 |  | EIA-860, EIA-860M and EIA-923 | 202406 | -101.2533 | 35.4677
-11381493.9818 | 3659947.6522 | 39621 | 55581 | King Mountain Wind Ranch 1 | 6354 | FPL Energy Upton Wind LP | IPP Non-CHP | 120 E. 5th Street | McCamey | Upton | Texas | 79752 | wind | Wind = 278 MW | Onshore Wind Turbine | 278 | 278 | [10 empty] | 278 |  | EIA-860, EIA-860M and EIA-923 | 202406 | -102.2417 | 31.2092
-9301633.9004 | 5220383.9045 | 39622 | 55596 | GRS Arbor Hills | 25049 | Gas Recovery Systems Inc | IPP Non-CHP | 10611 West 5 Mile Road | Northville | Washtenaw | Michigan | 48167 | biomass | Biomass = 23.8 MW | Landfill Gas | 30.3 | 23.8 |  | 23.8 | [10 empty] | EIA-860, EIA-860M and EIA-923 | 202406 | -83.558 | 42.3953
-9462800.0328 | 5214508.2621 | 39623 | 55597 | GRS C&C | 25049 | Gas Recovery Systems Inc | IPP Non-CHP | 19401 15 Mile Road | Marshall | Calhoun | Michigan | 49068 | biomass | Biomass = 5 MW | Landfill Gas | 5.7 | 5 |  | 5 | [10 empty] | EIA-860, EIA-860M and EIA-923 | 202406 | -85.0058 | 42.3563
-8979923.355 | 4211993.2267 | 39624 | 55599 | GRS CMS | 25049 | Gas Recovery Systems Inc | IPP Non-CHP | 5101 Morehead Road | Concord | Cabarrus | North Carolina | 28027 | biomass | Biomass = 4.3 MW | Landfill Gas | 5.3 | 4.3 |  | 4.3 | [10 empty] | EIA-860, EIA-860M and EIA-923 | 202406 | -80.668 | 35.3533
-11822274.6376 | 5105462.1861 | 39625 | 55607 | Foote Creek I | 14354 | PacifiCorp | Electric Utility | 180 EX373 N 2MI RTE13 | McFadden | Carbon | Wyoming | 82083 | wind | Wind = 41.4 MW | Onshore Wind Turbine | 41.4 | 41.4 | [10 empty] | 41.4 |  | EIA-860, EIA-860M and EIA-923 | 202406 | -106.2013 | 41.6283
-11820925.7793 | 5109817.6904 | 39626 | 55608 | Foote Creek II | 14354 | PacifiCorp | Electric Utility | 180 EX373 N 2MI RTE13 | McFadden | Carbon | Wyoming | 82083 | wind | Wind = 1.8 MW | Onshore Wind Turbine | 1.8 | 1.8 | [10 empty] | 1.8 |  | EIA-860, EIA-860M and EIA-923 | 202406 | -106.1892 | 41.6575
-11820268.4377 | 5111148.3165 | 39627 | 55609 | Foote Creek III | 14354 | PacifiCorp | Electric Utility | 180 EX373 N 2MI RTE13 | McFadden | Carbon | Wyoming | 82083 | wind | Wind = 24.8 MW | Onshore Wind Turbine | 24.8 | 24.8 | [10 empty] | 24.8 |  | EIA-860, EIA-860M and EIA-923 | 202406 | -106.1833 | 41.6665
-11819959.1922 | 5112330.2401 | 39628 | 55610 | Foote Creek IV | 14354 | PacifiCorp | Electric Utility | 1567 Wyoming Highway 13 | Rock River | Carbon | Wyoming | 82083 | wind | Wind = 16.8 MW | Onshore Wind Turbine | 16.8 | 16.8 | [10 empty] | 16.8 |  | EIA-860, EIA-860M and EIA-923 | 202406 | -106.1805 | 41.6744
-8190282.5545 | 5086134.6505 | 39629 | 55619 | Watchtower Educational Center | 20238 | Watchtower Bible & Tract Soc-NY | Commercial Non-CHP | 100 Watchtower Drive | Patterson | Putnam | New York | 12563 | natural gas | Natural Gas = 1.4 MW, Petroleum = 0.7 MW | Natural Gas Internal Combustion Engine; Petroleum Liquids; | 2.1 | 2.1 | [6 empty] | 1.4 |  | 0.7 |  |  |  | EIA-860, EIA-860M and EIA-923 | 202406 | -73.5746 | 41.4984
-10243430.2997 | 3854334.3846 | 39630 | 55620 | Perryville Power Station | 11241 | Entergy Louisiana LLC | Electric Utility | 11140 Hwy 165 N | Sterlington | Ouachita | Louisiana | 71280 | natural gas | Natural Gas = 725.3 MW | Natural Gas Fired Combined Cycle; Natural Gas Fired Combustion Turbine; | 824.1 | 725.3 | [6 empty] | 725.3 | [5 empty] | EIA-860, EIA-860M and EIA-923 | 202406 | -92.0183 | 32.6908
-12471311.7967 | 4963303.5973 | 39631 | 55622 | West Valley Generation Project | 24431 | Utah Municipal Power Agency | Electric Utility | 5935 West 4700 South | West Valley City | Salt Lake | Utah | 84118 | natural gas | Natural Gas = 185 MW | Natural Gas Fired Combustion Turbine | 217 | 185 | [6 empty] | 185 | [5 empty] | EIA-860, EIA-860M and EIA-923 | 202406 | -112.0317 | 40.6667
-13564805.6038 | 4613691.3235 | 39632 | 55625 | Creed Energy Center | 49971 | Creed Energy Center LLC | IPP Non-CHP | 6150 Creed Road | Suisun | Solano | California | 94585 | natural gas | Natural Gas = 45 MW | Natural Gas Fired Combustion Turbine | 47 | 45 | [6 empty] | 45 | [5 empty] | EIA-860, EIA-860M and EIA-923 | 202406 | -121.8547 | 38.2422
-13566320.7734 | 4610774.6728 | 39633 | 55626 | Lambie Energy Center | 49972 | Gilroy Energy Center LLC | IPP Non-CHP | 5975 Lambie Road | Suisun | Solano | California | 94585 | natural gas | Natural Gas = 46 MW | Natural Gas Fired Combustion Turbine | 47 | 46 | [6 empty] | 46 | [5 empty] | EIA-860, EIA-860M and EIA-923 | 202406 | -121.8683 | 38.2216
-13563530.8843 | 4611507.9739 | 39634 | 55627 | Goose Haven Energy Center | 49970 | Goose Haven Energy Center | IPP Non-CHP | 3853 Goosehaven Road | Suisun | Solano | California | 94585 | natural gas | Natural Gas = 48 MW | Natural Gas Fired Combustion Turbine | 47 | 48 | [6 empty] | 48 | [5 empty] | EIA-860, EIA-860M and EIA-923 | 202406 | -121.8433 | 38.2268
-9768441.1644 | 5077831.0456 | 39635 | 55640 | University Park North | 56928 | LSP University Park LLC | IPP Non-CHP | 787 Industrial Drive | University Park | Will | Illinois | 60484 | natural gas | Natural Gas = 540 MW | Natural Gas Fired Combustion Turbine | 726 | 540 | [6 empty] | 540 | [5 empty] | EIA-860, EIA-860M and EIA-923 | 202406 | -87.7514 | 41.4425
-9911423.5919 | 5248722.523 | 39636 | 55641 | Riverside Energy Center | 20856 | Wisconsin Power & Light Co | Electric Utility | 1401 W. B-R Town Line Road | Beloit | Rock | Wisconsin | 53511 | natural gas | Natural Gas = 535.9 MW | Natural Gas Fired Combined Cycle | 674.9 | 535.9 | [6 empty] | 535.9 | [5 empty] | EIA-860, EIA-860M and EIA-923 | 202406 | -89.0358 | 42.5831
-11653080.5888 | 4829371.5189 | 39637 | 55645 | Blue Spruce Energy Center | 15466 | Public Service Co of Colorado | Electric Utility | 1751 N Powhaton Rd | Aurora | Adams | Colorado | 80019 | natural gas | Natural Gas = 264 MW | Natural Gas Fired Combustion Turbine | 397.8 | 264 | [6 empty] | 264 | [5 empty] | EIA-860, EIA-860M and EIA-923 | 202406 | -104.6814 | 39.7479
-11713701.0647 | 4845255.9792 | 39638 | 55650 | Plains End | 15142 | Plains End Operating Services LLC | IPP Non-CHP | 8950 Highway 93 | Arvada | Jefferson | Colorado | 80001 | natural gas | Natural Gas = 114 MW | Natural Gas Internal Combustion Engine | 114 | 114 | [6 empty] | 114 | [5 empty] | EIA-860, EIA-860M and EIA-923 | 202406 | -105.226 | 39.8575
-10870904.8734 | 4265206.2256 | 39639 | 55651 | Spring Creek Energy Center | 22500 | Evergy Kansas Central, Inc | Electric Utility | 13200 South Council Road | Edmond | Logan | Oklahoma | 73025 | natural gas | Natural Gas = 288.3 MW | Natural Gas Fired Combustion Turbine | 346 | 288.3 | [6 empty] | 288.3 | [5 empty] | EIA-860, EIA-860M and EIA-923 | 202406 | -97.655 | 35.7422
-8647947.3714 | 4846625.741 | 39640 | 55654 | Chambersburg | 61320 | Chambersburg Energy, LLC | IPP Non-CHP | -- | Chambersburg | Franklin | Pennsylvania | 17235 | natural gas | Natural Gas = 98.2 MW | Natural Gas Fired Combustion Turbine | 87.6 | 98.2 | [6 empty] | 98.2 | [5 empty] | EIA-860, EIA-860M and EIA-923 | 202406 | -77.6858 | 39.8669
-10934512.8305 | 4175207.0512 | 39641 | 55655 | WFEC GenCo LLC | 20447 | Western Farmers Elec Coop, Inc | Electric Utility | 701 B NE 7th Street | Anadarko | Caddo | Oklahoma | 73005 | natural gas | Natural Gas = 90 MW | Natural Gas Fired Combustion Turbine | 90 | 90 | [6 empty] | 90 | [5 empty] | EIA-860, EIA-860M and EIA-923 | 202406 | -98.2264 | 35.0833
-13229653.5638 | 4157848.9972 | 39642 | 55656 | Pastoria Energy Facility, LLC | 2820 | Calpine Corp - Pastoria Energy Center | IPP Non-CHP | 39789 Edmonston Pumping plant | Lebec | Kern | California | 93243 | natural gas | Natural Gas = 782 MW | Natural Gas Fired Combined Cycle | 779 | 782 | [6 empty] | 782 | [5 empty] | EIA-860, EIA-860M and EIA-923 | 202406 | -118.844 | 34.9556
-7882098.9971 | 5327921.857 | 39643 | 55661 | Newington | 13538 | Essential Power Operating Services, LLC | IPP Non-CHP | 200 Shattuck Way | Newington | Rockingham | New Hampshire | 3801 | natural gas | Natural Gas = 560.5 MW | Natural Gas Fired Combined Cycle | 605.5 | 560.5 | [6 empty] | 560.5 | [5 empty] | EIA-860, EIA-860M and EIA-923 | 202406 | -70.8061 | 43.1047
-13682623.7038 | 5880672.6797 | 39644 | 55662 | Chehalis Generating Facility | 14354 | PacifiCorp | Electric Utility | 1813 Bishop Road | Chehalis | Lewis | Washington | 98532 | natural gas | Natural Gas = 477 MW | Natural Gas Fired Combined Cycle | 593.3 | 477 | [6 empty] | 477 | [5 empty] | EIA-860, EIA-860M and EIA-923 | 202406 | -122.9131 | 46.6225
-10512645.3562 | 3815378.4013 | 39645 | 55664 | Harrison County Power Project | 13670 | Northeast Texas Elec Coop, Inc | Electric Utility | 12039 SH 43 South | Marshall | Harrison | Texas | 75670 | natural gas | Natural Gas = 514.4 MW | Natural Gas Fired Combined Cycle | 570 | 514.4 | [6 empty] | 514.4 | [5 empty] | EIA-860, EIA-860M and EIA-923 | 202406 | -94.4367 | 32.3958
-8360935.6679 | 4983169.2534 | 39646 | 55667 | Lower Mount Bethel Energy | 11275 | Lower Mount Bethel Energy LLC | IPP Non-CHP | 6079 DePues Ferry Road | Bangor | Northampton | Pennsylvania | 18013 | natural gas | Natural Gas = 601.6 MW | Natural Gas Fired Combined Cycle | 651.6 | 601.6 | [6 empty] | 601.6 | [5 empty] | EIA-860, EIA-860M and EIA-923 | 202406 | -75.1076 | 40.8019
-9224022.0627 | 3911096.6049 | 39647 | 55672 | AL Sandersville LLC | 59417 | SEPG Operating Services, LLC ALS | IPP Non-CHP | 1600 Mills Lindsey School Road | Warthen | Washington | Georgia | 31094 | natural gas | Natural Gas = 576.4 MW | Natural Gas Fired Combustion Turbine | 692 | 576.4 | [6 empty] | 576.4 | [5 empty] | EIA-860, EIA-860M and EIA-923 | 202406 | -82.8608 | 33.1189
-10083809.2818 | 5759269.2624 | 39648 | 55684 | Flambeau Crowley Rapids Project | 58149 | Renewable World Energies LLC | IPP Non-CHP | N13706 Crowley Road | Park Falls | Price | Wisconsin | 54552 | hydroelectric | Hydroelectric = 1.5 MW | Conventional Hydroelectric | 1.5 | 1.5 |  |  |  |  | 1.5 | [7 empty] | EIA-860, EIA-860M and EIA-923 | 202406 | -90.5844 | 45.8683
-10068565.1907 | 5766502.5134 | 39649 | 55685 | Flambeau Lower Project | 58149 | Renewable World Energies LLC | IPP Non-CHP | 1301 First Avenue South | Park Falls | Price | Wisconsin | 54552 | hydroelectric | Hydroelectric = 1.2 MW | Conventional Hydroelectric | 1.2 | 1.2 |  |  |  |  | 1.2 | [7 empty] | EIA-860, EIA-860M and EIA-923 | 202406 | -90.4475 | 45.9135
-12841382.3119 | 4247623.8383 | 39650 | 55687 | Higgins Generating Station | 13407 | Nevada Power Co | Electric Utility | 1275 E Primm Blvd. | Primm | Clark | Nevada | 89019 | natural gas | Natural Gas = 620 MW | Natural Gas Fired Combined Cycle | 688.4 | 620 | [6 empty] | 620 | [5 empty] | EIA-860, EIA-860M and EIA-923 | 202406 | -115.3561 | 35.6139
-8383994.0532 | 4956085.6605 | 39651 | 55690 | Bethlehem Power Plant | 56607 | Calpine Bethlehem LLC | IPP Non-CHP | 2254 Applebutter Road | Bethlehem | Northampton | Pennsylvania | 18015 | natural gas | Natural Gas = 1136 MW | Natural Gas Fired Combined Cycle | 1153 | 1136 | [6 empty] | 1136 | [5 empty] | EIA-860, EIA-860M and EIA-923 | 202406 | -75.3147 | 40.6175
-9930689.3222 | 3945745.2651 | 39652 | 55694 | Quantum Choctaw Power LLC | 18642 | Tennessee Valley Authority | Electric Utility | 2510 Pensacola Road | Ackerman | Choctaw | Mississippi | 39735 | natural gas | Natural Gas = 710 MW | Natural Gas Fired Combined Cycle | 850.5 | 710 | [6 empty] | 710 | [5 empty] | EIA-860, EIA-860M and EIA-923 | 202406 | -89.2089 | 33.3792
-13319160.557 | 4337846.7794 | 39653 | 55698 | Hanford Energy Park Peaker | 7724 | MRP San Joaquin Energy LLC. | IPP Non-CHP | 10550 Idaho Ave | Hanford | Kings | California | 93230 | natural gas | Natural Gas = 91.8 MW | Natural Gas Fired Combustion Turbine | 92.2 | 91.8 | [6 empty] | 91.8 | [5 empty] | EIA-860, EIA-860M and EIA-923 | 202406 | -119.6481 | 36.2701
-8211172.5475 | 4955081.7325 | 39654 | 55699 | Bayswater Peaking Facility LLC | 1268 | Bayswater Peaking Facility LLC | IPP Non-CHP | 14-25 Bay 24th Street | Far Rockaway | Queens | New York | 11691 | natural gas | Natural Gas = 55.8 MW | Natural Gas Fired Combustion Turbine | 60.5 | 55.8 | [6 empty] | 55.8 | [5 empty] | EIA-860, EIA-860M and EIA-923 | 202406 | -73.7622 | 40.6107
-13690683.9029 | 5802623.8408 | 39655 | 55700 | Mint Farm Generating Station | 15500 | Puget Sound Energy Inc | Electric Utility | 1200 Prudential Blvd | Longview | Cowlitz | Washington | 98632 | natural gas | Natural Gas = 270 MW | Natural Gas Fired Combined Cycle | 319 | 270 | [6 empty] | 270 | [5 empty] | EIA-860, EIA-860M and EIA-923 | 202406 | -122.9855 | 46.1388
-9257483.3658 | 5068126.3317 | 39656 | 55701 | Fremont Energy Center | 40577 | American Mun Power-Ohio, Inc | Electric Utility | 1275 County Rd 138A | Fremont | Sandusky | Ohio | 43420 | natural gas | Natural Gas = 685.1 MW | Natural Gas Fired Combined Cycle | 739.5 | 685.1 | [6 empty] | 685.1 | [5 empty] | EIA-860, EIA-860M and EIA-923 | 202406 | -83.1614 | 41.3771
-9954199.9987 | 3933607.1533 | 39657 | 55706 | Choctaw County | 12685 | Entergy Mississippi LLC | Electric Utility | 2446 Highway 407 | French Camp | Choctaw | Mississippi | 39745 | natural gas | Natural Gas = 781 MW | Natural Gas Fired Combined Cycle | 899 | 781 | [6 empty] | 781 | [5 empty] | EIA-860, EIA-860M and EIA-923 | 202406 | -89.4201 | 33.2881
-10564290.9208 | 3741295.4583 | 39658 | 55708 | Nacogdoches Power | 1015 | Austin Energy | Electric Utility | 499 County Road 988 | Cushing | Nacogdoches | Texas | 75760 | biomass | Biomass = 100 MW | Wood/Wood Waste Biomass | 114 | 100 |  | 100 | [10 empty] | EIA-860, EIA-860M and EIA-923 | 202406 | -94.9006 | 31.8321
-8879801.1578 | 4945499.8788 | 39659 | 55710 | Allegheny Energy Units 3 4 & 5 | 61267 | Springdale Energy LLC | IPP Non-CHP | Butler Street Exit | Springdale | Allegheny | Pennsylvania | 15144 | natural gas | Natural Gas = 562.5 MW | Natural Gas Fired Combined Cycle | 556 | 562.5 | [6 empty] | 562.5 | [5 empty] | EIA-860, EIA-860M and EIA-923 | 202406 | -79.7686 | 40.5453
-10333977.5735 | 4086647.212 | 39660 | 55714 | Magnet Cove | 807 | Arkansas Electric Coop Corp | Electric Utility | 410 Henderson Road | Malvern | Hot Spring | Arkansas | 72104 | natural gas | Natural Gas = 641.5 MW | Natural Gas Fired Combined Cycle | 746 | 641.5 | [6 empty] | 641.5 | [5 empty] | EIA-860, EIA-860M and EIA-923 | 202406 | -92.8317 | 34.4297
-9181857.5792 | 5277653.5625 | 39661 | 55718 | Dean | 5109 | DTE Electric Company | Electric Utility | 4490 River Road | East China | St Clair | Michigan | 48054 | natural gas | Natural Gas = 312 MW | Natural Gas Fired Combustion Turbine | 357.6 | 312 | [6 empty] | 312 | [5 empty] | EIA-860, EIA-860M and EIA-923 | 202406 | -82.482 | 42.7741
-12975867.3887 | 4018212.5977 | 39662 | 55719 | Mountain View I & II | 61012 | AES Distributed Energy | IPP Non-CHP | 19435 Ruppert Street | North Palm Springs | Riverside | California | 92258 | wind | Wind = 70.9 MW | Onshore Wind Turbine | 70.9 | 70.9 | [10 empty] | 70.9 |  | EIA-860, EIA-860M and EIA-923 | 202406 | -116.5642 | 33.9211
-12875951.1326 | 5334396.9233 | 39663 | 55733 | Bennett Mountain | 9191 | Idaho Power Co | Electric Utility | 2750 NE Industrial Way | Mountain Home | Elmore | Idaho | 83647 | natural gas | Natural Gas = 195.1 MW | Natural Gas Fired Combustion Turbine | 172.8 | 195.1 | [6 empty] | 195.1 | [5 empty] | EIA-860, EIA-860M and EIA-923 | 202406 | -115.6666 | 43.1472
-11174049.7768 | 4524934.9998 | 39664 | 55734 | Gray County Wind Energy | 7531 | Gray County Wind Energy LLC | IPP Non-CHP | 100 W. Mexitli Street | Montezuma | Gray | Kansas | 67867 | wind | Wind = 112.2 MW | Onshore Wind Turbine | 112.2 | 112.2 | [10 empty] | 112.2 |  | EIA-860, EIA-860M and EIA-923 | 202406 | -100.3782 | 37.6133
-9215394.8022 | 4660704.9853 | 39665 | 55736 | Hanging Rock Energy Facility | 59924 | Dynegy Hanging Rock Energy Facility | IPP Non-CHP | 1395 County Rd 1A | Ironton | Lawrence | Ohio | 45638 | natural gas | Natural Gas = 1365 MW | Natural Gas Fired Combined Cycle | 1429.8 | 1365 | [6 empty] | 1365 | [5 empty] | EIA-860, EIA-860M and EIA-923 | 202406 | -82.7833 | 38.5731
-9123899.9769 | 4463566.522 | 39666 | 55738 | Buchanan Generation LLC | 61318 | Buchanan Generation, LLC | IPP Non-CHP | Rt 626 off Rt 460 | Keen Mountain | Buchanan | Virginia | 24631 | natural gas | Natural Gas = 84 MW | Natural Gas Fired Combustion Turbine | 88 | 84 | [6 empty] | 84 | [5 empty] | EIA-860, EIA-860M and EIA-923 | 202406 | -81.9614 | 37.1753
-13389441.5609 | 5665172.1134 | 39667 | 55739 | Condon Windpower LLC | 59496 | ALLETE Clean Energy | IPP Non-CHP | 15981 Highway 206 | Condon | Gilliam | Oregon | 97823 | wind | Wind = 49.8 MW | Onshore Wind Turbine | 49.8 | 49.8 | [10 empty] | 49.8 |  | EIA-860, EIA-860M and EIA-923 | 202406 | -120.2794 | 45.2766
-11483944.4262 | 5004366.8193 | 39668 | 55741 | Ridge Crest Wind Partners | 2770 | Terra-Gen Operating Co-Wind | IPP Non-CHP | 502 Main Street | Peetz | Logan | Colorado | 80747 | wind | Wind = 29.7 MW | Onshore Wind Turbine | 29.7 | 29.7 | [10 empty] | 29.7 |  | EIA-860, EIA-860M and EIA-923 | 202406 | -103.162 | 40.9459
-10061797.7449 | 5306265.7053 | 39669 | 55742 | Montfort Wind Energy Center | 20847 | Wisconsin Electric Power Co | Electric Utility | 3145 Anderson Lane | Montfort | Iowa | Wisconsin | 53569 | wind | Wind = 30 MW | Onshore Wind Turbine | 30 | 30 | [10 empty] | 30 |  | EIA-860, EIA-860M and EIA-923 | 202406 | -90.3867 | 42.9625
-11377011.4799 | 3623852.0235 | 39670 | 55747 | NWP Indian Mesa Wind Farm | 13866 | NWP Indian Mesa Wind Farm LP | IPP Non-CHP | Bar M Ranch | Iraan | Pecos | Texas | 79744 | wind | Wind = 82.5 MW | Onshore Wind Turbine | 82.5 | 82.5 | [10 empty] | 82.5 |  | EIA-860, EIA-860M and EIA-923 | 202406 | -102.2014 | 30.9315
-13573397.0195 | 4498513.0356 | 39671 | 55748 | Los Esteros Critical Energy Center | 2860 | Los Esteros Critical Energy Facility LLC | IPP Non-CHP | 800 Thomas Foon Chew Way | San Jose | Santa Clara | California | 95134 | natural gas | Natural Gas = 300 MW | Natural Gas Fired Combined Cycle | 306.1 | 300 | [6 empty] | 300 | [5 empty] | EIA-860, EIA-860M and EIA-923 | 202406 | -121.9319 | 37.425
-11977977.2094 | 5741621.0875 | 39672 | 55749 | Hardin Generator Project | 16233 | Heorot Power Management | IPP Non-CHP | Rt 1 Bx 1144A Sugar Factory Rd | Hardin | Big Horn | Montana | 59034 | coal | Coal = 107 MW | Conventional Steam Coal | 115.7 | 107 |  |  | 107 | [9 empty] | EIA-860, EIA-860M and EIA-923 | 202406 | -107.6 | 45.7578
-13664345.0434 | 4622134.0126 | 39673 | 55752 | Sonoma Central Landfill Phase I | 17412 | County of Sonoma Dept of Trnsp | Commercial Non-CHP | 500 Mecham Road | Petaluma | Sonoma | California | 94952 | biomass | Biomass = 2.8 MW | Landfill Gas | 3.2 | 2.8 |  | 2.8 | [10 empty] | EIA-860, EIA-860M and EIA-923 | 202406 | -122.7489 | 38.3017
-13664345.0434 | 4622134.0126 | 39674 | 55753 | Sonoma Central Landfill Phase II | 17412 | County of Sonoma Dept of Trnsp | Commercial Non-CHP | 500 Mecham Road | Petaluma | Sonoma | California | 94952 | biomass | Biomass = 2.8 MW | Landfill Gas | 3.2 | 2.8 |  | 2.8 | [10 empty] | EIA-860, EIA-860M and EIA-923 | 202406 | -122.7489 | 38.3017
-8792414.133 | 5343899.1697 | 39675 | 55757 | Model City Energy Facility | 12758 | Model City Energy LLC | IPP Non-CHP | 1447 Pletcher Road | Youngstown | Niagara | New York | 14174 | biomass | Biomass = 5.6 MW | Landfill Gas | 5.6 | 5.6 |  | 5.6 | [10 empty] | EIA-860, EIA-860M and EIA-923 | 202406 | -78.9836 | 43.2094
-8378205.4397 | 4991595.8259 | 39676 | 55765 | Green Knight Energy Center | 20183 | Waste Management Inc | IPP Non-CHP | 2147 Pen Argyl Road | Pen Argyl | Northampton | Pennsylvania | 18072 | biomass | Biomass = 7.2 MW | Landfill Gas | 9.9 | 7.2 |  | 7.2 | [10 empty] | EIA-860, EIA-860M and EIA-923 | 202406 | -75.2627 | 40.8592
-13491298.895 | 4652236.5061 | 39677 | 55766 | Kiefer Landfill | 16546 | Sacramento County of Dpt Waste | Commercial Non-CHP | 12701 Kiefer Blvd | Sloughhouse | Sacramento | California | 95683 | biomass | Biomass = 8.4 MW | Landfill Gas | 9 | 8.4 |  | 8.4 | [10 empty] | EIA-860, EIA-860M and EIA-923 | 202406 | -121.1944 | 38.5136
-8399241.0386 | 5295961.1657 | 39678 | 55769 | Madison Windpower LLC | 49880 | Madison Windpower LLC | IPP Non-CHP | Stone Road | Madison | Madison | New York | 13402 | wind | Wind = 11.5 MW | Onshore Wind Turbine | 11.5 | 11.5 | [10 empty] | 11.5 |  | EIA-860, EIA-860M and EIA-923 | 202406 | -75.4517 | 42.8947
-10670356.9108 | 5427565.5953 | 39679 | 55782 | Noble Ridge LLC | 56689 | RENEW Energy Inc | IPP Non-CHP | Hwy 91 | Wilmont | Nobles | Minnesota | 56155 | wind | Wind = 1.5 MW | Onshore Wind Turbine | 1.5 | 1.5 | [10 empty] | 1.5 |  | EIA-860, EIA-860M and EIA-923 | 202406 | -95.8534 | 43.7547
-8158950.5707 | 4980842.4737 | 39680 | 55786 | Edgewood Energy LLC | 56852 | Edgewood Energy LLC | IPP Non-CHP | West End Campus Road | Brentwood | Suffolk | New York | 11717 | natural gas | Natural Gas = 85 MW | Natural Gas Fired Combustion Turbine | 100 | 85 | [6 empty] | 85 | [5 empty] | EIA-860, EIA-860M and EIA-923 | 202406 | -73.2931 | 40.7861
-8111392.3238 | 5006009.0535 | 39681 | 55787 | Shoreham Energy LLC | 56853 | Shoreham Energy LLC | IPP Non-CHP | 227 N. County Road | Shoreham | Suffolk | New York | 11719 | petroleum | Petroleum = 85 MW | Petroleum Liquids | 100 | 85 | [8 empty] | 85 |  |  |  | EIA-860, EIA-860M and EIA-923 | 202406 | -72.8659 | 40.9571
-8433846.9287 | 5310296.0106 | 39682 | 55790 | Fenner Wind | 34688 | CHI Energy Inc | IPP Non-CHP | 5508 Bellinger Rd. | Cazenovia | Madison | New York | 13035 | wind | Wind = 30 MW | Onshore Wind Turbine | 30 | 30 | [10 empty] | 30 |  | EIA-860, EIA-860M and EIA-923 | 202406 | -75.7625 | 42.989
-11400681.7885 | 3626439.1154 | 39683 | 55795 | Woodward Mountain II | 14629 | Pecos Wind II LP | IPP Non-CHP | 6.5 miles South Hwy | Girvin | Pecos | Texas | 79740 | wind | Wind = 78 MW | Onshore Wind Turbine | 78 | 78 | [10 empty] | 78 |  | EIA-860, EIA-860M and EIA-923 | 202406 | -102.4141 | 30.9514
-11400681.7885 | 3626439.1154 | 39684 | 55796 | Woodward Mountain I | 14628 | Pecos Wind I LP | IPP Non-CHP | 6.5 miles South Hwy | Girvin | Pecos | Texas | 79740 | wind | Wind = 82 MW | Onshore Wind Turbine | 82 | 82 | [10 empty] | 82 |  | EIA-860, EIA-860M and EIA-923 | 202406 | -102.4141 | 30.9514
-9539646.215 | 5230558.7273 | 39685 | 55799 | Otsego Mill Power Plant | 55703 | Otsego Paper Inc | Industrial CHP | 320 North Farmer Street | Otsego | Allegan | Michigan | 49078 | natural gas | Natural Gas = 17.6 MW | Natural Gas Fired Combustion Turbine | 21.2 | 17.6 | [6 empty] | 17.6 | [5 empty] | EIA-860, EIA-860M and EIA-923 | 202406 | -85.6961 | 42.4628
-8395894.7747 | 4837941.0609 | 39686 | 55801 | Marcus Hook Energy LP | 6693 | Marcus Hook Energy LP | IPP CHP | Delaware Ave | Marcus Hook | Delaware | Pennsylvania | 19061 | natural gas | Natural Gas = 855.1 MW | Natural Gas Fired Combined Cycle | 836.1 | 855.1 | [6 empty] | 855.1 | [5 empty] | EIA-860, EIA-860M and EIA-923 | 202406 | -75.4216 | 39.807
-11881377.9401 | 4111216.7083 | 39687 | 55802 | Valencia Energy Facility | 55972 | Valencia Power LLC | IPP Non-CHP | 55 Christine Dr | Belen | Valencia | New Mexico | 87002 | natural gas | Natural Gas = 144.3 MW | Natural Gas Fired Combustion Turbine | 159.5 | 144.3 | [6 empty] | 144.3 | [5 empty] | EIA-860, EIA-860M and EIA-923 | 202406 | -106.7322 | 34.6115
-8795662.2131 | 4862915.3464 | 39688 | 55803 | Somerset Windpower LLC | 65240 | Sequitur Renewables, LLC | IPP Non-CHP | 68 Braddock Drive | Ohiopyle | Somerset | Pennsylvania | 15501 | wind | Wind = 9 MW | Onshore Wind Turbine | 9 | 9 | [10 empty] | 9 |  | EIA-860, EIA-860M and EIA-923 | 202406 | -79.0128 | 39.9792
-10399099.4756 | 5370497.1947 | 39689 | 55804 | Old Gold Energy Center, LLC | 66075 | Old Gold Energy Center, LLC | IPP Non-CHP | 4119 Evergreen Ave | Joice | Worth | Iowa | 50446 | wind | Wind = 80 MW | Onshore Wind Turbine | 80 | 80 | [10 empty] | 80 |  | EIA-860, EIA-860M and EIA-923 | 202406 | -93.4167 | 43.3833
-8838060.0223 | 4853366.9333 | 39690 | 55805 | Mill Run Windpower LLC | 65240 | Sequitur Renewables, LLC | IPP Non-CHP | 142 Clay Run Rd | Mill Run | Somerset | Pennsylvania | 15464 | wind | Wind = 15 MW | Onshore Wind Turbine | 15 | 15 | [10 empty] | 15 |  | EIA-860, EIA-860M and EIA-923 | 202406 | -79.3936 | 39.9134
-13347696.7519 | 4333654.0462 | 39691 | 55807 | Henrietta Peaker | 7724 | MRP San Joaquin Energy LLC. | IPP Non-CHP | 16027 25th Avenue | Lemoore | Kings | California | 93245 | natural gas | Natural Gas = 92.4 MW | Natural Gas Fired Combustion Turbine | 98 | 92.4 | [6 empty] | 92.4 | [5 empty] | EIA-860, EIA-860M and EIA-923 | 202406 | -119.9044 | 36.2397
-10699194.5589 | 5467283.9204 | 39692 | 55809 | Kas Brothers Windfarm | 10046 | Kas Brothers Windfarm LLC | IPP Non-CHP | County Road 18 | Woodstock | Pipestone | Minnesota | 56164 | wind | Wind = 1.5 MW | Onshore Wind Turbine | 1.5 | 1.5 | [10 empty] | 1.5 |  | EIA-860, EIA-860M and EIA-923 | 202406 | -96.1125 | 44.0119
-13529359.0289 | 4438967.4011 | 39693 | 55810 | Gilroy Peaking Energy Center | 3028 | Calpine Gilroy Cogen LP | IPP Non-CHP | 1400 Pacheco Pass Hwy | Gilroy | Santa Clara | California | 95020 | natural gas | Natural Gas = 114 MW | Natural Gas Fired Combustion Turbine | 135 | 114 | [6 empty] | 114 | [5 empty] | EIA-860, EIA-860M and EIA-923 | 202406 | -121.5363 | 36.999
-13483532.4681 | 4331591.9607 | 39694 | 55811 | King City Peaking | 2865 | Calpine Corp-King City | IPP Non-CHP | 51 Don Bates Way | King City | Monterey | California | 93930 | natural gas | Natural Gas = 44 MW | Natural Gas Fired Combustion Turbine | 47.3 | 44 | [6 empty] | 44 | [5 empty] | EIA-860, EIA-860M and EIA-923 | 202406 | -121.1246 | 36.2248
-13540758.1448 | 4741630.4375 | 39695 | 55813 | Yuba City Energy Center | 2867 | Calpine Corp-Yuba City | IPP Non-CHP | 875 North Walton Ave | Yuba City | Sutter | California | 95993 | natural gas | Natural Gas = 47 MW | Natural Gas Fired Combustion Turbine | 47.3 | 47 | [6 empty] | 47 | [5 empty] | EIA-860, EIA-860M and EIA-923 | 202406 | -121.6387 | 39.1392
-10405867.7006 | 5319162.2812 | 39696 | 55816 | Hawkeye Power Partners LLC | 8294 | Hawkeye Power Partners LLC | IPP Non-CHP | 1824 200th Street | Garner | Cerro Gordo | Iowa | 50438 | wind | Wind = 42 MW | Onshore Wind Turbine | 42 | 42 | [10 empty] | 42 |  | EIA-860, EIA-860M and EIA-923 | 202406 | -93.4775 | 43.0472
-13621684.5203 | 5956140.9234 | 39697 | 55818 | Frederickson Power LP | 56613 | Frederickson Power LP | IPP Non-CHP | 18610-50th Avenue East | Tacoma | Pierce | Washington | 98446 | natural gas | Natural Gas = 246 MW | Natural Gas Fired Combined Cycle | 318.3 | 246 | [6 empty] | 246 | [5 empty] | EIA-860, EIA-860M and EIA-923 | 202406 | -122.3657 | 47.0861
-9035462.8753 | 3310671.0672 | 39698 | 55821 | Curtis H Stanton Energy Center | 61903 | Stanton Clean Energy LLC | IPP Non-CHP | 5100 Alafaya Trail | Orlando | Orange | Florida | 32802 | natural gas | Natural Gas = 657 MW | Natural Gas Fired Combined Cycle | 688.3 | 657 | [6 empty] | 657 | [5 empty] | EIA-860, EIA-860M and EIA-923 | 202406 | -81.1669 | 28.4882
-10364478.2234 | 5614127.5326 | 39699 | 55824 | MNDOT Standby Generation | 62851 | State of Minnesota Department of Administration | Commercial Non-CHP | State Transportation Garage | St. Paul | Ramsey | Minnesota | 55101 | petroleum | Petroleum = 1.9 MW | Petroleum Liquids | 2 | 1.9 | [8 empty] | 1.9 |  |  |  | EIA-860, EIA-860M and EIA-923 | 202406 | -93.1057 | 44.953
-11643495.5354 | 4879145.8744 | 39700 | 55835 | Rocky Mountain Energy Center | 15466 | Public Service Co of Colorado | Electric Utility | 6211 Weld County Rd 51 | Keenesburg | Weld | Colorado | 80643 | natural gas | Natural Gas = 580 MW | Natural Gas Fired Combined Cycle | 685.1 | 580 | [6 empty] | 580 | [5 empty] | EIA-860, EIA-860M and EIA-923 | 202406 | -104.5953 | 40.0908
-9825703.9105 | 5508269.1856 | 39701 | 55836 | Island Street Peaking Plant | 20858 | WPPI Energy | Electric Utility | 770 Island Street | Kaukauna | Outagamie | Wisconsin | 54130 | natural gas | Natural Gas = 52.8 MW | Natural Gas Fired Combustion Turbine | 60.5 | 52.8 | [6 empty] | 52.8 | [5 empty] | EIA-860, EIA-860M and EIA-923 | 202406 | -88.2658 | 44.2761
-12797355.4533 | 4356880.0851 | 39702 | 55841 | Silverhawk | 13407 | Nevada Power Co | Electric Utility | 15111 Apex Power Parkway | North Las Vegas | Clark | Nevada | 89124 | natural gas | Natural Gas = 620 MW | Natural Gas Fired Combined Cycle | 664.7 | 620 | [6 empty] | 620 | [5 empty] | EIA-860, EIA-860M and EIA-923 | 202406 | -114.9606 | 36.4078
-13537486.4649 | 4737346.2869 | 39703 | 55847 | Feather River Energy Center | 2867 | Calpine Corp-Yuba City | IPP Non-CHP | 202 Burns Drive | Yuba City | Sutter | California | 95993 | natural gas | Natural Gas = 48 MW | Natural Gas Fired Combustion Turbine | 47 | 48 | [6 empty] | 48 | [5 empty] | EIA-860, EIA-860M and EIA-923 | 202406 | -121.6093 | 39.1093
-13596685.0569 | 4589828.2482 | 39704 | 55851 | Valero Refinery Cogeneration Unit 1 | 19676 | Valero Refining Co California | Industrial CHP | 3400 East Second St. | Benicia | Solano | California | 94510 | natural gas | Natural Gas = 45.4 MW | Natural Gas Fired Combustion Turbine | 49.9 | 45.4 | [6 empty] | 45.4 | [5 empty] | EIA-860, EIA-860M and EIA-923 | 202406 | -122.1411 | 38.0736
-13589354.6685 | 4611758.796 | 39705 | 55855 | Wolfskill Energy Center | 49972 | Gilroy Energy Center LLC | IPP Non-CHP | 2425 Cordelia Road | Fairfield | Solano | California | 94534 | natural gas | Natural Gas = 45 MW | Natural Gas Fired Combustion Turbine | 47 | 45 | [6 empty] | 45 | [5 empty] | EIA-860, EIA-860M and EIA-923 | 202406 | -122.0752 | 38.2285
-9981678.5471 | 4618938.1577 | 39706 | 55856 | Prairie State Generating Station | 15330 | Prairie State Generating Co LLC | IPP Non-CHP | 1739 New Marigold Road | Marissa | St Clair | Illinois | 62257 | coal | Coal = 1630 MW | Conventional Steam Coal | 1766 | 1630 |  |  | 1630 | [9 empty] | EIA-860, EIA-860M and EIA-923 | 202406 | -89.6669 | 38.2792
-10019692.5947 | 3479401.369 | 39707 | 55857 | Oak Point Cogen | 3455 | Chevron Oronite Co LLC | Industrial CHP | 10285 LA Highway 23 South | Belle Chasse | Plaquemines | Louisiana | 70037 | natural gas | Natural Gas = 22.2 MW | Natural Gas Fired Combustion Turbine | 23.5 | 22.2 | [6 empty] | 22.2 | [5 empty] | EIA-860, EIA-860M and EIA-923 | 202406 | -90.0084 | 29.812
-8002397.4067 | 5130866.6426 | 39708 | 55860 | Quinebaug Lower Project | 25771 | Quinebaug Associates LLC | IPP Non-CHP | 40 Tiffany Street | Brooklyn | Windham | Connecticut | 6241 | hydroelectric | Hydroelectric = 2.4 MW | Conventional Hydroelectric | 2.5 | 2.4 |  |  |  |  | 2.4 | [7 empty] | EIA-860, EIA-860M and EIA-923 | 202406 | -71.8868 | 41.7987
-9972400.7354 | 5520202.1123 | 39709 | 55861 | Stevens Point Mill | 61723 | Pixelle Specialty Solution, LLC | Industrial CHP | 707 Arlington Place | Stevens Point | Portage | Wisconsin | 54481 | natural gas | Natural Gas = 7 MW | Natural Gas Steam Turbine | 7.6 | 7 | [6 empty] | 7 | [5 empty] | EIA-860, EIA-860M and EIA-923 | 202406 | -89.5836 | 44.3528
-17405570.49 | 2378600.2743 | 39710 | 55864 | Kaheka Hydro | 62818 | Mahi Pono LLC | Industrial Non-CHP | Baldwin Ave (closest st) | Puunene | Maui | Hawaii | 96784 | hydroelectric | Hydroelectric = 4.5 MW | Conventional Hydroelectric | 4.5 | 4.5 |  |  |  |  | 4.5 | [7 empty] | EIA-860, EIA-860M and EIA-923 | 202406 | -156.3569 | 20.8886
-12525602.3124 | 5769026.7252 | 39711 | 55866 | Basin Creek Plant | 1308 | Basin Creek Power Services LLC | IPP Non-CHP | 500 Nils Drive | Butte | Silver Bow | Montana | 59701 | natural gas | Natural Gas = 54 MW | Natural Gas Internal Combustion Engine | 54.9 | 54 | [6 empty] | 54 | [5 empty] | EIA-860, EIA-860M and EIA-923 | 202406 | -112.5194 | 45.9293
-13419642.5388 | 5709528.8602 | 39712 | 55871 | Klondike Wind Power | 15399 | Avangrid Renewables LLC | IPP Non-CHP | 98536 Klondike Lane | Wasco | Sherman | Oregon | 97065 | wind | Wind = 24 MW | Onshore Wind Turbine | 24.5 | 24 | [10 empty] | 24 |  | EIA-860, EIA-860M and EIA-923 | 202406 | -120.5507 | 45.5563
-13422714.9567 | 4390918.58 | 39713 | 55874 | Panoche Peaker | 20323 | Wellhead Services, Inc | IPP Non-CHP | 43649 W. Panoche Road | Firebaugh | Fresno | California | 93622 | natural gas | Natural Gas = 56.7 MW | Natural Gas Fired Combustion Turbine | 56.7 | 56.7 | [6 empty] | 56.7 | [5 empty] | EIA-860, EIA-860M and EIA-923 | 202406 | -120.5783 | 36.6535
-13664345.0434 | 4622134.0126 | 39714 | 55880 | Sonoma Central Landfill Phase III | 17412 | County of Sonoma Dept of Trnsp | Commercial Non-CHP | 500 Mecham Road | Petaluma | Sonoma | California | 94952 | biomass | Biomass = 1.4 MW | Landfill Gas | 1.6 | 1.4 |  | 1.4 | [10 empty] | EIA-860, EIA-860M and EIA-923 | 202406 | -122.7489 | 38.3017
-13778447.5215 | 5937635.4697 | 39715 | 55882 | Sierra Pacific Aberdeen | 17164 | Sierra Pacific Industries | Industrial CHP | 301 Hagara Street | Aberdeen | Grays Harbor | Washington | 98520 | biomass | Biomass = 17.4 MW | Wood/Wood Waste Biomass | 18 | 17.4 |  | 17.4 | [10 empty] | EIA-860, EIA-860M and EIA-923 | 202406 | -123.7739 | 46.9728
-9777026.0122 | 5492564.9829 | 39716 | 55925 | Ridgeview | 1687 |  | IPP Non-CHP | 6207 Hempton Lake Road | Whitelaw | Manitowoc | Wisconsin | 54247 | biomass | Biomass = 4.8 MW | Landfill Gas | 4.8 | 4.8 |  | 4.8 | [10 empty] | EIA-860, EIA-860M and EIA-923 | 202406 | -87.8285 | 44.175
-9030704.635 | 3810580.473 | 39717 | 55927 | Jasper | 17539 | Dominion Energy South Carolina, Inc | Electric Utility | 10719 Purrysburg Road | Hardeeville | Jasper | South Carolina | 29927 | natural gas | Natural Gas = 895 MW | Natural Gas Fired Combined Cycle | 1068.2 | 895 | [6 empty] | 895 | [5 empty] | EIA-860, EIA-860M and EIA-923 | 202406 | -81.1242 | 32.3594
-9544967.2866 | 4260105.3814 | 39718 | 55928 | McMinnville | 12186 | McMinnville Electric System | Electric Utility | 200 West Morford St. | McMinnville | Warren | Tennessee | 37111 | petroleum | Biomass = 1.8 MW, Petroleum = 19.8 MW | Other Waste Biomass; Petroleum Liquids; | 24 | 21.6 |  | 1.8 | [6 empty] | 19.8 |  |  |  | EIA-860, EIA-860M and EIA-923 | 202406 | -85.7439 | 35.705
-11744209.6183 | 4864679.698 | 39719 | 55931 | Boulder City Silver Lake Hydro | 1994 | Boulder City of | IPP Non-CHP | 35461 Highway 72 | Boulder | Boulder | Colorado | 80306 | hydroelectric | Hydroelectric = 3.3 MW | Conventional Hydroelectric | 3.3 | 3.3 |  |  |  |  | 3.3 | [7 empty] | EIA-860, EIA-860M and EIA-923 | 202406 | -105.5 | 39.9913
-13524271.7282 | 4538637.6522 | 39720 | 55933 | Tracy Combined Cycle Power Plant | 7724 | MRP San Joaquin Energy LLC. | IPP Non-CHP | 1450 W. Schulte Road | Tracy | San Joaquin | California | 95377 | natural gas | Natural Gas = 320.1 MW | Natural Gas Fired Combined Cycle | 336.1 | 320.1 | [6 empty] | 320.1 | [5 empty] | EIA-860, EIA-860M and EIA-923 | 202406 | -121.4906 | 37.7107
-13063709.5989 | 4036942.031 | 39721 | 55934 | Century Generating Facility | 4382 | Colton Power LP | IPP Non-CHP | 661 South Cooley Dr | Colton | San Bernardino | California | 92324 | natural gas | Natural Gas = 38 MW | Natural Gas Fired Combustion Turbine | 44.8 | 38 | [6 empty] | 38 | [5 empty] | EIA-860, EIA-860M and EIA-923 | 202406 | -117.3533 | 34.0606
-13063698.467 | 4036982.3425 | 39722 | 55935 | Drews Generating Facility | 4382 | Colton Power LP | IPP Non-CHP | 559 Peper Ave | Colton | San Bernardino | California | 92324 | natural gas | Natural Gas = 38 MW | Natural Gas Fired Combustion Turbine | 44.8 | 38 | [6 empty] | 38 | [5 empty] | EIA-860, EIA-860M and EIA-923 | 202406 | -117.3532 | 34.0609
-9918689.0811 | 5196742.7382 | 39723 | 55936 | NRG Rockford II Energy Center | 60504 | Rockford Generation LLC | IPP Non-CHP | 136 Harrison Ave | Rockford | Winnebago | Illinois | 61104 | natural gas | Natural Gas = 180.9 MW | Natural Gas Fired Combustion Turbine | 168 | 180.9 | [6 empty] | 180.9 | [5 empty] | EIA-860, EIA-860M and EIA-923 | 202406 | -89.1011 | 42.2383
-8256254.9376 | 4875145.1312 | 39724 | 55938 | NAEA Ocean Peaking Power LLC | 60789 | Essential Power Operating Company, LLC | IPP Non-CHP | 123 Energy Way | Lakewood | Ocean | New Jersey | 8701 | natural gas | Natural Gas = 325.6 MW | Natural Gas Fired Combustion Turbine | 383 | 325.6 | [6 empty] | 325.6 | [5 empty] | EIA-860, EIA-860M and EIA-923 | 202406 | -74.1672 | 40.0633
-8702648.5447 | 4717613.9256 | 39725 | 55939 | Warren County | 19876 | Virginia Electric & Power Co | Electric Utility | Rockland Rd and Kelly Dr | Front Royal | Warren | Virginia | 22630 | natural gas | Natural Gas = 1370 MW | Natural Gas Fired Combined Cycle | 1472.2 | 1370 | [6 empty] | 1370 | [5 empty] | EIA-860, EIA-860M and EIA-923 | 202406 | -78.1772 | 38.9717
-13329113.5214 | 4229187.3247 | 39726 | 55950 | Elk Hills Cogen | 13989 | California Resources Elk Hills LLC | Industrial CHP | 28590 Hwy 119 | Tupman | Kern | California | 93276 | natural gas | Natural Gas = 46.6 MW | Natural Gas Fired Combustion Turbine | 46.6 | 46.6 | [6 empty] | 46.6 | [5 empty] | EIA-860, EIA-860M and EIA-923 | 202406 | -119.7375 | 35.4791
-13064488.8353 | 4034362.3902 | 39727 | 55951 | Agua Mansa Power Plant | 5532 | E I Colton LLC | Electric Utility | 2040 Agua Mansa Road | Colton | San Bernardino | California | 92324 | natural gas | Natural Gas = 40 MW | Natural Gas Fired Combustion Turbine | 60.5 | 40 | [6 empty] | 40 | [5 empty] | EIA-860, EIA-860M and EIA-923 | 202406 | -117.3603 | 34.0414
-8563437.3989 | 4391704.9466 | 39728 | 55953 | Pretlow | 6715 | City of Franklin - (VA) | Electric Utility | 226 Progress Parkway | Franklin | Southampton | Virginia | 23851 | petroleum | Petroleum = 3.2 MW | Petroleum Liquids | 3.2 | 3.2 | [8 empty] | 3.2 |  |  |  | EIA-860, EIA-860M and EIA-923 | 202406 | -76.9267 | 36.6592
-8562911.6369 | 4394634.8695 | 39729 | 55954 | Downtown | 6715 | City of Franklin - (VA) | Electric Utility | 404 Mechanic Street | Franklin | Southampton | Virginia | 23851 | petroleum | Petroleum = 3.2 MW | Petroleum Liquids | 3.2 | 3.2 | [8 empty] | 3.2 |  |  |  | EIA-860, EIA-860M and EIA-923 | 202406 | -76.9219 | 36.6803
-13557676.3696 | 4581463.4995 | 39730 | 55963 | Riverview Energy Center | 2874 | Gilroy Energy Center for Riverview | IPP Non-CHP | 795 Minaker Road | Antioch | Contra Costa | California | 94509 | natural gas | Natural Gas = 47 MW | Natural Gas Fired Combustion Turbine | 47 | 47 | [6 empty] | 47 | [5 empty] | EIA-860, EIA-860M and EIA-923 | 202406 | -121.7907 | 38.0144
-8547768.6239 | 4699862.887 | 39731 | 55964 | Brown Station Road Plant II | 15380 | Prince George's County | Commercial Non-CHP | 3500-C Brown Station Rd. | Upper Marlboro | Prince Georges | Maryland | 20774 | biomass | Biomass = 3.2 MW | Landfill Gas | 4 | 3.2 |  | 3.2 | [10 empty] | EIA-860, EIA-860M and EIA-923 | 202406 | -76.7859 | 38.8476
-9466274.2028 | 3949369.841 | 39732 | 55965 | Wansley Combined Cycle | 17650 | Southern Power Co | IPP Non-CHP | 3461 Hollingsworth Ferry Road | Franklin | Heard | Georgia | 30217 | natural gas | Natural Gas = 1184.8 MW | Natural Gas Fired Combined Cycle | 1239 | 1184.8 | [6 empty] | 1184.8 | [5 empty] | EIA-860, EIA-860M and EIA-923 | 202406 | -85.037 | 33.4064
-16851289.9286 | 8551927.0268 | 39733 | 55966 | Nikiski Combined Cycle | 19558 | Homer Electric Assn Inc | Electric Utility | Milepost 21.4 Spur Highway | Nikiski | Kenai Peninsula | Alaska | 99635 | natural gas | Natural Gas = 75.9 MW | Natural Gas Fired Combined Cycle | 80.8 | 75.9 | [6 empty] | 75.9 | [5 empty] | EIA-860, EIA-860M and EIA-923 | 202406 | -151.3777 | 60.6765
-11158181.74 | 3819901.2962 | 39734 | 55968 | Trent Wind Farm | 19171 | Trent Wind Farm LLC | IPP Non-CHP | 1423 CR 131 | Trent | Nolan | Texas | 79561 | wind | Wind = 152 MW | Onshore Wind Turbine | 152 | 152 | [10 empty] | 152 |  | EIA-860, EIA-860M and EIA-923 | 202406 | -100.2357 | 32.4301
-8056876.7202 | 5027993.6665 | 39735 | 55969 | Hawkeye Energy Greenport LLC | 7308 | Hawkeye Energy Greenport LLC | IPP Non-CHP | 1885 Moores Lane | Greenport | SUFFOLK | New York | 11944 | petroleum | Petroleum = 53.4 MW | Petroleum Liquids | 54 | 53.4 | [8 empty] | 53.4 |  |  |  | EIA-860, EIA-860M and EIA-923 | 202406 | -72.3762 | 41.106
-13483459.5538 | 4627351.9431 | 39736 | 55970 | Cosumnes | 16534 | Sacramento Municipal Util Dist | Electric Utility | Twin Cities Rd. | Herald | Sacramento | California | 95638 | natural gas | Natural Gas = 545 MW | Natural Gas Fired Combined Cycle | 556.8 | 545 | [6 empty] | 545 | [5 empty] | EIA-860, EIA-860M and EIA-923 | 202406 | -121.124 | 38.3385
-10682666.5088 | 5004661.8763 | 39737 | 55972 | Cass County | 14127 | Omaha Public Power District | Electric Utility | 3520 Mill Road | Plattsmouth | Cass | Nebraska | 68507 | natural gas | Natural Gas = 323.8 MW | Natural Gas Fired Combustion Turbine | 345 | 323.8 | [6 empty] | 323.8 | [5 empty] | EIA-860, EIA-860M and EIA-923 | 202406 | -95.964 | 40.9479
-8590213.4099 | 4847431.5883 | 39738 | 55976 | Hunterstown Power Plant | 61913 | Kestrel Acquisition, LLC | IPP Non-CHP | 1731 Hunterstown Road | Gettysburg | Adams | Pennsylvania | 17325 | natural gas | Natural Gas = 810.5 MW | Natural Gas Fired Combined Cycle | 898 | 810.5 | [6 empty] | 810.5 | [5 empty] | EIA-860, EIA-860M and EIA-923 | 202406 | -77.1672 | 39.8725
-12046470.0883 | 4399681.6457 | 39739 | 55977 | Bluffview | 6204 | City of Farmington - (NM) | Electric Utility | 755 Murray Drive | Farmington | San Juan | New Mexico | 87401 | natural gas | Natural Gas = 58 MW | Natural Gas Fired Combined Cycle | 67 | 58 | [6 empty] | 58 | [5 empty] | EIA-860, EIA-860M and EIA-923 | 202406 | -108.2153 | 36.7166
-12872807.8041 | 3915669.6971 | 39740 | 55983 | Salton Sea Power LLC - Unit 5 | 49899 | CalEnergy Operating Corporation | IPP Non-CHP | 6922 Crummer Rd. | Calipatria | Imperial | California | 92233 | geothermal | Geothermal = 46MW | Geothermal | 58.3 | 46 |  |  |  | 46 | [8 empty] | EIA-860, EIA-860M and EIA-923 | 202406 | -115.6384 | 33.1533
-12858670.2288 | 3917478.1583 | 39741 | 55984 | CE Turbo LLC | 49899 | CalEnergy Operating Corporation | IPP Non-CHP | 7001 Gentry Rd. | Calipatria | Imperial | California | 92233 | geothermal | Geothermal = 10MW | Geothermal | 11.5 | 10 |  |  |  | 10 | [8 empty] | EIA-860, EIA-860M and EIA-923 | 202406 | -115.5114 | 33.1669
-13037491.4098 | 3911202.9356 | 39742 | 55985 | Palomar Energy | 16609 | San Diego Gas & Electric Co | Electric Utility | 2300 Harveson Place | Escondido | San Diego | California | 92029 | natural gas | Natural Gas = 581.4 MW | Natural Gas Fired Combined Cycle | 559 | 581.4 | [6 empty] | 581.4 | [5 empty] | EIA-860, EIA-860M and EIA-923 | 202406 | -117.1178 | 33.1197
-8854040.6031 | 4747890.032 | 39743 | 55986 | Mountaineer Wind Energy Center | 65240 | Sequitur Renewables, LLC | IPP Non-CHP | 22752 Seneca Trail | Thomas | Tucker | West Virginia | 26292 | wind | Wind = 66 MW | Onshore Wind Turbine | 66 | 66 | [10 empty] | 66 |  | EIA-860, EIA-860M and EIA-923 | 202406 | -79.5372 | 39.1828
-13226564.0027 | 5782399.0637 | 39744 | 55989 | FPL Energy Vansycle LLC (OR) | 6607 | FPL Energy Vansycle LLC | IPP Non-CHP | 356 Touchet Gardena Road | Touchet | Umatilla | Oregon | 97835 | wind | Wind = 122.8 MW | Onshore Wind Turbine | 122.8 | 122.8 | [10 empty] | 122.8 |  | EIA-860, EIA-860M and EIA-923 | 202406 | -118.8162 | 46.0128
-8990295.6599 | 5144520.0809 | 39745 | 55990 | Ashtabula | 58115 | DTE Ashtabula, LLC | IPP CHP | 2700 Middle Road | Ashtabula | Ashtabula | Ohio | 44004 | natural gas | Natural Gas = 23.4 MW | Natural Gas Fired Combined Cycle | 26.1 | 23.4 | [6 empty] | 23.4 | [5 empty] | EIA-860, EIA-860M and EIA-923 | 202406 | -80.7612 | 41.89
-13248134.0465 | 4836346.3245 | 39746 | 55991 | Brady | 34691 | Ormat Nevada Inc | IPP Non-CHP | 10750 I-80 East, Exit 65 | Fallon | Churchill | Nevada | 89406 | geothermal | Geothermal = 14.3MW, Solar = 8 MW | Geothermal; Solar Photovoltaic; | 29.5 | 22.3 |  |  |  | 14.3 | [5 empty] | 8 |  |  | EIA-860, EIA-860M and EIA-923 | 202406 | -119.01 | 39.796
-11364239.4608 | 3622078.5035 | 39747 | 55992 | Desert Sky | 49796 | Desert Sky Wind Farm LP | IPP Non-CHP | 8135 E Hwy 190 | Iraan | Pecos | Texas | 79744 | wind | Wind = 167.7 MW | Onshore Wind Turbine | 167.7 | 167.7 | [10 empty] | 167.7 |  | EIA-860, EIA-860M and EIA-923 | 202406 | -102.0867 | 30.9178
-11274495.5797 | 6110394.3012 | 39748 | 55995 | Minot Wind Project | 1307 | Basin Electric Power Coop | Electric Utility | Hwy 83 & County 20 205 Ave S E | Minot | Ward | North Dakota | 58701 | wind | Wind = 4.5 MW | Onshore Wind Turbine | 4.5 | 4.5 | [10 empty] | 4.5 |  | EIA-860, EIA-860M and EIA-923 | 202406 | -101.2805 | 48.0213
-10204238.0465 | 5156497.129 | 39749 | 55996 | Alliant SBD0201 Ingredion | 361 | Industrial Energy Applications Inc | IPP Non-CHP | 1001 1st St SW | Cedar Rapids | Linn | Iowa | 52405 | petroleum | Petroleum = 6.1 MW | Petroleum Liquids | 6.1 | 6.1 | [8 empty] | 6.1 |  |  |  | EIA-860, EIA-860M and EIA-923 | 202406 | -91.6662 | 41.9701
-8645817.4956 | 4853002.9454 | 39750 | 55997 | Orchard Park | 3329 | Borough of Chambersburg | Electric Utility | 1489 Sheffler Drive | Chambersburg | Franklin | Pennsylvania | 17201 | natural gas | Natural Gas = 23.2 MW | Natural Gas Internal Combustion Engine | 24 | 23.2 | [6 empty] | 23.2 | [5 empty] | EIA-860, EIA-860M and EIA-923 | 202406 | -77.6667 | 39.9109
-8399523.1222 | 5094299.048 | 39751 | 56001 | Waymart Wind | 65240 | Sequitur Renewables, LLC | IPP Non-CHP | 1200 Flat Rock Rd | Forest City | Wayne | Pennsylvania | 18472 | wind | Wind = 64.5 MW | Onshore Wind Turbine | 64.5 | 64.5 | [10 empty] | 64.5 |  | EIA-860, EIA-860M and EIA-923 | 202406 | -75.4542 | 41.5533
-10720468.9381 | 5397048.7386 | 39752 | 56002 | Minwind | 60580 | Community Renewables, LLC | IPP Non-CHP | 41st Street and 80th Avenue | Luverne | Rock | Minnesota | 56156 | wind | Wind = 3.8 MW | Onshore Wind Turbine | 3.8 | 3.8 | [10 empty] | 3.8 |  | EIA-860, EIA-860M and EIA-923 | 202406 | -96.3036 | 43.5564
-8779211.6414 | 4645765.3317 | 39753 | 56004 | Mount Clinton | 8198 | City of Harrisonburg - (VA) | Electric Utility | 388 Mount Clinton Pike | Harrisonburg | Rockingham | Virginia | 22802 | petroleum | Petroleum = 19 MW | Petroleum Liquids | 24 | 19 | [8 empty] | 19 |  |  |  | EIA-860, EIA-860M and EIA-923 | 202406 | -78.865 | 38.4681
-8782918.5805 | 4636172.7543 | 39754 | 56005 | Pleasant Valley (VA) | 8198 | City of Harrisonburg - (VA) | Electric Utility | 611 Pleasant Valley Road | Harrisonburg | Rockingham | Virginia | 22801 | petroleum | Petroleum = 13 MW | Petroleum Liquids | 20.5 | 13 | [8 empty] | 13 |  |  |  | EIA-860, EIA-860M and EIA-923 | 202406 | -78.8983 | 38.4006
-10422839.0249 | 5320005.6033 | 39755 | 56010 | Hancock County Wind Energy Center | 6850 | FPL Energy Hancock County Wind, LLC | IPP Non-CHP | 1824 200th Street | Garner | Hancock | Iowa | 50438 | wind | Wind = 98 MW | Onshore Wind Turbine | 98 | 98 | [10 empty] | 98 |  | EIA-860, EIA-860M and EIA-923 | 202406 | -93.63 | 43.0528
-12994880.7578 | 4017689.4204 | 39756 | 56011 | Cabazon Wind Partners | 17058 | Shell Wind Energy Inc. | IPP Non-CHP | 14101 Rusmore Ave | Cabazon | Riverside | California | 56011 | wind | Wind = 41 MW | Onshore Wind Turbine | 41 | 41 | [10 empty] | 41 |  | EIA-860, EIA-860M and EIA-923 | 202406 | -116.735 | 33.9172
-12981831.6644 | 4018735.7989 | 39757 | 56012 | Whitewater Hill Wind Partners | 17058 | Shell Wind Energy Inc. | IPP Non-CHP | 63-665 19th Ave | North Palm Springs | Riverside | California | 92258 | wind | Wind = 61.5 MW | Onshore Wind Turbine | 61.5 | 61.5 | [10 empty] | 61.5 |  | EIA-860, EIA-860M and EIA-923 | 202406 | -116.6178 | 33.925
-10566415.8985 | 5088508.9983 | 39758 | 56013 | Exira | 20421 | Western Minnesota Mun Pwr Agny | Electric Utility | 3429 Jay Ave | Brayton | Audubon | Iowa | 50042 | natural gas | Natural Gas = 140.1 MW | Natural Gas Fired Combustion Turbine | 181.5 | 140.1 | [6 empty] | 140.1 | [5 empty] | EIA-860, EIA-860M and EIA-923 | 202406 | -94.9197 | 41.5144
-9411762.8292 | 3621194.2389 | 39759 | 56015 | Walton Bainbridge Power Facility | 60493 | Walton Bainbridge LLC | IPP Non-CHP | 1695 MartinLuther King Jr Blvd | Bainbridge | Decatur | Georgia | 39817 | petroleum | Petroleum = 74 MW | Petroleum Liquids | 80 | 74 | [8 empty] | 74 |  |  |  | EIA-860, EIA-860M and EIA-923 | 202406 | -84.5473 | 30.911
-13041234.1937 | 5897935.3734 | 39760 | 56016 | Grimes Way | 22040 | Washington State University | Commercial Non-CHP | Grimes Way | Pullman | Whitman | Washington | 99164 | natural gas | Natural Gas = 2 MW, Petroleum = 1.7 MW | Natural Gas Internal Combustion Engine; Petroleum Liquids; | 4 | 3.7 | [6 empty] | 2 |  | 1.7 |  |  |  | EIA-860, EIA-860M and EIA-923 | 202406 | -117.1514 | 46.7289
-9604923.9644 | 3917371.7705 | 39761 | 56018 | AMEA Peaking | 40614 | Alabama Municipal Elec Authority | Electric Utility | 125 Thompson Lane | Sylacauga | Talladega | Alabama | 35150 | natural gas | Natural Gas = 95 MW | Natural Gas Fired Combustion Turbine | 98.6 | 95 | [6 empty] | 95 | [5 empty] | EIA-860, EIA-860M and EIA-923 | 202406 | -86.2825 | 33.1661
-10796846.4652 | 4470903.8384 | 39762 | 56022 | Waste Water Plant Generator | 20813 | City of Winfield - (KS) | Electric Utility | 21st Ave. & Andrews St | Winfield | Cowley | Kansas | 67156 | petroleum | Petroleum = 1.6 MW | Petroleum Liquids | 1.6 | 1.6 | [8 empty] | 1.6 |  |  |  | EIA-860, EIA-860M and EIA-923 | 202406 | -96.9897 | 37.2278
-10293301.4315 | 5188236.2018 | 39763 | 56025 | Traer East | 19062 | City of Traer - (IA) | Electric Utility | 180th and QQ Avenue | Tracer | Tama | Iowa | 50675 | petroleum | Petroleum = 4 MW | Petroleum Liquids | 4 | 4 | [8 empty] | 4 |  |  |  | EIA-860, EIA-860M and EIA-923 | 202406 | -92.4663 | 42.1817
-13575500.9578 | 4491744.7907 | 39764 | 56026 | Donald Von Raesfeld Power Plant | 16655 | City of Santa Clara - (CA) | Electric Utility | 850 Duane Avenue | Santa Clara | Santa Clara | California | 95054 | natural gas | Natural Gas = 147.8 MW | Natural Gas Fired Combined Cycle | 154 | 147.8 | [6 empty] | 147.8 | [5 empty] | EIA-860, EIA-860M and EIA-923 | 202406 | -121.9508 | 37.3767
-9819368.6069 | 5515159.4426 | 39765 | 56031 | Fox Energy Center | 20860 | Wisconsin Public Service Corp | Electric Utility | 310 East Frontage Road | Wrightstown | Outagamie | Wisconsin | 54130 | natural gas | Natural Gas = 577.5 MW | Natural Gas Fired Combined Cycle | 618.8 | 577.5 | [6 empty] | 577.5 | [5 empty] | EIA-860, EIA-860M and EIA-923 | 202406 | -88.2089 | 44.3204
-8189585.6945 | 4959958.0383 | 39766 | 56032 | Equus Freeport Power | 49845 | Equus Power I, L.P. | IPP Non-CHP | 289 Buffalo Avenue | Village of Freeport | Nassau | New York | 11520 | natural gas | Natural Gas = 94 MW | Natural Gas Fired Combustion Turbine | 120 | 94 | [6 empty] | 94 | [5 empty] | EIA-860, EIA-860M and EIA-923 | 202406 | -73.5683 | 40.6439
-8673924.5538 | 4258644.675 | 39767 | 56035 | Smithfield Packaged Meats Corp. | 18065 | Smithfield Packaged Meats Corp. | Industrial Non-CHP | 2401 Wilco Blvd | Wilson | Wilson | North Carolina | 27893 | petroleum | Petroleum = 2.6 MW | Petroleum Liquids | 2.8 | 2.6 | [8 empty] | 2.6 |  |  |  | EIA-860, EIA-860M and EIA-923 | 202406 | -77.9192 | 35.6943
-13613939.578 | 4554846.3388 | 39768 | 56036 | WWTP Power Generation Station | 5571 | East Bay Municipal Util Dist | Commercial CHP | 2020 Wake Avenue | Oakland | Alameda | California | 94607 | biomass | Biomass = 6 MW | Other Waste Biomass | 6.6 | 6 |  | 6 | [10 empty] | EIA-860, EIA-860M and EIA-923 | 202406 | -122.2961 | 37.8258
-8564418.2349 | 4719644.0498 | 39769 | 56038 | UMCP CHP Plant | 19165 | Trigen-Cinergy Solutions College Park | IPP CHP | UMCP Campus Bldg 001 | College Park | Prince Georges | Maryland | 20742 | natural gas | Natural Gas = 20.8 MW | Natural Gas Fired Combustion Turbine; Natural Gas Steam Turbine; | 27.4 | 20.8 | [6 empty] | 20.8 | [5 empty] | EIA-860, EIA-860M and EIA-923 | 202406 | -76.9355 | 38.9858
-13160401.7086 | 4028614.0419 | 39770 | 56039 | H. Gonzales | 19798 | City of Vernon | Electric Utility | 4990 Seville Avenue | Vernon | Los Angeles | California | 90058 | natural gas | Natural Gas = 10.8 MW | Natural Gas Fired Combustion Turbine | 11.8 | 10.8 | [6 empty] | 10.8 | [5 empty] | EIA-860, EIA-860M and EIA-923 | 202406 | -118.2219 | 33.9986
-13160401.7086 | 4028614.0419 | 39771 | 56041 | Malburg | 19798 | City of Vernon | Electric Utility | 4990 Seville Avenue | Vernon | Los Angeles | California | 90058 | natural gas | Natural Gas = 139 MW | Natural Gas Fired Combined Cycle | 130 | 139 | [6 empty] | 139 | [5 empty] | EIA-860, EIA-860M and EIA-923 | 202406 | -118.2219 | 33.9986
-13170798.9491 | 4052808.9281 | 39772 | 56046 | Magnolia Power Project | 2507 | City of Burbank Water and Power | Electric Utility | 110 West Magnolia Boulevard | Burbank | Los Angeles | California | 91502 | natural gas | Natural Gas = 301 MW | Natural Gas Fired Combined Cycle | 387.6 | 301 | [6 empty] | 301 | [5 empty] | EIA-860, EIA-860M and EIA-923 | 202406 | -118.3153 | 34.1786
-8140027.1478 | 5083586.1448 | 39773 | 56047 | CPV Towantic Energy Center | 19002 | CPV Towantic, LLC | IPP Non-CHP | Woodruff Hill Road | Oxford | New Haven | Connecticut | 6478 | natural gas | Natural Gas = 769.9 MW | Natural Gas Fired Combined Cycle | 841.5 | 769.9 | [6 empty] | 769.9 | [5 empty] | EIA-860, EIA-860M and EIA-923 | 202406 | -73.1231 | 41.4812
-8527007.3163 | 4762387.712 | 39774 | 56050 | Inner Harbor East Heating | 19198 | Trigen Inner Harbor East, LLC | Commercial CHP | 1001 Fleet Street | Baltimore | Baltimore City | Maryland | 21202 | natural gas | Natural Gas = 2.1 MW | Natural Gas Internal Combustion Engine | 2.1 | 2.1 | [6 empty] | 2.1 | [5 empty] | EIA-860, EIA-860M and EIA-923 | 202406 | -76.5994 | 39.2837
-13159533.4166 | 3997746.0378 | 39775 | 56051 | THUMS | 18986 | THUMS Long Beach Company | Industrial Non-CHP | 1411 Pier D Street | Long Beach | Los Angeles | California | 90802 | natural gas | Natural Gas = 45 MW | Natural Gas Fired Combustion Turbine | 57.4 | 45 | [6 empty] | 45 | [5 empty] | EIA-860, EIA-860M and EIA-923 | 202406 | -118.2141 | 33.7684
-8794467.6437 | 4835579.4756 | 39776 | 56052 | Meyersdale Windpower, LLC | 65240 | Sequitur Renewables, LLC | IPP Non-CHP | 1773 Sandspring Rd | Meyersdale | Somerset | Pennsylvania | 15552 | wind | Wind = 30 MW | Onshore Wind Turbine | 30 | 30 | [10 empty] | 30 |  | EIA-860, EIA-860M and EIA-923 | 202406 | -79.002 | 39.7907
-9795290.535 | 4766254.0426 | 39777 | 56053 | Casey City of | 3153 | City of Casey - (IL) | Electric Utility | 910 N Central | Casey | Clark | Illinois | 62420 | petroleum | Petroleum = 5.4 MW | Petroleum Liquids | 5.4 | 5.4 | [8 empty] | 5.4 |  |  |  | EIA-860, EIA-860M and EIA-923 | 202406 | -87.9926 | 39.3106
-10336134.7226 | 5462113.4457 | 39778 | 56054 | G McNeilus Wind Farm Dodge Center | 6985 | Justin McNeilus | IPP Non-CHP | 65742 State Highway 56 | Dodge Center | Dodge | Minnesota | 55927 | wind | Wind = 43 MW | Onshore Wind Turbine | 43 | 43 | [10 empty] | 43 |  | EIA-860, EIA-860M and EIA-923 | 202406 | -92.8511 | 43.9785
-17365407.6423 | 2363978.4773 | 39779 | 56055 | Hana Substation | 11843 | Maui Electric Co Ltd | Electric Utility | 0 Kawai Ola Place | Hana | Maui | Hawaii | 96713 | petroleum | Petroleum = 2 MW | Petroleum Liquids | 2 | 2 | [8 empty] | 2 |  |  |  | EIA-860, EIA-860M and EIA-923 | 202406 | -155.9961 | 20.7658
-8904459.8722 | 4290222.9463 | 39780 | 56059 | High Point, Fairfield | 13630 | North Carolina Mun Power Agny #1 | Electric Utility | 540 West Fairfield Road | High Point | Guilford | North Carolina | 27263 | petroleum | Petroleum = 1.8 MW | Petroleum Liquids | 1.8 | 1.8 | [8 empty] | 1.8 |  |  |  | EIA-860, EIA-860M and EIA-923 | 202406 | -79.9901 | 35.9244
-9010501.1493 | 4272925.3721 | 39781 | 56062 | Statesville, Highway 64 | 13630 | North Carolina Mun Power Agny #1 | Electric Utility | Highway 64 West | Statesville | Iredell | North Carolina | 28677 | petroleum | Petroleum = 1.8 MW | Petroleum Liquids | 1.8 | 1.8 | [8 empty] | 1.8 |  |  |  | EIA-860, EIA-860M and EIA-923 | 202406 | -80.9427 | 35.7985
-9075043.1882 | 4205216.0945 | 39782 | 56063 | Shelby, Toms Street | 13630 | North Carolina Mun Power Agny #1 | Electric Utility | 1120 Toms Street | Shelby | Cleveland | North Carolina | 28150 | petroleum | Petroleum = 1.8 MW | Petroleum Liquids | 1.8 | 1.8 | [8 empty] | 1.8 |  |  |  | EIA-860, EIA-860M and EIA-923 | 202406 | -81.5225 | 35.3036
-9090620.1245 | 4262271.578 | 39783 | 56064 | Morganton, Parker Road | 13630 | North Carolina Mun Power Agny #1 | Electric Utility | 193 West Parker Road | Morganton | Burke | North Carolina | 28655 | petroleum | Petroleum = 1.8 MW | Petroleum Liquids | 1.8 | 1.8 | [8 empty] | 1.8 |  |  |  | EIA-860, EIA-860M and EIA-923 | 202406 | -81.6624 | 35.7208
-8932515.7234 | 4277375.192 | 39784 | 56067 | Lexington Health Center | 13630 | North Carolina Mun Power Agny #1 | Electric Utility | 1104 North Salisbury Street | Lexington | Davidson | North Carolina | 27292 | petroleum | Petroleum = 1.8 MW | Petroleum Liquids | 1.8 | 1.8 | [8 empty] | 1.8 |  |  |  | EIA-860, EIA-860M and EIA-923 | 202406 | -80.2422 | 35.8309
-9777591.6265 | 5289046.6444 | 39785 | 56068 | Elm Road Generating Station | 20847 | Wisconsin Electric Power Co | Electric Utility | 10800 S. Chicago Road | Oak Creek | Milwaukee | Wisconsin | 53154 | coal | Coal = 1270.8 MW | Conventional Steam Coal | 1402.6 | 1270.8 |  |  | 1270.8 | [9 empty] | EIA-860, EIA-860M and EIA-923 | 202406 | -87.8336 | 42.8492
-9898061.5795 | 5459300.5709 | 39786 | 56069 | Berlin Landfill Gas | 54842 | WM Renewable Energy LLC | IPP Non-CHP | W694 White Ridge Rod | Berlin | Green Lake | Wisconsin | 54923 | biomass | Biomass = 2.4 MW | Landfill Gas | 2.4 | 2.4 |  | 2.4 | [10 empty] | EIA-860, EIA-860M and EIA-923 | 202406 | -88.9158 | 43.9603
-9949146.0938 | 5324187.0827 | 39787 | 56070 | Diesel Generators | 11479 | Madison Gas & Electric Co | Electric Utility | 115 N. Livingston Street | Madison | Dane | Wisconsin | 53703 | petroleum | Petroleum = 54.1 MW | Petroleum Liquids | 54 | 54.1 | [8 empty] | 54.1 |  |  |  | EIA-860, EIA-860M and EIA-923 | 202406 | -89.3747 | 43.0802
-10209232.9521 | 5165131.1719 | 39788 | 56073 | Alliant SBG 9802 Toyota | 361 | Industrial Energy Applications Inc | IPP Non-CHP | 5005 N. River Blvd NE | Cedar Rapids | Linn | Iowa | 52411 | natural gas | Natural Gas = 1 MW | Natural Gas Internal Combustion Engine | 1 | 1 | [6 empty] | 1 | [5 empty] | EIA-860, EIA-860M and EIA-923 | 202406 | -91.7111 | 42.0277
-13559303.9719 | 4598953.1222 | 39789 | 56075 | High Winds LLC | 8565 | FPLE High Winds, LLC | IPP Non-CHP | 6700 Birds Landing Rd. | Birds Landing | Solano | California | 94512 | wind | Wind = 162 MW | Onshore Wind Turbine | 162 | 162 | [10 empty] | 162 |  | EIA-860, EIA-860M and EIA-923 | 202406 | -121.8053 | 38.1381
-9660290.4942 | 3972917.952 | 39790 | 56076 | ABC Coke | 5321 | ABC Coke - Drummond Co, Inc | Industrial CHP | 900 Huntsville Ave | Tarrant | Jefferson | Alabama | 35217 | natural gas | Natural Gas = 3.8 MW | Natural Gas Steam Turbine | 3.8 | 3.8 | [6 empty] | 3.8 | [5 empty] | EIA-860, EIA-860M and EIA-923 | 202406 | -86.7799 | 33.5828
-13458036.6311 | 4507319.6881 | 39791 | 56078 | Walnut Energy Center | 19281 | Turlock Irrigation District | Electric Utility | 600 S. Washington Road | Turlock | Stanislaus | California | 95380 | natural gas | Natural Gas = 269 MW | Natural Gas Fired Combined Cycle | 300.6 | 269 | [6 empty] | 269 | [5 empty] | EIA-860, EIA-860M and EIA-923 | 202406 | -120.8956 | 37.4878
-13575011.1521 | 4499830.7584 | 39792 | 56080 | SJ/SC WPCP | 16657 | San Jose/Santa Clara Water P C | Commercial CHP | 700 Los Esteros Road | San Jose | Santa Clara | California | 95134 | natural gas | Natural Gas = 12.8 MW | Natural Gas Internal Combustion Engine | 14 | 12.8 | [6 empty] | 12.8 | [5 empty] | EIA-860, EIA-860M and EIA-923 | 202406 | -121.9464 | 37.4344
-10973576.0643 | 4143621.3224 | 39793 | 56081 | Blue Canyon Windpower | 1881 | Blue Canyon Windpower LLC | IPP Non-CHP | 3109 State Hwy 19 | Carnegie | Comanche | Oklahoma | 73015 | wind | Wind = 74.3 MW | Onshore Wind Turbine | 74.3 | 74.3 | [10 empty] | 74.3 |  | EIA-860, EIA-860M and EIA-923 | 202406 | -98.5773 | 34.8508
-13119558.5874 | 4019782.2732 | 39794 | 56090 | Blacksand Generating Facility | 61143 | Bridge Energy LLC | Industrial Non-CHP | 2000 Tonner Canyon Road | Brea | Orange | California | 92821 | natural gas | Natural Gas = 5.8 MW | Natural Gas Fired Combustion Turbine | 8 | 5.8 | [6 empty] | 5.8 | [5 empty] | EIA-860, EIA-860M and EIA-923 | 202406 | -117.855 | 33.9328
-11076289.3339 | 5550829.2625 | 39795 | 56092 | South Dakota Wind Energy Cente | 34721 | FPL Energy South Dakota Wind LLC | IPP Non-CHP | 33716 207th St | Highmore | Hyde | South Dakota | 57345 | wind | Wind = 40.5 MW | Onshore Wind Turbine | 40.5 | 40.5 | [10 empty] | 40.5 |  | EIA-860, EIA-860M and EIA-923 | 202406 | -99.5 | 44.5492
-12306993.0963 | 5054825.9685 | 39796 | 56093 | TransAlta Wyoming Wind | 58528 | NextEra Energy Operating Services LLC | IPP Non-CHP | 3287 Divide Rd | Evanston | Uinta | Wyoming | 82930 | wind | Wind = 142.2 MW | Onshore Wind Turbine | 144 | 142.2 | [10 empty] | 142.2 |  | EIA-860, EIA-860M and EIA-923 | 202406 | -110.5556 | 41.2874
-11058483.4474 | 4384047.7234 | 39797 | 56094 | Oklahoma Wind Energy Center | 34719 | FPL Energy Oklahoma Wind LLC | IPP Non-CHP | 3/8 mi W of Intrscn EW30/NS208 | Woodward | Woodward | Oklahoma | 73801 | wind | Wind = 102 MW | Onshore Wind Turbine | 102 | 102 | [10 empty] | 102 |  | EIA-860, EIA-860M and EIA-923 | 202406 | -99.34 | 36.604
-11582495.794 | 4114478.3641 | 39798 | 56097 | New Mexico Wind Energy Center | 34717 | FPL Energy New Mexico Wind LLC | IPP Non-CHP | 1561 State Highway 252 | House | Quay | New Mexico | 88121 | wind | Wind = 204 MW | Onshore Wind Turbine | 204 | 204 | [10 empty] | 204 |  | EIA-860, EIA-860M and EIA-923 | 202406 | -104.0473 | 34.6357
-10804731.5587 | 6007107.8371 | 39799 | 56098 | Hillsboro | 8628 | City of Hillsboro - (ND) | Electric Utility | 603 South Main | Hillsboro | Traill | North Dakota | 58045 | petroleum | Petroleum = 4 MW | Petroleum Liquids | 4 | 4 | [8 empty] | 4 |  |  |  | EIA-860, EIA-860M and EIA-923 | 202406 | -97.0606 | 47.3969
-11009314.6302 | 5832934.1908 | 39800 | 56099 | FPL Energy North Dakota Wind I/II | 34723 | FPL Energy North Dakota Wind LLC | IPP Non-CHP | 7305 74th Ave., SE | Edgeley | LaMoure | North Dakota | 58433 | wind | Wind = 61.5 MW | Onshore Wind Turbine | 61.5 | 61.5 | [10 empty] | 61.5 |  | EIA-860, EIA-860M and EIA-923 | 202406 | -98.8984 | 46.3272
-10248038.9266 | 5461450.4416 | 39801 | 56100 | St. Charles Power Plant | 17862 | City of St Charles - (MN) | Electric Utility | 461 4th Street East | St. Charles | Winona | Minnesota | 55972 | petroleum | Petroleum = 8 MW | Petroleum Liquids | 8.8 | 8 | [8 empty] | 8 |  |  |  | EIA-860, EIA-860M and EIA-923 | 202406 | -92.0597 | 43.9742
-12455921.8771 | 4840028.2531 | 39802 | 56102 | Currant Creek | 14354 | PacifiCorp | Electric Utility | 2096 West 300 North | Mona | Juab | Utah | 84645 | natural gas | Natural Gas = 524 MW | Natural Gas Fired Combined Cycle | 566.9 | 524 | [6 empty] | 524 | [5 empty] | EIA-860, EIA-860M and EIA-923 | 202406 | -111.8935 | 39.8214
-10464366.093 | 5496258.6598 | 39803 | 56104 | Mankato Energy Center | 63705 | MEC Holdings, LLC | IPP Non-CHP | 1 Fazio Lane | Mankato | Blue Earth | Minnesota | 56001 | natural gas | Natural Gas = 654 MW | Natural Gas Fired Combined Cycle | 740.8 | 654 | [6 empty] | 654 | [5 empty] | EIA-860, EIA-860M and EIA-923 | 202406 | -94.003 | 44.1988
-11543641.9521 | 5052781.7476 | 39804 | 56106 | Kimball Wind | 61369 | Kimball Wind, LLC | IPP Non-CHP | Northwest of Kimball | Kimball | Kimball | Nebraska | 69145 | wind | Wind = 30 MW | Onshore Wind Turbine | 30 | 30 | [10 empty] | 30 |  | EIA-860, EIA-860M and EIA-923 | 202406 | -103.6983 | 41.2736
-10246213.2869 | 3536421.5582 | 39805 | 56108 | T J Labbe Electric Generating | 50111 | Lafayette Utilities System | Electric Utility | 208 Renaud Dr | Lafayette | Lafayette | Louisiana | 70507 | natural gas | Natural Gas = 95.5 MW | Natural Gas Fired Combustion Turbine | 100.8 | 95.5 | [6 empty] | 95.5 | [5 empty] | EIA-860, EIA-860M and EIA-923 | 202406 | -92.0433 | 30.2554
-11259719.8097 | 3888394.5795 | 39806 | 56111 | Brazos Wind Farm | 17058 | Shell Wind Energy Inc. | IPP Non-CHP | 968 Main Street | Fluvanna | Scurry | Texas | 79517 | wind | Wind = 182.4 MW | Onshore Wind Turbine | 182.4 | 182.4 | [10 empty] | 182.4 |  | EIA-860, EIA-860M and EIA-923 | 202406 | -101.1478 | 32.9479
-12978895.2789 | 4017273.5786 | 39807 | 56112 | Mountain View III | 15399 | Avangrid Renewables LLC | IPP Non-CHP | 19020 Indian Avenue | North Palm Springs | Riverside | California | 92258 | wind | Wind = 22.4 MW | Onshore Wind Turbine | 22.4 | 22.4 | [10 empty] | 22.4 |  | EIA-860, EIA-860M and EIA-923 | 202406 | -116.5914 | 33.9141
-9983655.1359 | 4684739.561 | 39808 | 56114 | IMEA Highland | 8573 | City of Highland | Electric Utility | 501 Ninth Street | Highland | Madison | Illinois | 62249 | petroleum | Petroleum = 3.6 MW | Petroleum Liquids | 3.6 | 3.6 | [8 empty] | 3.6 |  |  |  | EIA-860, EIA-860M and EIA-923 | 202406 | -89.6847 | 38.7417
-9847600.4543 | 4673912.7227 | 39809 | 56116 | IMEA Flora | 9286 | Illinois Municipal Elec Agency | Electric Utility | 2 Commercial Drive | Flora | Clay | Illinois | 62839 | petroleum | Petroleum = 9 MW | Petroleum Liquids | 9 | 9 | [8 empty] | 9 |  |  |  | EIA-860, EIA-860M and EIA-923 | 202406 | -88.4625 | 38.6658
-9847711.7738 | 4674411.7314 | 39810 | 56117 | Flora Site A | 6417 | City of Flora - (IL) | Electric Utility | #3 Commercial Drive | Flora | Clay | Illinois | 62839 | petroleum | Petroleum = 5.4 MW | Petroleum Liquids | 5.4 | 5.4 | [8 empty] | 5.4 |  |  |  | EIA-860, EIA-860M and EIA-923 | 202406 | -88.4635 | 38.6693
-9850594.9486 | 4674711.1483 | 39811 | 56118 | Flora Site B | 6417 | City of Flora - (IL) | Electric Utility | 471 State Street | Flora | Clay | Illinois | 62839 | petroleum | Petroleum = 3.6 MW | Petroleum Liquids | 3.6 | 3.6 | [8 empty] | 3.6 |  |  |  | EIA-860, EIA-860M and EIA-923 | 202406 | -88.4894 | 38.6714
-8272774.75 | 4937449.2487 | 39812 | 56119 | Middlesex County Utilities Authority | 49775 | Middlesex County Utilities Authority | IPP CHP | 2571 Main Street | Sayreville | Middlesex | New Jersey | 8872 | biomass | Biomass = 18.8 MW | Landfill Gas | 22.5 | 18.8 |  | 18.8 | [10 empty] | EIA-860, EIA-860M and EIA-923 | 202406 | -74.3156 | 40.4903
-8935368.0627 | 4053137.5263 | 39813 | 56120 | Lee County Landfill | 17543 | South Carolina Public Service Authority | Electric Utility | 1431 Sumter Highway | Bishopville | Lee | South Carolina | 29010 | biomass | Biomass = 10.6 MW | Landfill Gas | 11.2 | 10.6 |  | 10.6 | [10 empty] | EIA-860, EIA-860M and EIA-923 | 202406 | -80.2678 | 34.181
-8993556.653 | 4042640.2712 | 39814 | 56122 | Richland County Landfill | 17543 | South Carolina Public Service Authority | Electric Utility | 1703 Screaming Eagle Road | Lugoff | Richland | South Carolina | 29078 | biomass | Biomass = 8.2 MW | Landfill Gas | 8.9 | 8.2 |  | 8.2 | [10 empty] | EIA-860, EIA-860M and EIA-923 | 202406 | -80.7905 | 34.103
-13256570.6167 | 4059094.5802 | 39815 | 56125 | Springville Hydroelectric | 30076 | Calleguas Mun Water District | IPP Non-CHP | 833 Via Zamora | Camarillo | Ventura | California | 93010 | hydroelectric | Hydroelectric = 1 MW | Conventional Hydroelectric | 1 | 1 |  |  |  |  | 1 | [7 empty] | EIA-860, EIA-860M and EIA-923 | 202406 | -119.0858 | 34.2253
-10284192.8255 | 4829530.7826 | 39816 | 56127 | Macon Energy Center | 11460 | City of Macon - (MO) | Electric Utility | 30109 Major Ave. | Macon | Macon | Missouri | 63552 | natural gas | Natural Gas = 10.9 MW | Natural Gas Fired Combustion Turbine | 10 | 10.9 | [6 empty] | 10.9 | [5 empty] | EIA-860, EIA-860M and EIA-923 | 202406 | -92.3845 | 39.749
-9024949.4173 | 4148861.185 | 39817 | 56129 | Thermal Kem | 59159 | Central Electric Power | Electric Utility | 2324 Vernsdale Road | Rock Hill | York | South Carolina | 29730 | petroleum | Petroleum = 2.4 MW | Petroleum Liquids | 2.9 | 2.4 | [8 empty] | 2.4 |  |  |  | EIA-860, EIA-860M and EIA-923 | 202406 | -81.0725 | 34.8894
-9243783.4987 | 4117398.4388 | 39818 | 56131 | Valenite | 59159 | Central Electric Power | Electric Utility | 7105 South Hwy 11 | Westminster | Oconee | South Carolina | 29693 | petroleum | Petroleum = 2.4 MW | Petroleum Liquids | 2.9 | 2.4 | [8 empty] | 2.4 |  |  |  | EIA-860, EIA-860M and EIA-923 | 202406 | -83.0383 | 34.6572
-9168852.1231 | 4088210.1811 | 39819 | 56132 | Honea Path | 59159 | Central Electric Power | Electric Utility | 46 Rusty Burns Dr | Honea Path | Abbeville | South Carolina | 29620 | petroleum | Petroleum = 2.4 MW | Petroleum Liquids | 2.9 | 2.4 | [8 empty] | 2.4 |  |  |  | EIA-860, EIA-860M and EIA-923 | 202406 | -82.3652 | 34.4413
-13506327.0263 | 4570515.7301 | 39820 | 56134 | Regional Wastewater Control Facility | 55934 | City of Stockton MUD | Commercial CHP | 2500 Navy Dr | Stockton | San Joaquin | California | 95206 | biomass | Biomass = 3 MW, Petroleum = 1 MW | Other Waste Biomass; Petroleum Liquids; | 4.8 | 4 |  | 3 | [6 empty] | 1 |  |  |  | EIA-860, EIA-860M and EIA-923 | 202406 | -121.3294 | 37.9369
-13482571.4469 | 4541564.8968 | 39821 | 56135 | Ripon Generation Station | 12745 | Modesto Irrigation District | Electric Utility | 1015 S. Stockton Blvd. | Ripon | San Joaquin | California | 95366 | natural gas | Natural Gas = 100 MW | Natural Gas Fired Combustion Turbine | 121 | 100 | [6 empty] | 100 | [5 empty] | EIA-860, EIA-860M and EIA-923 | 202406 | -121.116 | 37.7315
-10416888.3302 | 5101456.8487 | 39822 | 56138 | Anderson Erickson | 64814 | Anderson Erickson Dairy | Industrial Non-CHP | 2291 State Street | Des Moines | Polk | Iowa | 50317 | petroleum | Petroleum = 2 MW | Petroleum Liquids | 2 | 2 | [8 empty] | 2 |  |  |  | EIA-860, EIA-860M and EIA-923 | 202406 | -93.5765 | 41.6014
-10179399.3286 | 3469352.364 | 39823 | 56139 | Neptune Gas Processing Plant | 29925 | Enterprise Products Optg LP | Industrial CHP | 120 Trunkline | Centerville | St Mary | Louisiana | 70522 | other | Other = 3.1 MW | All Other | 4.5 | 3.1 | [11 empty] | 3.1 | EIA-860, EIA-860M and EIA-923 | 202406 | -91.4431 | 29.7336
-8211170.5438 | 4954941.8418 | 39824 | 56141 | Jamaica Bay Peaking | 49786 | Jamaica Bay Peaking Facility, LLC | IPP Non-CHP | 14-25 Bay 24th St | Far Rockaway | Queens | New York | 11691 | natural gas | Natural Gas = 55.8 MW | Natural Gas Fired Combustion Turbine | 60.5 | 55.8 | [6 empty] | 55.8 | [5 empty] | EIA-860, EIA-860M and EIA-923 | 202406 | -73.7622 | 40.6097
-13074785.8882 | 4023915.4421 | 39825 | 56143 | Riverside Energy Resource Center | 16088 | City of Riverside - (CA) | Electric Utility | 5901 Payton Ave | Riverside | Riverside | California | 92504 | natural gas | Natural Gas = 196 MW | Natural Gas Fired Combustion Turbine | 196 | 196 | [6 empty] | 196 | [5 empty] | EIA-860, EIA-860M and EIA-923 | 202406 | -117.4528 | 33.9636
-13057030.4295 | 4019513.9373 | 39826 | 56144 | Springs Generating Station | 16088 | City of Riverside - (CA) | Electric Utility | 2221 Eastridge Ave | Riverside | Riverside | California | 92507 | natural gas | Natural Gas = 40 MW | Natural Gas Fired Combustion Turbine | 40 | 40 | [6 empty] | 40 | [5 empty] | EIA-860, EIA-860M and EIA-923 | 202406 | -117.2933 | 33.9308
-14820464.747 | 7457390.7087 | 39827 | 56146 | False Island | 219 | Alaska Power and Telephone Co | Electric Utility | Lot 6, Marine Industrial Park | Thorne Bay | Prince of Wales Ketchikan | Alaska | 99919 | petroleum | Petroleum = 3.8 MW | Petroleum Liquids | 3.8 | 3.8 | [8 empty] | 3.8 |  |  |  | EIA-860, EIA-860M and EIA-923 | 202406 | -133.1345 | 55.4892
-14816885.1575 | 7467521.6875 | 39828 | 56147 | Viking | 219 | Alaska Power and Telephone Co | Electric Utility | Mile 6 Craig/Klawock Highway | Craig | Prince of Wales Ketchikan | Alaska | 99921 | petroleum | Petroleum = 1 MW | Petroleum Liquids | 1 | 1 | [8 empty] | 1 |  |  |  | EIA-860, EIA-860M and EIA-923 | 202406 | -133.1023 | 55.5407
-11174343.215 | 5522577.4904 | 39829 | 56148 | Ft. Pierre | 6615 | City of Fort Pierre - (SD) | Electric Utility | 1400 Salebarn Rd | Fort Pierre | Stanley | South Dakota | 57532 | petroleum | Petroleum = 6 MW | Petroleum Liquids | 6 | 6 | [8 empty] | 6 |  |  |  | EIA-860, EIA-860M and EIA-923 | 202406 | -100.3808 | 44.3681
-9037105.5057 | 3809051.8688 | 39830 | 56150 | McIntosh Combined Cycle Facility | 7140 | Georgia Power Co | Electric Utility | P. O. Box 529 | Rincon | Effingham | Georgia | 31326 | natural gas | Natural Gas = 1315.6 MW | Natural Gas Fired Combined Cycle | 1376.6 | 1315.6 | [6 empty] | 1315.6 | [5 empty] | EIA-860, EIA-860M and EIA-923 | 202406 | -81.1817 | 32.3478
-10517732.6569 | 4675980.2033 | 39831 | 56151 | South Harper | 12698 | Evergy Missouri West | Electric Utility | MO Hwy 7 and 235th Street | Kansas City | Cass | Missouri | 64701 | natural gas | Natural Gas = 321.2 MW | Natural Gas Fired Combustion Turbine | 351 | 321.2 | [6 empty] | 321.2 | [5 empty] | EIA-860, EIA-860M and EIA-923 | 202406 | -94.4824 | 38.6803
-10619369.2445 | 3374215.6398 | 39832 | 56152 | Freeport Energy Center | 5338 | Dow Chemical Co | Industrial CHP | 2301 N Brazosport Blvd | Freeport | Brazoria | Texas | 77541 | natural gas | Natural Gas = 219.4 MW | Natural Gas Fired Combined Cycle | 260 | 219.4 | [6 empty] | 219.4 | [5 empty] | EIA-860, EIA-860M and EIA-923 | 202406 | -95.3954 | 28.9888
-9912911.5995 | 5119039.1602 | 39833 | 56160 | Mendota Hills, LLC | 50123 | Leeward Asset Management, LLC | IPP Non-CHP | 823 Bingham Road | Paw Paw | Lee | Illinois | 60553 | wind | Wind = 76.2 MW | Onshore Wind Turbine | 76.2 | 76.2 | [10 empty] | 76.2 |  | EIA-860, EIA-860M and EIA-923 | 202406 | -89.0492 | 41.7194
-11119893.1785 | 5228461.4845 | 39834 | 56162 | Ainsworth Wind | 13337 | Nebraska Public Power District | Electric Utility | Highway 7 | Ainsworth | Brown | Nebraska | 69210 | wind | Wind = 59.4 MW | Onshore Wind Turbine | 59.4 | 59.4 | [10 empty] | 59.4 |  | EIA-860, EIA-860M and EIA-923 | 202406 | -99.8917 | 42.4489
-12481419.6065 | 4969939.4045 | 39835 | 56163 | Kennecott Power Plant | 49805 | Kennecott Utah Copper | Industrial CHP | 9200 West 3325 South | Magna | Salt Lake | Utah | 84044 | other | Natural Gas = 5.9 MW, Other = 31.8 MW | Natural Gas Fired Combustion Turbine; All Other; | 38.2 | 37.7 | [6 empty] | 5.9 |  |  |  |  | 31.8 | EIA-860, EIA-860M and EIA-923 | 202406 | -112.1225 | 40.7119
-10385057.1897 | 5517524.7925 | 39836 | 56164 | Faribault Energy Park | 12667 | Minnesota Municipal Power Agny | Electric Utility | 4100 Park Avenue | Faribault | Rice | Minnesota | 55021 | natural gas | Natural Gas = 261 MW | Natural Gas Fired Combined Cycle | 334.5 | 261 | [6 empty] | 261 | [5 empty] | EIA-860, EIA-860M and EIA-923 | 202406 | -93.2906 | 44.3356
-9782540.4458 | 5427116.6645 | 39837 | 56166 | Sheboygan Falls | 20856 | Wisconsin Power & Light Co | Electric Utility | N5787 Bridgewood Road | Sheboygan | Sheboygan | Wisconsin | 53085 | natural gas | Natural Gas = 299.4 MW | Natural Gas Fired Combustion Turbine | 346.8 | 299.4 | [6 empty] | 299.4 | [5 empty] | EIA-860, EIA-860M and EIA-923 | 202406 | -87.8781 | 43.7518
-10608714.0768 | 5371477.529 | 39838 | 56172 | Flying Cloud Power Partners LLC | 15399 | Avangrid Renewables LLC | IPP Non-CHP | 1574 170th Street | Lake Park | Dickinson | Iowa | 51347 | wind | Wind = 43.5 MW | Onshore Wind Turbine | 43.5 | 43.5 | [10 empty] | 43.5 |  | EIA-860, EIA-860M and EIA-923 | 202406 | -95.2997 | 43.3897
-11423951.2356 | 4537596.4268 | 39839 | 56173 | Colorado Green Holdings LLC | 15399 | Avangrid Renewables LLC | IPP Non-CHP | 8501 County Road E | Lamar | Prowers | Colorado | 81052 | wind | Wind = 162 MW | Onshore Wind Turbine | 162 | 162 | [10 empty] | 162 |  | EIA-860, EIA-860M and EIA-923 | 202406 | -102.6231 | 37.7033
-10694096.1262 | 5475769.9706 | 39840 | 56174 | Moraine Wind LLC | 15399 | Avangrid Renewables LLC | IPP Non-CHP | 4 151th Street | Woodstock | Pipestone | Minnesota | 56186 | wind | Wind = 51 MW | Onshore Wind Turbine | 51 | 51 | [10 empty] | 51 |  | EIA-860, EIA-860M and EIA-923 | 202406 | -96.0667 | 44.0667
-12437659.9146 | 4874868.7759 | 39841 | 56177 | Nebo Power Station | 40575 | Utah Associated Mun Power Sys | Electric Utility | State Road 115 & Bamberger Rd | Payson | Utah | Utah | 84651 | natural gas | Natural Gas = 130 MW | Natural Gas Fired Combined Cycle | 140 | 130 | [6 empty] | 130 | [5 empty] | EIA-860, EIA-860M and EIA-923 | 202406 | -111.7294 | 40.0614
-9279659.5442 | 5087741.1695 | 39842 | 56181 | Genoa Diesel Generating Station | 7100 | Village of Genoa - (OH) | Electric Utility | Industrial Park Road | Genoa | Ottawa | Ohio | 43430 | petroleum | Petroleum = 6 MW | Petroleum Liquids | 6 | 6 | [8 empty] | 6 |  |  |  | EIA-860, EIA-860M and EIA-923 | 202406 | -83.3606 | 41.5092
-13604622.1366 | 4887778.4366 | 39843 | 56184 | Red Bluff | 55784 | California Power Holdings LLC | IPP Non-CHP | 970 Diamond Ave | Red Bluff | Tehama | California | 96080 | natural gas | Natural Gas = 44.8 MW | Natural Gas Internal Combustion Engine | 46.4 | 44.8 | [6 empty] | 44.8 | [5 empty] | EIA-860, EIA-860M and EIA-923 | 202406 | -122.2124 | 40.1501
-13386001.7887 | 4454073.5954 | 39844 | 56185 | Chowchilla II | 55784 | California Power Holdings LLC | IPP Non-CHP | 16457 Avenue 24 1/2 | Chowchilla | Madera | California | 93610 | natural gas | Natural Gas = 49.6 MW | Natural Gas Internal Combustion Engine | 49.6 | 49.6 | [6 empty] | 49.6 | [5 empty] | EIA-860, EIA-860M and EIA-923 | 202406 | -120.2485 | 37.1073
-8169561.9898 | 4973569.1283 | 39845 | 56188 | Pinelawn Power LLC | 49837 | Pinelawn Power LLC | IPP Non-CHP | 380 Patton Ave | West Babylon | Suffolk | New York | 11704 | natural gas | Natural Gas = 74.5 MW | Natural Gas Fired Combined Cycle | 82 | 74.5 | [6 empty] | 74.5 | [5 empty] | EIA-860, EIA-860M and EIA-923 | 202406 | -73.3884 | 40.7366
-8188260.9926 | 5017830.2047 | 39846 | 56189 | Waterside Power, LLC | 49840 | Waterside Power, LLC | IPP Non-CHP | 17 Ameila Place | Stamford | Fairfield | Connecticut | 6904 | petroleum | Petroleum = 69.9 MW | Petroleum Liquids | 69.6 | 69.9 | [8 empty] | 69.9 |  |  |  | EIA-860, EIA-860M and EIA-923 | 202406 | -73.5564 | 41.0372
-9437555.11 | 5402281.5069 | 39847 | 56190 | Central Michigan University | 3304 | Central Michigan University | Commercial CHP | 1720 S. East Campus Dr | Mt. Pleasant | Isabella | Michigan | 48859 | natural gas | Natural Gas = 4.2 MW | Natural Gas Fired Combustion Turbine; Natural Gas Steam Turbine; | 4.8 | 4.2 | [6 empty] | 4.2 | [5 empty] | EIA-860, EIA-860M and EIA-923 | 202406 | -84.779 | 43.5905
-13737557.6461 | 5805055.0345 | 39848 | 56192 | Georgia-Pacific Wauna Mill | 49842 | Georgia-Pacific Consumer Operations LLC-Wauna | Industrial CHP | 92326 Taylorville Road | Clatskanie | Clatsop | Oregon | 97016 | biomass | Biomass = 24 MW | Wood/Wood Waste Biomass | 30 | 24 |  | 24 | [10 empty] | EIA-860, EIA-860M and EIA-923 | 202406 | -123.4066 | 46.154
-13681682.1636 | 5214383.8329 | 39849 | 56193 | Medford Operation | 50082 | Boise Cascade Wood Products LLC | Industrial CHP | 3285 North Pacific Highway | Medford | Jackson | Oregon | 97501 | biomass | Biomass = 7.5 MW | Wood/Wood Waste Biomass | 8.5 | 7.5 |  | 7.5 | [10 empty] | EIA-860, EIA-860M and EIA-923 | 202406 | -122.9046 | 42.3555
-10311123.682 | 5230468.1892 | 39850 | 56194 | Dike City Power Plant | 5155 | City of Dike | Electric Utility | 243 Front Street | Dike | Grundy | Iowa | 50624 | petroleum | Petroleum = 2 MW | Petroleum Liquids | 2.2 | 2 | [8 empty] | 2 |  |  |  | EIA-860, EIA-860M and EIA-923 | 202406 | -92.6264 | 42.4622
-13201489.7327 | 5771219.6306 | 39851 | 56195 | Combine Hills I | 49844 | Eurus Combine Hills I LLC | IPP Non-CHP | 84700 White Reservoir Road | Milton-Freewater | Umatilla | Oregon | 97862 | wind | Wind = 43 MW | Onshore Wind Turbine | 43 | 43 | [10 empty] | 43 |  | EIA-860, EIA-860M and EIA-923 | 202406 | -118.591 | 45.943
-8227278.4741 | 4981254.1486 | 39852 | 56196 | 500MW CC | 15296 | New York Power Authority | Electric Utility | 31-03 20th Ave | Astoria | Queens | New York | 11105 | natural gas | Natural Gas = 475.3 MW | Natural Gas Fired Combined Cycle | 528 | 475.3 | [6 empty] | 475.3 | [5 empty] | EIA-860, EIA-860M and EIA-923 | 202406 | -73.9069 | 40.7889
-10711562.1543 | 5463848.3729 | 39853 | 56199 | TG Windfarm LLC | 61141 | TG Windfarm LLC | IPP Non-CHP | 966 120th Ave | Pipestone | Pipestone | Minnesota | 56164 | wind | Wind = 2 MW | Onshore Wind Turbine | 2 | 2 | [10 empty] | 2 |  | EIA-860, EIA-860M and EIA-923 | 202406 | -96.2236 | 43.9897
-10711005.5568 | 5464374.4545 | 39854 | 56200 | CG Windfarm LLC | 61140 | CG Windfarm LLC | IPP Non-CHP | 996 120th Avenue | Woodstock | Pipestone | Minnesota | 56186 | wind | Wind = 2 MW | Onshore Wind Turbine | 2 | 2 | [10 empty] | 2 |  | EIA-860, EIA-860M and EIA-923 | 202406 | -96.2186 | 43.9931
-10711099.5105 | 5463035.172 | 39855 | 56201 | Bisson Windfarm LLC | 61139 | Bisson Windfarm LLC | IPP Non-CHP | 906 120th Avenue | Pipestone | Pipestone | Minnesota | 56164 | wind | Wind = 2 MW | Onshore Wind Turbine | 2 | 2 | [10 empty] | 2 |  | EIA-860, EIA-860M and EIA-923 | 202406 | -96.2194 | 43.9844
-10711532.432 | 5462390.6655 | 39856 | 56202 | Tofteland Windfarm LLC | 49867 | Tofteland Windfarm LLC | IPP Non-CHP | 936 120th Avenue | Pipestone | Pipestone | Minnesota | 56164 | wind | Wind = 2 MW | Onshore Wind Turbine | 2 | 2 | [10 empty] | 2 |  | EIA-860, EIA-860M and EIA-923 | 202406 | -96.2233 | 43.9803
-10710666.7003 | 5463679.8785 | 39857 | 56203 | Westridge Windfarm LLC | 61142 | Westridge Windfarm LLC | IPP Non-CHP | 966 12th Ave | Woodstock | Pipestone | Minnesota | 56164 | wind | Wind = 2 MW | Onshore Wind Turbine | 2 | 2 | [10 empty] | 2 |  | EIA-860, EIA-860M and EIA-923 | 202406 | -96.2156 | 43.9886
-10694864.2307 | 5471076.8962 | 39858 | 56204 | Fey Windfarm LLC | 49869 | Fey Windfarm LLC | IPP Non-CHP | 1959 131th Street | Woodstock | Pipestone | Minnesota | 56186 | wind | Wind = 2 MW | Onshore Wind Turbine | 2 | 2 | [10 empty] | 2 |  | EIA-860, EIA-860M and EIA-923 | 202406 | -96.0736 | 44.0364
-10695454.224 | 5469095.0643 | 39859 | 56205 | Windcurrent Farms LLC | 49870 | Windcurrent Farms LLC | IPP Non-CHP | 1928 121th Street | Woodstock | Pipestone | Minnesota | 56186 | wind | Wind = 2 MW | Onshore Wind Turbine | 2 | 2 | [10 empty] | 2 |  | EIA-860, EIA-860M and EIA-923 | 202406 | -96.0789 | 44.0236
-10699840.2119 | 5468491.31 | 39860 | 56206 | K-Brink Windfarm LLC | 61120 | K-brink Windfarm, LLC | IPP Non-CHP | 1731 121th Street | Woodstock | Pipestone | Minnesota | 56186 | wind | Wind = 2 MW | Onshore Wind Turbine | 2 | 2 | [10 empty] | 2 |  | EIA-860, EIA-860M and EIA-923 | 202406 | -96.1183 | 44.0197
-10616385.2142 | 5411651.3704 | 39861 | 56207 | DL Windy Acres LLC | 56800 | Brewster | IPP Non-CHP | 80442 350th Avenue | Brewster | Jackson | Minnesota | 56119 | wind | Wind = 2 MW | Onshore Wind Turbine | 2 | 2 | [10 empty] | 2 |  | EIA-860, EIA-860M and EIA-923 | 202406 | -95.3686 | 43.6514
-10617931.3306 | 5411651.3704 | 39862 | 56208 | S&P Windfarm LLC | 56800 | Brewster | IPP Non-CHP | 80441 350th Avenue | Brewster | Jackson | Minnesota | 56119 | wind | Wind = 2 MW | Onshore Wind Turbine | 2 | 2 | [10 empty] | 2 |  | EIA-860, EIA-860M and EIA-923 | 202406 | -95.3825 | 43.6514
-10697057.2246 | 5473183.0616 | 39863 | 56209 | Boeve Windfarm LLC | 49874 | Boeve Windfarm LLC | IPP Non-CHP | 1857 141st Street | Woodstock | Pipestone | Minnesota | 56186 | wind | Wind = 2 MW | Onshore Wind Turbine | 2 | 2 | [10 empty] | 2 |  | EIA-860, EIA-860M and EIA-923 | 202406 | -96.0933 | 44.05
-10617152.0942 | 5411651.3704 | 39864 | 56210 | B&K Energy Systems LLC | 56800 | Brewster | IPP Non-CHP | 80442 350th Avenue | Brewster | Jackson | Minnesota | 56119 | wind | Wind = 2 MW | Onshore Wind Turbine | 2 | 2 | [10 empty] | 2 |  | EIA-860, EIA-860M and EIA-923 | 202406 | -95.3755 | 43.6514
-11169675.2548 | 3810738.6157 | 39865 | 56211 | Sweetwater Wind 1 LLC | 50123 | Leeward Asset Management, LLC | IPP Non-CHP | 7051 Hwy 70 | Sweetwater | Nolan | Texas | 79556 | wind | Wind = 37.5 MW | Onshore Wind Turbine | 37.5 | 37.5 | [10 empty] | 37.5 |  | EIA-860, EIA-860M and EIA-923 | 202406 | -100.3389 | 32.3606
-11173170.6868 | 3808972.8084 | 39866 | 56212 | Sweetwater Wind 2 LLC | 50123 | Leeward Asset Management, LLC | IPP Non-CHP | Nolan | Sweetwater | Nolan | Texas | 79556 | wind | Wind = 98.8 MW | Onshore Wind Turbine | 98.8 | 98.8 | [10 empty] | 98.8 |  | EIA-860, EIA-860M and EIA-923 | 202406 | -100.3703 | 32.3472
-10645850.2589 | 5373055.4719 | 39867 | 56215 | Allendorf | 57202 | E&E Enterprises LLC | IPP Non-CHP | U S Highway 59 | Allendorf | Osceola | Iowa | 51354 | wind | Wind = 5.6 MW | Onshore Wind Turbine | 5.8 | 5.6 | [10 empty] | 5.6 |  | EIA-860, EIA-860M and EIA-923 | 202406 | -95.6333 | 43.4
-12972026.8663 | 4974963.297 | 39868 | 56224 | TS Power Plant | 49896 | Nevada Gold Energy, LLC | IPP Non-CHP | 450 TS Power Plant Road | Battle Mountain | Eureka | Nevada | 89820 | coal | Coal = 218.4 MW, Solar = 100 MW | Conventional Steam Coal; Solar Photovoltaic; | 342 | 318.4 |  |  | 218.4 | [6 empty] | 100 |  |  | EIA-860, EIA-860M and EIA-923 | 202406 | -116.5297 | 40.7461
-11279759.0992 | 4365832.939 | 39869 | 56225 | Aeolus Wind Facility | 49903 | Aeolus Wind LLC | IPP Non-CHP | 14899 County Rd 17 | Spearman | Hansford | Texas | 79081 | wind | Wind = 3 MW | Onshore Wind Turbine | 3 | 3 | [10 empty] | 3 |  | EIA-860, EIA-860M and EIA-923 | 202406 | -101.3278 | 36.4725
-9321704.9159 | 5068346.4883 | 39870 | 56226 | Bowling Green Wind | 40577 | American Mun Power-Ohio, Inc | Electric Utility | Rt 6 W of Interstate 75 | Bowling Green | Wood | Ohio | 43402 | wind | Wind = 7.2 MW | Onshore Wind Turbine | 7.2 | 7.2 | [10 empty] | 7.2 |  | EIA-860, EIA-860M and EIA-923 | 202406 | -83.7383 | 41.3786
-13711448.6614 | 5809070.9964 | 39871 | 56227 | Port Westward | 15248 | Portland General Electric Co | Electric Utility | 81566 Kallunki Rd | Clatskanie | Columbia | Oregon | 97016 | natural gas | Natural Gas = 392.2 MW | Natural Gas Fired Combined Cycle | 483 | 392.2 | [6 empty] | 392.2 | [5 empty] | EIA-860, EIA-860M and EIA-923 | 202406 | -123.172 | 46.1789
-12512399.8208 | 4117555.4245 | 39872 | 56228 | Prescott Airport | 803 | Arizona Public Service Co | Electric Utility | Melville Road | Prescott | Yavapai | Arizona | 86301 | solar | Solar = 3 MW | Solar Photovoltaic | 3 | 3 | [9 empty] | 3 |  |  | EIA-860, EIA-860M and EIA-923 | 202406 | -112.4008 | 34.6584
-12351208.8641 | 3793529.4469 | 39873 | 56229 | Cogeneration 1 | 49913 | University of Arizona | Commercial CHP | 640 N. Mountain | Tucson | Pima | Arizona | 85721 | natural gas | Natural Gas = 8.3 MW | Natural Gas Fired Combined Cycle | 9 | 8.3 | [6 empty] | 8.3 | [5 empty] | EIA-860, EIA-860M and EIA-923 | 202406 | -110.9528 | 32.2299
-9367468.3586 | 3989071.8465 | 39874 | 56231 | Emory Hillandale Hospital | 50109 | DeKalb Regional Health System | Commercial Non-CHP | 2801 DeKalb Medical Parkway | Lithonia | DeKalb | Georgia | 30058 | petroleum | Petroleum = 1.4 MW | Petroleum Liquids | 1.6 | 1.4 | [8 empty] | 1.4 |  |  |  | EIA-860, EIA-860M and EIA-923 | 202406 | -84.1494 | 33.7036
-13042902.7616 | 3878975.873 | 39875 | 56232 | Miramar Energy Facility | 16609 | San Diego Gas & Electric Co | Electric Utility | 6875 Consolidated Way | San Diego | San Diego | California | 92121 | natural gas | Natural Gas = 94 MW | Natural Gas Fired Combustion Turbine | 106 | 94 | [6 empty] | 94 | [5 empty] | EIA-860, EIA-860M and EIA-923 | 202406 | -117.1664 | 32.8769
-11238221.4557 | 3861778.0697 | 39876 | 56233 | EG178 Facility | 49949 | Kinder Morgan Production Company LP | Industrial Non-CHP | 3693 CR 226 | Snyder | Scurry | Texas | 79549 | natural gas | Natural Gas = 100 MW | Natural Gas Fired Combined Cycle | 153.9 | 100 | [6 empty] | 100 | [5 empty] | EIA-860, EIA-860M and EIA-923 | 202406 | -100.9547 | 32.7471
-8119677.0543 | 4984974.7132 | 39877 | 56234 | Caithness Long Island Energy Center | 49950 | Caithness Long Island, LLC | IPP Non-CHP | 50 Zorn Blvd. | Yaphank | Suffolk | New York | 11980 | natural gas | Natural Gas = 317.3 MW | Natural Gas Fired Combined Cycle | 348.9 | 317.3 | [6 empty] | 317.3 | [5 empty] | EIA-860, EIA-860M and EIA-923 | 202406 | -72.9403 | 40.8142
-12440416.9645 | 4914256.9283 | 39878 | 56237 | Lake Side Power Plant | 14354 | PacifiCorp | Electric Utility | 1825 North Pioneer Lane | Vineyard | Utah | Utah | 84058 | natural gas | Natural Gas = 1176 MW | Natural Gas Fired Combined Cycle | 1246.5 | 1176 | [6 empty] | 1176 | [5 empty] | EIA-860, EIA-860M and EIA-923 | 202406 | -111.7542 | 40.3317
-10920296.107 | 5680514.3265 | 39879 | 56238 | Groton Generation Station | 1307 | Basin Electric Power Coop | Electric Utility | Hwy 37 | Groton | Brown | South Dakota | 57445 | natural gas | Natural Gas = 170 MW | Natural Gas Fired Combustion Turbine | 216.4 | 170 | [6 empty] | 170 | [5 empty] | EIA-860, EIA-860M and EIA-923 | 202406 | -98.0987 | 45.3735
-13329383.5824 | 4395924.729 | 39880 | 56239 | Malaga Power LLC | 59527 | CalPeak Power, LLC | IPP Non-CHP | 2611 E North Ave | Fresno | Fresno | California | 93725 | natural gas | Natural Gas = 96 MW | Natural Gas Fired Combustion Turbine | 121 | 96 | [6 empty] | 96 | [5 empty] | EIA-860, EIA-860M and EIA-923 | 202406 | -119.7399 | 36.6896
-11138805.1354 | 3804277.0337 | 39881 | 56240 | Buffalo Gap Wind Farm | 61012 | AES Distributed Energy | IPP Non-CHP | 10718 FM89 | Merkel | Taylor | Texas | 79536 | wind | Wind = 120.6 MW | Onshore Wind Turbine | 120.6 | 120.6 | [10 empty] | 120.6 |  | EIA-860, EIA-860M and EIA-923 | 202406 | -100.0616 | 32.3116
-10343309.2637 | 5548875.031 | 39882 | 56241 | Cannon Falls Energy Center | 49893 | Invenergy Services LLC | IPP Non-CHP | 525 North Park Drive | Cannon Falls | Goodhue | Minnesota | 55009 | natural gas | Natural Gas = 316 MW | Natural Gas Fired Combustion Turbine | 346.8 | 316 | [6 empty] | 316 | [5 empty] | EIA-860, EIA-860M and EIA-923 | 202406 | -92.9155 | 44.5367
-10799051.4817 | 5885088.9534 | 39883 | 56242 | Kindred School | 49991 | Kindred Public School | Commercial Non-CHP | 55 1st Avenue South | Kindred | Cass | North Dakota | 58051 | petroleum | Petroleum = 2 MW | Petroleum Liquids | 2 | 2 | [8 empty] | 2 |  |  |  | EIA-860, EIA-860M and EIA-923 | 202406 | -97.0095 | 46.6497
-10755330.863 | 5656336.0469 | 39884 | 56244 | State Auto Insurance | 64173 | SLB Milbank LLC | Commercial Non-CHP | 107 Flynn Drive, Suite 100 | Milbank | Grant | South Dakota | 57252 | petroleum | Petroleum = 1.7 MW | Petroleum Liquids | 1.7 | 1.7 | [8 empty] | 1.7 |  |  |  | EIA-860, EIA-860M and EIA-923 | 202406 | -96.6168 | 45.2207
-10676006.7089 | 5714092.7688 | 39885 | 56245 | Stevens Community Medical Center | 49993 | Stevens Community Medical Center | Commercial Non-CHP | 400 East 1st Street | Morris | Stevens | Minnesota | 56267 | petroleum | Petroleum = 1 MW | Petroleum Liquids | 1 | 1 | [8 empty] | 1 |  |  |  | EIA-860, EIA-860M and EIA-923 | 202406 | -95.9042 | 45.585
-10365703.6284 | 5594531.216 | 39886 | 56247 | West Group Data Center F | 18981 | Thomson Corp | Commercial Non-CHP | 610 Opperman Dr | Eagan | Dakota | Minnesota | 55123 | petroleum | Petroleum = 2.4 MW | Petroleum Liquids | 8 | 2.4 | [8 empty] | 2.4 |  |  |  | EIA-860, EIA-860M and EIA-923 | 202406 | -93.1167 | 44.8283
-10128288.4315 | 3527675.0906 | 39887 | 56248 | Shell Chemical | 63888 | Shell Chemical LP - Geismar | Industrial CHP | 7594 Hwy 75 | Geismar | Ascension | Louisiana | 70734 | natural gas | Natural Gas = 69 MW | Natural Gas Fired Combustion Turbine | 80 | 69 | [6 empty] | 69 | [5 empty] | EIA-860, EIA-860M and EIA-923 | 202406 | -90.984 | 30.1875
-8896847.1775 | 4159621.7558 | 39888 | 56249 | Anson County Generation Facility | 13683 | North Carolina El Member Corp | Electric Utility | 749 Blewett Falls Road | Lilesville | Anson | North Carolina | 28091 | natural gas | Natural Gas = 339 MW | Natural Gas Fired Combustion Turbine | 343.8 | 339 | [6 empty] | 339 | [5 empty] | EIA-860, EIA-860M and EIA-923 | 202406 | -79.9217 | 34.9687
-8581307.8507 | 5290474.0308 | 39889 | 56250 | Ontario LFGTE | 17283 | Seneca Energy II | IPP Non-CHP | 3555 Post Farm Road | Stanley | Ontario | New York | 14561 | biomass | Biomass = 11.2 MW | Landfill Gas | 11.2 | 11.2 |  | 11.2 | [10 empty] | EIA-860, EIA-860M and EIA-923 | 202406 | -77.0872 | 42.8586
-10611897.8142 | 5244315.5085 | 39890 | 56251 | Intrepid | 12341 | MidAmerican Energy Co | Electric Utility | 506 West 2nd | Schaller | Buena Vista | Iowa | 51053 | wind | Wind = 175.5 MW | Onshore Wind Turbine | 175.5 | 175.5 | [10 empty] | 175.5 |  | EIA-860, EIA-860M and EIA-923 | 202406 | -95.3283 | 42.5539
-10423612.0275 | 5245902.3769 | 39891 | 56252 | Century | 12341 | MidAmerican Energy Co | Electric Utility | 301 Commercial St | Blairsburg | Hamilton | Iowa | 50034 | wind | Wind = 201.2 MW | Onshore Wind Turbine | 201.2 | 201.2 | [10 empty] | 201.2 |  | EIA-860, EIA-860M and EIA-923 | 202406 | -93.6369 | 42.5644
-12636607.9935 | 4454742.5047 | 39892 | 56253 | Millcreek Power Generation | 17874 | City of St George | Electric Utility | 3232 E 170 N | St. George | Washington | Utah | 84790 | natural gas | Natural Gas = 73.6 MW | Natural Gas Fired Combustion Turbine | 80 | 73.6 | [6 empty] | 73.6 | [5 empty] | EIA-860, EIA-860M and EIA-923 | 202406 | -113.5166 | 37.1121
-13117120.6906 | 5848089.5057 | 39893 | 56255 | Hopkins Ridge Wind | 15500 | Puget Sound Energy Inc | Electric Utility | 431 Gwinn Road | Dayton | Columbia | Washington | 99328 | wind | Wind = 156.6 MW | Onshore Wind Turbine | 156.6 | 156.6 | [10 empty] | 156.6 |  | EIA-860, EIA-860M and EIA-923 | 202406 | -117.8331 | 46.4211
-17741633.2347 | 2511099.1404 | 39894 | 56258 | Kapaia Power Station | 10071 | Kauai Island Utility Cooperative | Electric Utility | 4941-K Maalo Rd | Lihue | Kauai | Hawaii | 96766 | other | Other = 27.5 MW | All Other | 39.1 | 27.5 | [11 empty] | 27.5 | EIA-860, EIA-860M and EIA-923 | 202406 | -159.3758 | 21.9965
-8209814.7837 | 5255102.2561 | 39895 | 56259 | Empire Generating Co LLC | 56480 | Empire Generating Co LLC | IPP CHP | 75 Riverside Ave | Rensselaer | Rensselaer | New York | 12144 | natural gas | Natural Gas = 580 MW | Natural Gas Fired Combined Cycle | 653.7 | 580 | [6 empty] | 580 | [5 empty] | EIA-860, EIA-860M and EIA-923 | 202406 | -73.75 | 42.6252
-8899959.8931 | 4298708.922 | 39896 | 56260 | High Point, Pump Station Rd | 13630 | North Carolina Mun Power Agny #1 | Electric Utility | 4039 Pump Station Road | High Point | Guilford | North Carolina | 27260 | petroleum | Petroleum = 3.6 MW | Petroleum Liquids | 3.6 | 3.6 | [8 empty] | 3.6 |  |  |  | EIA-860, EIA-860M and EIA-923 | 202406 | -79.9497 | 35.9861
-8934435.5394 | 4269513.6322 | 39897 | 56261 | Lexington | 13630 | North Carolina Mun Power Agny #1 | Electric Utility | 1906 Cotton Grove Road | Lexington | Davidson | North Carolina | 27292 | petroleum | Petroleum = 3.6 MW | Petroleum Liquids | 3.6 | 3.6 | [8 empty] | 3.6 |  |  |  | EIA-860, EIA-860M and EIA-923 | 202406 | -80.2594 | 35.7736
-9039723.6288 | 4203243.8686 | 39898 | 56262 | Gastonia, Tulip Drive | 13630 | North Carolina Mun Power Agny #1 | Electric Utility | 1400 Tulip Drive | Gastonia | Gaston | North Carolina | 28052 | petroleum | Petroleum = 5.4 MW | Petroleum Liquids | 5.4 | 5.4 | [8 empty] | 5.4 |  |  |  | EIA-860, EIA-860M and EIA-923 | 202406 | -81.2052 | 35.2891
-8922463.0168 | 4219357.7055 | 39899 | 56263 | Albemarle Prime Power Park | 13630 | North Carolina Mun Power Agny #1 | Electric Utility | 40576 Airport Road | New London | Stanly | North Carolina | 28127 | petroleum | Petroleum = 3.6 MW | Petroleum Liquids | 3.6 | 3.6 | [8 empty] | 3.6 |  |  |  | EIA-860, EIA-860M and EIA-923 | 202406 | -80.1518 | 35.4072
-14793370.8075 | 7471974.2095 | 39900 | 56265 | South Fork | 219 | Alaska Power and Telephone Co | Electric Utility | Mile 8 Blackbear Lake Rd | Klawock | Prince of Wales Ketchikan | Alaska | 99925 | hydroelectric | Hydroelectric = 1.9 MW | Conventional Hydroelectric | 2 | 1.9 |  |  |  |  | 1.9 | [7 empty] | EIA-860, EIA-860M and EIA-923 | 202406 | -132.8911 | 55.5633
-10298377.6003 | 5474530.6417 | 39901 | 56269 | IBM West | 16181 | Rochester Public Utilities | Electric Utility | 3112 Valleyhigh Drive NW | Rochester | Olmsted | Minnesota | 55901 | petroleum | Petroleum = 3.6 MW | Petroleum Liquids | 3.6 | 3.6 | [8 empty] | 3.6 |  |  |  | EIA-860, EIA-860M and EIA-923 | 202406 | -92.5119 | 44.0587
-11134361.0387 | 3803267.2173 | 39902 | 56270 | Callahan Divide Wind Energy Center | 50012 | FPL Energy Callahan Wind, LLC | IPP Non-CHP | 1209 F CR 618 | Tusocola | Taylor | Texas | 79562 | wind | Wind = 114 MW | Onshore Wind Turbine | 114 | 114 | [10 empty] | 114 |  | EIA-860, EIA-860M and EIA-923 | 202406 | -100.0217 | 32.3039
-13538052.1906 | 4546091.5006 | 39903 | 56271 | Diablo Winds LLC | 64407 | Huntsman Wind | IPP Non-CHP | 6185 Industrial Way | Livermore | Alameda | California | 94550 | wind | Wind = 18 MW | Onshore Wind Turbine | 18 | 18 | [10 empty] | 18 |  | EIA-860, EIA-860M and EIA-923 | 202406 | -121.6144 | 37.7637
-10991085.3957 | 4233323.8628 | 39904 | 56273 | Weatherford Wind Energy Center | 50014 | FPL Energy Weatherford, LLC | IPP Non-CHP | 3070 West service road | Weatherford | Custer | Oklahoma | 73906 | wind | Wind = 147 MW | Onshore Wind Turbine | 147 | 147 | [10 empty] | 147 |  | EIA-860, EIA-860M and EIA-923 | 202406 | -98.7346 | 35.5094
-10757606.3447 | 5656398.3147 | 39905 | 56274 | Valley Queen Cheese | 49988 | Valley Queen Cheese Factory, Inc. | IPP Non-CHP | 200 East Railway | Milbank | Grant | South Dakota | 57252 | petroleum | Petroleum = 1.5 MW | Petroleum Liquids | 4.5 | 1.5 | [8 empty] | 1.5 |  |  |  | EIA-860, EIA-860M and EIA-923 | 202406 | -96.6372 | 45.2211
-13179693.3764 | 4176458.6404 | 39906 | 56275 | Helzel & Schwarzhoff 86 | 56899 | Wind Stream Operations LLC | IPP Non-CHP | 13000 Jameson Road | Tehachapi | Kern | California | 93561 | wind | Wind = 2.4 MW | Onshore Wind Turbine | 2.4 | 2.4 | [10 empty] | 2.4 |  | EIA-860, EIA-860M and EIA-923 | 202406 | -118.3952 | 35.0925
-13178123.7715 | 4174377.271 | 39907 | 56276 | ZCO | 56899 | Wind Stream Operations LLC | IPP Non-CHP | 13000 Jameson Road | Tehachapi | Kern | California | 93561 | wind | Wind = 1.6 MW | Onshore Wind Turbine | 1.6 | 1.6 | [10 empty] | 1.6 |  | EIA-860, EIA-860M and EIA-923 | 202406 | -118.3811 | 35.0772
-9423818.2848 | 4701751.9356 | 39908 | 56277 | Bavarian LFGTE | 5580 | East Kentucky Power Coop, Inc | Electric Utility | 12760 McCoy Fork Road | Walton | Boone | Kentucky | 41094 | biomass | Biomass = 4.7 MW | Landfill Gas | 4.8 | 4.7 |  | 4.7 | [10 empty] | EIA-860, EIA-860M and EIA-923 | 202406 | -84.6556 | 38.8608
-9218235.5643 | 4635624.0458 | 39909 | 56278 | Green Valley LFGTE | 5580 | East Kentucky Power Coop, Inc | Electric Utility | 517 Addington Drive | Ashland | Greenup | Kentucky | 41102 | biomass | Biomass = 2.4 MW | Landfill Gas | 2.4 | 2.4 |  | 2.4 | [10 empty] | EIA-860, EIA-860M and EIA-923 | 202406 | -82.8088 | 38.3967
-9542952.4038 | 4540762.6374 | 39910 | 56280 | Hardin County LFGTE | 5580 | East Kentucky Power Coop, Inc | Electric Utility | 1598 Audubon Trace | Elizabethtown | Hardin | Kentucky | 42701 | biomass | Biomass = 2.4 MW | Landfill Gas | 2.4 | 2.4 |  | 2.4 | [10 empty] | EIA-860, EIA-860M and EIA-923 | 202406 | -85.7258 | 37.7258
-10240535.9929 | 3525343.2716 | 39911 | 56283 | Hargis-Hebert Electric Generating | 50111 | Lafayette Utilities System | Electric Utility | 300 Beau Pre Road | Lafayette | Lafayette | Louisiana | 70508 | natural gas | Natural Gas = 95.1 MW | Natural Gas Fired Combustion Turbine | 100.8 | 95.1 | [6 empty] | 95.1 | [5 empty] | EIA-860, EIA-860M and EIA-923 | 202406 | -91.9923 | 30.1694
-8914141.9962 | 4479256.7036 | 39912 | 56288 | Salem Water Plant | 16558 | City of Salem - (VA) | Commercial Non-CHP | 1300 Tidewater Street | Salem | Salem City | Virginia | 24153 | petroleum | Petroleum = 2 MW | Petroleum Liquids | 2 | 2 | [8 empty] | 2 |  |  |  | EIA-860, EIA-860M and EIA-923 | 202406 | -80.0771 | 37.2875
-8910535.2447 | 4478123.4294 | 39913 | 56289 | Salem Street Dept | 16558 | City of Salem - (VA) | Commercial Non-CHP | 1300 Indiana Street | Salem | Salem City | Virginia | 24153 | petroleum | Petroleum = 2 MW | Petroleum Liquids | 1.8 | 2 | [8 empty] | 2 |  |  |  | EIA-860, EIA-860M and EIA-923 | 202406 | -80.0447 | 37.2794
-8413003.9125 | 5432276.7572 | 39914 | 56290 | Maple Ridge Wind Farm | 54684 | Flat Rock Windpower, LLC | IPP Non-CHP | 6972 Eagle Factory Road | Lowville | Lewis | New York | 13367 | wind | Wind = 322.1 MW | Onshore Wind Turbine | 321.2 | 322.1 | [10 empty] | 322.1 |  | EIA-860, EIA-860M and EIA-923 | 202406 | -75.5753 | 43.7853
-11138307.6486 | 3791437.5074 | 39915 | 56291 | Horse Hollow Wind Energy Center | 50063 | FPL Energy Horse Hollow LLC | IPP Non-CHP | 14064 B Hwy 277 S | Wingate | Taylor | Texas | 79566 | wind | Wind = 735.5 MW | Onshore Wind Turbine | 735.5 | 735.5 | [10 empty] | 735.5 |  | EIA-860, EIA-860M and EIA-923 | 202406 | -100.0571 | 32.214
-8876180.6027 | 4142472.4336 | 39916 | 56292 | Hamlet Generating Facility | 13683 | North Carolina El Member Corp | Electric Utility | 162 Cooperative Way | Hamlet | Richmond | North Carolina | 28345 | natural gas | Natural Gas = 339 MW | Natural Gas Fired Combustion Turbine | 343.8 | 339 | [6 empty] | 339 | [5 empty] | EIA-860, EIA-860M and EIA-923 | 202406 | -79.7361 | 34.8423
-11505302.295 | 4161239.096 | 39917 | 56293 | Caprock Wind Farm | 50123 | Leeward Asset Management, LLC | IPP Non-CHP | 1414A State Hwy 469 | San Jon | Quay | New Mexico | 88434 | wind | Wind = 80 MW | Onshore Wind Turbine | 80 | 80 | [10 empty] | 80 |  | EIA-860, EIA-860M and EIA-923 | 202406 | -103.3539 | 34.9806
-8262268.3051 | 4959027.061 | 39918 | 56294 | Bayway Refinery | 50095 | Phillips 66 | Industrial Non-CHP | 1400 Park Avenue | Linden | Union | New Jersey | 7036 | other | Other = 11.2 MW | All Other | 11.2 | 11.2 | [11 empty] | 11.2 | EIA-860, EIA-860M and EIA-923 | 202406 | -74.2212 | 40.6376
-12951187.8576 | 3856286.3464 | 39919 | 56295 | Kumeyaay Wind | 50123 | Leeward Asset Management, LLC | IPP Non-CHP | North of I-8, West of Campo Cr | Campo | San Diego | California | 91906 | wind | Wind = 50 MW | Onshore Wind Turbine | 50 | 50 | [10 empty] | 50 |  | EIA-860, EIA-860M and EIA-923 | 202406 | -116.3425 | 32.7056
-10558642.5698 | 5433587.5114 | 39920 | 56296 | Trimont Area Wind Farm | 15399 | Avangrid Renewables LLC | IPP Non-CHP | 231 220th Street | Trimont | Martin | Minnesota | 56172 | wind | Wind = 100.5 MW | Onshore Wind Turbine | 100.5 | 100.5 | [10 empty] | 100.5 |  | EIA-860, EIA-860M and EIA-923 | 202406 | -94.8499 | 43.7938
-9970975.8459 | 5049286.8346 | 39921 | 56297 | Crescent Ridge | 50123 | Leeward Asset Management, LLC | IPP Non-CHP | 6250 1475 East St | Tiskilwa | Bureau | Illinois | 61368 | wind | Wind = 53 MW | Onshore Wind Turbine | 53 | 53 | [10 empty] | 53 |  | EIA-860, EIA-860M and EIA-923 | 202406 | -89.5708 | 41.25
-13512082.2439 | 4692035.2588 | 39922 | 56298 | Roseville Energy Park | 16295 | City of Roseville - (CA) | Electric Utility | 5120 Phillips Rd | Roseville | Placer | California | 95678 | natural gas | Natural Gas = 212.2 MW | Natural Gas Fired Combined Cycle; Natural Gas Fired Combustion Turbine; | 225 | 212.2 | [6 empty] | 212.2 | [5 empty] | EIA-860, EIA-860M and EIA-923 | 202406 | -121.3811 | 38.7928
-8432791.62 | 5047107.2999 | 39923 | 56299 | Wind Park Bear Creek | 50123 | Leeward Asset Management, LLC | IPP Non-CHP | 10 miles SE of Wilkes-Barre PA | Bear Creek | Luzerne | Pennsylvania | 18702 | wind | Wind = 24 MW | Onshore Wind Turbine | 24 | 24 | [10 empty] | 24 |  | EIA-860, EIA-860M and EIA-923 | 202406 | -75.7531 | 41.2353
-8287457.7908 | 4776570.4205 | 39924 | 56300 | Jersey-Atlantic Wind Farm | 50123 | Leeward Asset Management, LLC | IPP Non-CHP | 1801 Absecon Blvd. | Atlantic City | Atlantic | New Jersey | 8401 | wind | Wind = 7.5 MW | Onshore Wind Turbine | 7.5 | 7.5 | [10 empty] | 7.5 |  | EIA-860, EIA-860M and EIA-923 | 202406 | -74.4475 | 39.3822
-12448791.8637 | 5376043.5743 | 39925 | 56301 | Wolverine Creek | 49893 | Invenergy Services LLC | IPP Non-CHP | 729 Bone Road | Idaho Falls | Bonneville | Idaho | 83401 | wind | Wind = 64.5 MW | Onshore Wind Turbine | 64.5 | 64.5 | [10 empty] | 64.5 |  | EIA-860, EIA-860M and EIA-923 | 202406 | -111.8294 | 43.4195
-13168250.4006 | 4172165.7335 | 39926 | 56302 | Oasis Wind | 2770 | Terra-Gen Operating Co-Wind | IPP Non-CHP | 7021 Oak Creek Road | Mojave | Kern | California | 93501 | wind | Wind = 60.3 MW | Onshore Wind Turbine | 60.3 | 60.3 | [10 empty] | 60.3 |  | EIA-860, EIA-860M and EIA-923 | 202406 | -118.2924 | 35.0609
-10747930.2319 | 4520220.4865 | 39927 | 56303 | Elk River Wind | 15399 | Avangrid Renewables LLC | IPP Non-CHP | 14980 SE 190th | Beaumont | Butler | Kansas | 67072 | wind | Wind = 150 MW | Onshore Wind Turbine | 150 | 150 | [10 empty] | 150 |  | EIA-860, EIA-860M and EIA-923 | 202406 | -96.5503 | 37.5797
-11561686.8416 | 4024989.2372 | 39928 | 56304 | San Juan Mesa Wind Project LLC | 59883 | NRG Energy Gas & Wind Holdings Inc | IPP Non-CHP | 4388 S. Roosevelt Road 22 | Elida | Roosevelt | New Mexico | 88116 | wind | Wind = 120 MW | Onshore Wind Turbine | 120 | 120 | [10 empty] | 120 |  | EIA-860, EIA-860M and EIA-923 | 202406 | -103.8604 | 33.9716
-10322003.9377 | 5396799.5891 | 39929 | 56307 | Adams Wind Farm | 56769 | Consolidated Edison Development Inc. | IPP Non-CHP | 12933 660 Ave | Adams | Mower | Minnesota | 55909 | wind | Wind = 23.3 MW | Onshore Wind Turbine | 23.3 | 23.3 | [10 empty] | 23.3 |  | EIA-860, EIA-860M and EIA-923 | 202406 | -92.7241 | 43.5548
-12796113.573 | 5290391.4187 | 39930 | 56308 | Fossil Gulch | 60025 | Greenbacker Renewable Energy Corporation | IPP Non-CHP | Near town of Hagerman | Hagerman | Gooding | Idaho | 83332 | wind | Wind = 10.5 MW | Onshore Wind Turbine | 10.5 | 10.5 | [10 empty] | 10.5 |  | EIA-860, EIA-860M and EIA-923 | 202406 | -114.9494 | 42.8581
-10038891.8673 | 4669650.7563 | 39931 | 56309 | Trigen St. Louis | 50130 | Ashley Energy LLC | IPP CHP | One Ashley Place | St Louis | St Louis | Missouri | 63102 | natural gas | Natural Gas = 32.2 MW, Petroleum = 1.2 MW | Natural Gas Fired Combined Cycle; Natural Gas Steam Turbine; Petroleum Liquids | 34.2 | 33.4 | [6 empty] | 32.2 |  | 1.2 |  |  |  | EIA-860, EIA-860M and EIA-923 | 202406 | -90.1809 | 38.6359
-11178914.7725 | 3801547.8152 | 39932 | 56311 | Sweetwater Wind 3 LLC | 50123 | Leeward Asset Management, LLC | IPP Non-CHP | 10 miles South Hwy 70 | Sweetwater | Nolan | Texas | 79556 | wind | Wind = 144 MW | Onshore Wind Turbine | 135 | 144 | [10 empty] | 144 |  | EIA-860, EIA-860M and EIA-923 | 202406 | -100.4219 | 32.2908
-12255207.2692 | 5143095.6977 | 39933 | 56312 | Shute Creek Facility | 6529 | Exxon Mobil Production Co | Industrial CHP | 33 miles northeast of Kemmerer | Kemmerer | Lincoln | Wyoming | 83101 | natural gas | Natural Gas = 98.7 MW | Natural Gas Fired Combustion Turbine | 144 | 98.7 | [6 empty] | 98.7 | [5 empty] | EIA-860, EIA-860M and EIA-923 | 202406 | -110.0904 | 41.8805
-8827702.4116 | 4509522.5076 | 39934 | 56313 | Coleman Falls | 50134 | Holcomb Rock Company | Industrial Non-CHP | 6007 Lee Jackson Hwy | Coleman Falls | Bedford | Virginia | 24536 | hydroelectric | Hydroelectric = 1.5 MW | Conventional Hydroelectric | 1.5 | 1.5 |  |  |  |  | 1.5 | [7 empty] | EIA-860, EIA-860M and EIA-923 | 202406 | -79.3006 | 37.5035
-8827702.4116 | 4509522.5076 | 39935 | 56314 | Holcomb Rock | 50134 | Holcomb Rock Company | Industrial Non-CHP | 4839 Holcomb Rock Road | Holcomb Rock | Lynchburg City | Virginia | 24503 | hydroelectric | Hydroelectric = 0.6 MW | Conventional Hydroelectric | 1.8 | 0.6 |  |  |  |  | 0.6 | [7 empty] | EIA-860, EIA-860M and EIA-923 | 202406 | -79.3006 | 37.5035
-12621676.5989 | 5175883.2814 | 39936 | 56317 | Raft River Geothermal Power Plant | 50147 | US Geothermal Inc. | IPP Non-CHP | 2960 South 2100 East | Malta | Cassia | Idaho | 83342 | geothermal | Geothermal = 10MW | Geothermal | 18 | 10 |  |  |  | 10 | [8 empty] | EIA-860, EIA-860M and EIA-923 | 202406 | -113.3825 | 42.0994
-11730970.3912 | 5510726.0624 | 39937 | 56319 | Wygen 2 | 19545 | Black Hills Power, Inc. | Electric Utility | 20 Wyodak Road | Gillette | Campbell | Wyoming | 82718 | coal | Coal = 90 MW | Conventional Steam Coal | 95 | 90 |  |  | 90 | [9 empty] | EIA-860, EIA-860M and EIA-923 | 202406 | -105.3811 | 44.2919
-11461977.9737 | 5009834.491 | 39938 | 56320 | Spring Canyon | 49893 | Invenergy Services LLC | IPP Non-CHP | 28191 CR 74 | Peetz | Logan | Colorado | 80747 | wind | Wind = 60 MW | Onshore Wind Turbine | 60 | 60 | [10 empty] | 60 |  | EIA-860, EIA-860M and EIA-923 | 202406 | -102.9647 | 40.983
-13331020.3129 | 4777812.1164 | 39939 | 56321 | Richard Burdette Geothermal | 34691 | Ormat Nevada Inc | IPP Non-CHP | 1010 Power Plant Drive | Reno | Washoe | Nevada | 89521 | geothermal | Geothermal = 20MW | Geothermal | 30 | 20 |  |  |  | 20 | [8 empty] | EIA-860, EIA-860M and EIA-923 | 202406 | -119.7546 | 39.3908
-13381325.7021 | 5947996.107 | 39940 | 56322 | Wild Horse | 15500 | Puget Sound Energy Inc | Electric Utility | 25901 Vantage Hwy | Ellensburg | Kittitas | Washington | 98926 | wind | Solar = 0.4 MW,Wind = 272.6 MW | Solar Photovoltaic; Onshore Wind Turbine; | 273.1 | 273 | [9 empty] | 0.4 | 272.6 |  | EIA-860, EIA-860M and EIA-923 | 202406 | -120.2065 | 47.0363
-8792414.133 | 5343899.1697 | 39941 | 56323 | Modern Innovative Energy LLC | 50158 | Innovative Energy Systems Inc | IPP Non-CHP | 1449 Pletcher Road | Youngstown | Niagara | New York | 14174 | biomass | Biomass = 6.4 MW | Landfill Gas | 6.4 | 6.4 |  | 6.4 | [10 empty] | EIA-860, EIA-860M and EIA-923 | 202406 | -78.9836 | 43.2094
-8207223.266 | 5282083.6581 | 39942 | 56324 | Colonie LFGTE Facility | 50158 | Innovative Energy Systems Inc | IPP Non-CHP | 1319 New Loudon | Cohoes | Albany | New York | 12047 | biomass | Biomass = 6.4 MW | Landfill Gas | 6.4 | 6.4 |  | 6.4 | [10 empty] | EIA-860, EIA-860M and EIA-923 | 202406 | -73.7267 | 42.8033
-16221414.3048 | 9356892.2633 | 39943 | 56325 | Delta Power | 7353 | Golden Valley Elec Assn Inc | Electric Utility | 1115 Richardson Highway | Delta Junction | Southeast Fairbanks | Alaska | 99737 | petroleum | Petroleum = 23.1 MW | Petroleum Liquids | 23.1 | 23.1 | [8 empty] | 23.1 |  |  |  | EIA-860, EIA-860M and EIA-923 | 202406 | -145.7194 | 64.0281
-11437366.0135 | 3891926.9193 | 39944 | 56326 | Mustang Station Unit 4 | 7349 | Golden Spread Electric Cooperative, Inc | Electric Utility | 1937 County Road 390 | Denver City | Yoakum | Texas | 79323 | natural gas | Natural Gas = 459.3 MW | Natural Gas Fired Combustion Turbine | 472.1 | 459.3 | [6 empty] | 459.3 | [5 empty] | EIA-860, EIA-860M and EIA-923 | 202406 | -102.7436 | 32.9746
-9396021.9193 | 4683671.7721 | 39945 | 56327 | Pendleton County LFGTE | 5580 | East Kentucky Power Coop, Inc | Electric Utility | 1452 Bryan Griffen Road | Butler | Pendleton | Kentucky | 41006 | biomass | Biomass = 3.2 MW | Landfill Gas | 3.2 | 3.2 |  | 3.2 | [10 empty] | EIA-860, EIA-860M and EIA-923 | 202406 | -84.4059 | 38.7342
-10495658.0019 | 4326175.9978 | 39946 | 56328 | Harry D Mattison Gas Plant | 17698 | Southwestern Electric Power Co | Electric Utility | Liberty Ave | Tontitown | Washington | Arkansas | 72770 | natural gas | Natural Gas = 294 MW | Natural Gas Fired Combustion Turbine | 349 | 294 | [6 empty] | 294 | [5 empty] | EIA-860, EIA-860M and EIA-923 | 202406 | -94.2841 | 36.1855
-17599797.064 | 2427985.2489 | 39947 | 56329 | Campbell Industrial Park | 19547 | Hawaiian Electric Co Inc | Electric Utility | 91-196 Hanua Street | Kapolei | Honolulu | Hawaii | 96707 | petroleum | Petroleum = 113 MW | Petroleum Liquids | 113 | 113 | [8 empty] | 113 |  |  |  | EIA-860, EIA-860M and EIA-923 | 202406 | -158.1017 | 21.3025
-9004701.5152 | 4610439.2847 | 39948 | 56333 | Gauley River Power Partners | 64079 | Central Rivers Power WV, LLC | IPP Non-CHP | Rte#2 | Summersville | Nicholas | West Virginia | 26651 | hydroelectric | Hydroelectric = 80 MW | Conventional Hydroelectric | 80 | 80 |  |  |  |  | 80 | [7 empty] | EIA-860, EIA-860M and EIA-923 | 202406 | -80.8906 | 38.2192
-10976725.1814 | 4145699.5244 | 39949 | 56335 | Blue Canyon Windpower II | 54707 | Blue Canyon Windpower II LLC | IPP Non-CHP | 3109 State Hwy 19 | Carnegie | Comanche | Oklahoma | 73015 | wind | Wind = 151.4 MW | Onshore Wind Turbine | 151.4 | 151.4 | [10 empty] | 151.4 |  | EIA-860, EIA-860M and EIA-923 | 202406 | -98.6056 | 34.8661
-11689748.7838 | 4138728.0397 | 39950 | 56336 | Aragonne Wind LLC | 50123 | Leeward Asset Management, LLC | IPP Non-CHP | 1837 Muniz Road | Santa Rosa | Guadalupe | New Mexico | 88435 | wind | Wind = 235 MW | Onshore Wind Turbine | 235 | 235 | [10 empty] | 235 |  | EIA-860, EIA-860M and EIA-923 | 202406 | -105.0108 | 34.8147
-11190981.8053 | 3804361.8585 | 39951 | 56337 | Sweetwater Wind 4 LLC | 50123 | Leeward Asset Management, LLC | IPP Non-CHP | 7900 FM 608 | Roscoe | Nolan | Texas | 79545 | wind | Wind = 241 MW | Onshore Wind Turbine | 241 | 241 | [10 empty] | 241 |  | EIA-860, EIA-860M and EIA-923 | 202406 | -100.5303 | 32.3122
-9885048.331 | 4935824.6355 | 39952 | 56338 | High Trail Wind Farm LLC | 54709 | High Trail Wind Farm LLC | IPP Non-CHP | 13682N 2900 East Road | Ellsworth | McLean | Illinois | 61737 | wind | Wind = 210.9 MW | Onshore Wind Turbine | 210.9 | 210.9 | [10 empty] | 210.9 |  | EIA-860, EIA-860M and EIA-923 | 202406 | -88.7989 | 40.4792
-8927144.1127 | 4213403.3729 | 39953 | 56339 | Albemarle Hospital Unit | 13630 | North Carolina Mun Power Agny #1 | Electric Utility | 301 Yadkin Street | Albemarle | Stanly | North Carolina | 28001 | petroleum | Petroleum = 1.8 MW | Petroleum Liquids | 1.8 | 1.8 | [8 empty] | 1.8 |  |  |  | EIA-860, EIA-860M and EIA-923 | 202406 | -80.1939 | 35.3636
-9059180.1608 | 4215341.9189 | 39954 | 56340 | Cherryville City Hall | 13630 | North Carolina Mun Power Agny #1 | Electric Utility | 109 South Mulberry Street | Cherryville | Gaston | North Carolina | 28021 | petroleum | Petroleum = 1.8 MW | Petroleum Liquids | 1.8 | 1.8 | [8 empty] | 1.8 |  |  |  | EIA-860, EIA-860M and EIA-923 | 202406 | -81.38 | 35.3778
-9046073.2926 | 4228950.6974 | 39955 | 56341 | Lincolnton High School | 13630 | North Carolina Mun Power Agny #1 | Electric Utility | 803 North Aspen Street | Lincolnton | Lincoln | North Carolina | 28092 | petroleum | Petroleum = 1.8 MW | Petroleum Liquids | 1.8 | 1.8 | [8 empty] | 1.8 |  |  |  | EIA-860, EIA-860M and EIA-923 | 202406 | -81.2623 | 35.4774
-9040044.3403 | 4242599.6168 | 39956 | 56342 | Maiden Community Center | 13630 | North Carolina Mun Power Agny #1 | Electric Utility | 217 East Klutz | Maiden | Catawba | North Carolina | 28650 | petroleum | Petroleum = 1.8 MW | Petroleum Liquids | 1.8 | 1.8 | [8 empty] | 1.8 |  |  |  | EIA-860, EIA-860M and EIA-923 | 202406 | -81.2081 | 35.5772
-8965676.0186 | 4160249.7803 | 39957 | 56343 | Monroe Middle School | 13630 | North Carolina Mun Power Agny #1 | Electric Utility | 601 East Sunset Drive | Monroe | Union | North Carolina | 28112 | petroleum | Petroleum = 1.8 MW | Petroleum Liquids | 1.8 | 1.8 | [8 empty] | 1.8 |  |  |  | EIA-860, EIA-860M and EIA-923 | 202406 | -80.54 | 34.9733
-9100154.0823 | 4263395.976 | 39958 | 56344 | Morganton Station 5 | 13630 | North Carolina Mun Power Agny #1 | Electric Utility | 110 Industrial Blvd. | Morganton | Burke | North Carolina | 28655 | petroleum | Petroleum = 1.8 MW | Petroleum Liquids | 1.8 | 1.8 | [8 empty] | 1.8 |  |  |  | EIA-860, EIA-860M and EIA-923 | 202406 | -81.7481 | 35.729
-9003698.5265 | 4174309.2589 | 39959 | 56345 | Pineville Delivery 2 | 13630 | North Carolina Mun Power Agny #1 | Electric Utility | 12109 Lancaster Highway | Pineville | Mecklenburg | North Carolina | 28134 | petroleum | Petroleum = 1.8 MW | Petroleum Liquids | 1.8 | 1.8 | [8 empty] | 1.8 |  |  |  | EIA-860, EIA-860M and EIA-923 | 202406 | -80.8816 | 35.0767
-13013526.7725 | 4062501.3246 | 39960 | 56346 | Bear Valley Power Plant | 17612 | Bear Valley Electric Service | Electric Utility | 42020 Garstin Dr | Big Bear Lake | San Bernardino | California | 92315 | natural gas | Natural Gas = 8.4 MW | Natural Gas Internal Combustion Engine | 8.4 | 8.4 | [6 empty] | 8.4 | [5 empty] | EIA-860, EIA-860M and EIA-923 | 202406 | -116.9025 | 34.2506
-9832821.9013 | 5418001.1443 | 39961 | 56347 | Cedar Ridge | 20856 | Wisconsin Power & Light Co | Electric Utility | W3473 Highway 45 | Eden | Fond Du Lac | Wisconsin | 53019 | wind | Wind = 67.7 MW | Onshore Wind Turbine | 67.7 | 67.7 | [10 empty] | 67.7 |  | EIA-860, EIA-860M and EIA-923 | 202406 | -88.3297 | 43.6926
-11119770.727 | 4398844.5627 | 39962 | 56348 | Laverne Diesel Generating Plant | 10777 | Town of Laverne - (OK) | Electric Utility | 102 North County Line Rd N1760 | Laverne | Harper | Oklahoma | 73848 | petroleum | Petroleum = 4 MW | Petroleum Liquids | 4 | 4 | [8 empty] | 4 |  |  |  | EIA-860, EIA-860M and EIA-923 | 202406 | -99.8906 | 36.7106
-11389653.7005 | 3742509.8704 | 39963 | 56349 | Quail Run Energy Center | 56766 | CER Quail Run Energy Partners LP | IPP Non-CHP | 2950 East Interstate 20 | Odessa | Ector | Texas | 79766 | natural gas | Natural Gas = 472.2 MW | Natural Gas Fired Combined Cycle | 550.4 | 472.2 | [6 empty] | 472.2 | [5 empty] | EIA-860, EIA-860M and EIA-923 | 202406 | -102.315 | 31.8414
-10694274.2374 | 3412327.7711 | 39964 | 56350 | Colorado Bend Energy Center | 56765 | CER Colorado Bend Energy Partners LP | IPP Non-CHP | 3821 South State Highway 60 | Wharton | Wharton | Texas | 77488 | natural gas | Natural Gas = 608 MW | Natural Gas Fired Combined Cycle; Natural Gas Fired Combustion Turbine; | 654.1 | 608 | [6 empty] | 608 | [5 empty] | EIA-860, EIA-860M and EIA-923 | 202406 | -96.0683 | 29.2878
-11104430.9012 | 4560245.4492 | 39965 | 56351 | Spearville | 10000 | Evergy Metro | Electric Utility | 10311 126 RD | Ford | Ford | Kansas | 67876 | wind | Wind = 148.5 MW | Onshore Wind Turbine | 148.5 | 148.5 | [10 empty] | 148.5 |  | EIA-860, EIA-860M and EIA-923 | 202406 | -99.7528 | 37.8641
-10375687.7622 | 5255900.1969 | 39966 | 56355 | Whispering Willow Wind Farm - East | 9417 | Interstate Power and Light Co | Electric Utility | 1598 70th Street | Iowa Falls | Franklin | Iowa | 50126 | wind | Wind = 199.7 MW | Onshore Wind Turbine | 199.7 | 199.7 | [10 empty] | 199.7 |  | EIA-860, EIA-860M and EIA-923 | 202406 | -93.2064 | 42.6305
-13092118.333 | 4014202.1836 | 39967 | 56356 | Clearwater Power Plant | 16088 | City of Riverside - (CA) | Electric Utility | 2201 Railroad St. | Corona | Riverside | California | 92880 | natural gas | Natural Gas = 28 MW | Natural Gas Fired Combined Cycle | 49 | 28 | [6 empty] | 28 | [5 empty] | EIA-860, EIA-860M and EIA-923 | 202406 | -117.6085 | 33.8912
-11213579.6619 | 5961143.329 | 39968 | 56357 | FPL Energy Burleigh County Wind | 54717 | FPL Energy Burleigh County Wind LLC | IPP Non-CHP | 5120 279th Ave NE | Wilton | Burleigh | North Dakota | 58579 | wind | Wind = 49.5 MW | Onshore Wind Turbine | 49.5 | 49.5 | [10 empty] | 49.5 |  | EIA-860, EIA-860M and EIA-923 | 202406 | -100.7333 | 47.1167
-12166104.8111 | 4041297.3069 | 39969 | 56358 | Western Renewable Energy | 54690 | Western Renewable Energy LLC | IPP Non-CHP | 975 S. Water Canyon Rd. | Eagar | Apache | Arizona | 85925 | biomass | Biomass = 2.5 MW | Wood/Wood Waste Biomass | 3 | 2.5 |  | 2.5 | [10 empty] | EIA-860, EIA-860M and EIA-923 | 202406 | -109.29 | 34.093
-13424351.3532 | 5711866.1806 | 39970 | 56359 | Klondike Windpower II | 15399 | Avangrid Renewables LLC | IPP Non-CHP | 98435 Klondike Lane | Wasco | Sherman | Oregon | 97065 | wind | Wind = 81 MW | Onshore Wind Turbine | 75 | 81 | [10 empty] | 81 |  | EIA-860, EIA-860M and EIA-923 | 202406 | -120.593 | 45.571
-13381691.8319 | 5724829.0581 | 39971 | 56360 | Leaning Juniper | 14354 | PacifiCorp | Electric Utility | 72459 Rattlesnake Rd. | Arlington | Gilliam | Oregon | 97812 | wind | Wind = 100.5 MW | Onshore Wind Turbine | 110.4 | 100.5 | [10 empty] | 100.5 |  | EIA-860, EIA-860M and EIA-923 | 202406 | -120.2098 | 45.6525
-13390577.0197 | 5762371.2933 | 39972 | 56361 | Big Horn Wind Project | 15399 | Avangrid Renewables LLC | IPP Non-CHP | 300 Big Horn Road | Bickelton | Klickitat | Washington | 99322 | wind | Wind = 199 MW | Onshore Wind Turbine | 199 | 199 | [10 empty] | 199 |  | EIA-860, EIA-860M and EIA-923 | 202406 | -120.2896 | 45.8877
-13564279.9532 | 4596391.6853 | 39973 | 56362 | Shiloh I Wind Project | 15399 | Avangrid Renewables LLC | IPP Non-CHP | 6283 Montezuma Hills road | Rio Vista | Solano | California | 94571 | wind | Wind = 150 MW | Onshore Wind Turbine | 150 | 150 | [10 empty] | 150 |  | EIA-860, EIA-860M and EIA-923 | 202406 | -121.85 | 38.12
-8838517.1001 | 4387881.6142 | 39974 | 56363 | Danville New Design Plant | 4794 | City of Danville - (VA) | Electric Utility | 131 Maplewood Ave. | Danville | Danville City | Virginia | 24541 | petroleum | Petroleum = 1.2 MW | Petroleum Liquids | 1.8 | 1.2 | [8 empty] | 1.2 |  |  |  | EIA-860, EIA-860M and EIA-923 | 202406 | -79.3978 | 36.6316
-8827479.7726 | 4391967.6368 | 39975 | 56364 | Danville Kentuck Road Plant | 4794 | City of Danville - (VA) | Electric Utility | 1865 Kentuck Road | Ringgold | Pittsylvania | Virginia | 24586 | petroleum | Petroleum = 1.2 MW | Petroleum Liquids | 1.8 | 1.2 | [8 empty] | 1.2 |  |  |  | EIA-860, EIA-860M and EIA-923 | 202406 | -79.2986 | 36.6611
-8637279.2907 | 4619056.2844 | 39976 | 56367 | Electric Avenue Facility | 4619 | Town of Culpeper- (VA) | Electric Utility | 500 Electric Avenue | Culpeper | Culpeper | Virginia | 22701 | petroleum | Petroleum = 6.9 MW | Petroleum Liquids | 6.9 | 6.9 | [8 empty] | 6.9 |  |  |  | EIA-860, EIA-860M and EIA-923 | 202406 | -77.59 | 38.28
-8640717.9497 | 4687450.9231 | 39977 | 56368 | Water Treatment Plant Generators | 11560 | City of Manassas - (VA) | Electric Utility | 14329 Glenkirk Road | Gainesville | Prince William | Virginia | 20155 | petroleum | Petroleum = 1.7 MW | Petroleum Liquids | 1.8 | 1.7 | [8 empty] | 1.7 |  |  |  | EIA-860, EIA-860M and EIA-923 | 202406 | -77.6209 | 38.7607
-8809601.8624 | 4844168.5705 | 39978 | 56369 | Casselman Wind Power Project | 15399 | Avangrid Renewables LLC | IPP Non-CHP | 2200 Rockdale Road | Garrett | Somerset | Pennsylvania | 15542 | wind | Wind = 34.5 MW | Onshore Wind Turbine | 34.5 | 34.5 | [10 empty] | 34.5 |  | EIA-860, EIA-860M and EIA-923 | 202406 | -79.138 | 39.85
-11579520.224 | 4996778.1434 | 39979 | 56371 | Cedar Creek Wind | 50123 | Leeward Asset Management, LLC | IPP Non-CHP | 59550 CR 105 | Grover | Weld | Colorado | 80729 | wind | Wind = 300.5 MW | Onshore Wind Turbine | 300.5 | 300.5 | [10 empty] | 300.5 |  | EIA-860, EIA-860M and EIA-923 | 202406 | -104.0206 | 40.8944
-11185749.7892 | 3794453.5538 | 39980 | 56372 | Sweetwater Wind 5 | 50123 | Leeward Asset Management, LLC | IPP Non-CHP | 7900 FM 608 | Roscoe | Nolan | Texas | 79545 | wind | Wind = 80.5 MW | Onshore Wind Turbine | 80.5 | 80.5 | [10 empty] | 80.5 |  | EIA-860, EIA-860M and EIA-923 | 202406 | -100.4833 | 32.2369
-10876768.6276 | 3542814.5315 | 39981 | 56374 | Robert Mueller Energy Center | 1015 | Austin Energy | Electric Utility | 4901 Lancaster Drive | Austin | Travis | Texas | 78723 | natural gas | Natural Gas = 3.7 MW, Petroleum = 1.5 MW | Natural Gas Fired Combustion Turbine; Petroleum Liquids; | 6.1 | 5.2 | [6 empty] | 3.7 |  | 1.5 |  |  |  | EIA-860, EIA-860M and EIA-923 | 202406 | -97.7077 | 30.305
-10112941.5926 | 4810715.4333 | 39982 | 56376 | Pike County Wind Power | 9209 | Illinois Rural Electric Coop | Electric Utility | 24920 365th Street | Pittsfield | Pike | Illinois | 62363 | wind | Wind = 1.7 MW | Onshore Wind Turbine | 1.7 | 1.7 | [10 empty] | 1.7 |  | EIA-860, EIA-860M and EIA-923 | 202406 | -90.8461 | 39.6189
-12217659.205 | 5872572.2293 | 39983 | 56377 | Judith Gap Wind Energy Center | 49893 | Invenergy Services LLC | IPP Non-CHP | 1030 US Highway 191 N | Harlowton | Wheatland | Montana | 59036 | wind | Wind = 135 MW | Onshore Wind Turbine | 135 | 135 | [10 empty] | 135 |  | EIA-860, EIA-860M and EIA-923 | 202406 | -109.7531 | 46.5725
-17331487.3689 | 2151898.6185 | 39984 | 56378 | Pakini Nui Wind Farm | 794 | Apollo Energy Corp | IPP Non-CHP | 93-1373 South Point Rd. | Naalehu | Hawaii | Hawaii | 96772 | wind | Wind = 21 MW | Onshore Wind Turbine | 21 | 21 | [10 empty] | 21 |  | EIA-860, EIA-860M and EIA-923 | 202406 | -155.6914 | 18.9742
-10589734.1036 | 5178506.6137 | 39985 | 56379 | Victory Wind Farm | 12341 | MidAmerican Energy Co | Electric Utility | 1832 Industrial park Rd. | Westside | Carroll | Iowa | 51401 | wind | Wind = 99 MW | Onshore Wind Turbine | 105 | 99 | [10 empty] | 99 |  | EIA-860, EIA-860M and EIA-923 | 202406 | -95.1292 | 42.1169
-11087629.3391 | 4388731.0175 | 39986 | 56380 | Centennial Wind Farm | 14063 | Oklahoma Gas & Electric Co | Electric Utility | HWY 183/COUNTRY RD E/W 26 | Fort Supply | Harper | Oklahoma | 73848 | wind | Wind = 120 MW | Onshore Wind Turbine | 120 | 120 | [10 empty] | 120 |  | EIA-860, EIA-860M and EIA-923 | 202406 | -99.6019 | 36.6377
-10385863.5881 | 5367051.5283 | 39987 | 56383 | Northern Iowa Windpower II | 15399 | Avangrid Renewables LLC | IPP Non-CHP | 1145 410th Street | Kensett | Worth | Iowa | 50448 | wind | Wind = 80 MW | Onshore Wind Turbine | 80 | 80 | [10 empty] | 80 |  | EIA-860, EIA-860M and EIA-923 | 202406 | -93.2978 | 43.3608
-10388423.9364 | 5366883.1062 | 39988 | 56386 | Top of Iowa Windfarm III | 11479 | Madison Gas & Electric Co | Electric Utility | 570 410th St | Kensett | Worth | Iowa | 50448 | wind | Wind = 29.7 MW | Onshore Wind Turbine | 29.7 | 29.7 | [10 empty] | 29.7 |  | EIA-860, EIA-860M and EIA-923 | 202406 | -93.3208 | 43.3597
-9826260.5079 | 5446797.9839 | 39989 | 56391 | Blue Sky Green Field Wind Project | 20847 | Wisconsin Electric Power Co | Electric Utility | Highway W and Johnsburg Road | Fond du Lac | Fond Du Lac | Wisconsin | 54935 | wind | Wind = 145.2 MW | Onshore Wind Turbine | 145.2 | 145.2 | [10 empty] | 145.2 |  | EIA-860, EIA-860M and EIA-923 | 202406 | -88.2708 | 43.8794
-11265278.2146 | 5967058.3767 | 39990 | 56392 | FPL Energy Oliver Wind I LLC | 55696 | FPL Energy Oliver County Wind | IPP Non-CHP | 1851 33rd Avenue | Center | Oliver | North Dakota | 58530 | wind | Wind = 50.6 MW | Onshore Wind Turbine | 50.6 | 50.6 | [10 empty] | 50.6 |  | EIA-860, EIA-860M and EIA-923 | 202406 | -101.1977 | 47.1528
-11267758.8581 | 3768431.0726 | 39991 | 56394 | Forest Creek Wind Farm LLC | 56215 | RWE Renewables Americas, LLC | IPP Non-CHP | 893 McDonald Road North | Big Springs | Glasscock | Texas | 79720 | wind | Wind = 124.2 MW | Onshore Wind Turbine | 124.2 | 124.2 | [10 empty] | 124.2 |  | EIA-860, EIA-860M and EIA-923 | 202406 | -101.22 | 32.039
-11075487.8336 | 3845713.4189 | 39992 | 56395 | Mesquite Wind Power LLC | 54759 | Mesquite Wind LLC | IPP Non-CHP | 299 FM 604 | Abilene | Shackelford | Texas | 79601 | wind | Wind = 200 MW | Onshore Wind Turbine | 200 | 200 | [10 empty] | 200 |  | EIA-860, EIA-860M and EIA-923 | 202406 | -99.4928 | 32.6256
-8467888.0951 | 5042256.4072 | 39993 | 56397 | Hunlock Unit 4 | 61319 | Hunlock Energy, LLC | IPP Non-CHP | P.O. BOX 224 390 Route 11 | Hunlock Green | Luzerne | Pennsylvania | 18621 | natural gas | Natural Gas = 44.8 MW | Natural Gas Fired Combustion Turbine | 44 | 44.8 | [6 empty] | 44.8 | [5 empty] | EIA-860, EIA-860M and EIA-923 | 202406 | -76.0683 | 41.2025
-8031200.323 | 5347504.3363 | 39994 | 56399 | Lempster Wind LLC | 15399 | Avangrid Renewables LLC | IPP Non-CHP | 106 NE Bean Mt Road | Lempster | Sullivan | New Hampshire | 3605 | wind | Wind = 24 MW | Onshore Wind Turbine | 24 | 24 | [10 empty] | 24 |  | EIA-860, EIA-860M and EIA-923 | 202406 | -72.1455 | 43.233
-8947582.3712 | 3171516.022 | 39995 | 56400 | Treasure Coast Energy Center | 6616 | Fort Pierce Utilities Authority | Electric Utility | 4545 Energy Lane | Ft. Pierce | St Lucie | Florida | 34981 | natural gas | Natural Gas = 318 MW | Natural Gas Fired Combined Cycle | 411.4 | 318 | [6 empty] | 318 | [5 empty] | EIA-860, EIA-860M and EIA-923 | 202406 | -80.3775 | 27.3839
-10391830.3128 | 4492361.179 | 39996 | 56404 | Noble Hill Landfill | 17833 | City Utilities of Springfield - (MO) | Electric Utility | 3971 West Farm Road 34 | Willard | Greene | Missouri | 65781 | biomass | Biomass = 3 MW | Landfill Gas | 3.2 | 3 |  | 3 | [10 empty] | EIA-860, EIA-860M and EIA-923 | 202406 | -93.3514 | 37.3811
-12799707.6341 | 4273108.7377 | 39997 | 56405 | Nevada Solar One | 55744 | Acciona Solar Power | IPP Non-CHP | 602 Eldorado Valley Dr | Boulder City | Clark | Nevada | 89005 | solar | Solar = 68.5 MW | Solar Thermal without Energy Storage | 75.7 | 68.5 | [9 empty] | 68.5 |  |  | EIA-860, EIA-860M and EIA-923 | 202406 | -114.9817 | 35.7998
-13629190.3482 | 6181729.1215 | 39998 | 56406 | Sierra Pacific Burlington Facility | 17164 | Sierra Pacific Industries | Industrial CHP | 14654 Ovenell Rd | Mt Vernon | Skagit | Washington | 98273 | biomass | Biomass = 24.6 MW | Wood/Wood Waste Biomass | 28 | 24.6 |  | 24.6 | [10 empty] | EIA-860, EIA-860M and EIA-923 | 202406 | -122.4331 | 48.4481
-8947270.6767 | 3085866.0039 | 39999 | 56407 | West County Energy Center | 6452 | Florida Power & Light Co | Electric Utility | 20505 State Rd 80 | Loxahatchee | Palm Beach | Florida | 33470 | natural gas | Natural Gas = 3777 MW | Natural Gas Fired Combined Cycle | 4263 | 3777 | [6 empty] | 3777 | [5 empty] | EIA-860, EIA-860M and EIA-923 | 202406 | -80.3747 | 26.6986
-9976853.5151 | 5056944.7116 | 40000 | 56408 | Agriwind | 65300 | Agriwind Holdings, LLC | IPP Non-CHP | 10632 1200 East Street | Tiskilwa | Bureau | Illinois | 61368 | wind | Wind = 8.4 MW | Onshore Wind Turbine | 8.4 | 8.4 | [10 empty] | 8.4 |  | EIA-860, EIA-860M and EIA-923 | 202406 | -89.6236 | 41.3017
-10734571.893 | 5469404.6973 | 40001 | 56409 | Stahl Wind Energy | 65897 | Stahl Wind Energy, LLC (Longroad) | IPP Non-CHP | 1183 15th Ave | Pipestone | Pipestone | Minnesota | 56164 | wind | Wind = 1.7 MW | Onshore Wind Turbine | 1.7 | 1.7 | [10 empty] | 1.7 |  | EIA-860, EIA-860M and EIA-923 | 202406 | -96.4303 | 44.0256
-10735306.6017 | 5469265.3612 | 40002 | 56410 | Carstensen Wind | 65898 | Carstensen Wind, LLC (Longroad) | IPP Non-CHP | 204 91st Street | Pipestone | Pipestone | Minnesota | 56164 | wind | Wind = 1.7 MW | Onshore Wind Turbine | 1.7 | 1.7 | [10 empty] | 1.7 |  | EIA-860, EIA-860M and EIA-923 | 202406 | -96.4369 | 44.0247
-10735284.3378 | 5467763.7614 | 40003 | 56411 | Northern Lights Wind LLC | 65899 | Northern Lights Wind LLC (Longroad) | IPP Non-CHP | 164 121st Street | Pipestone | Pipestone | Minnesota | 56164 | wind | Wind = 1.7 MW | Onshore Wind Turbine | 1.7 | 1.7 | [10 empty] | 1.7 |  | EIA-860, EIA-860M and EIA-923 | 202406 | -96.4367 | 44.015
-10735718.4838 | 5468708.0377 | 40004 | 56412 | Lucky Wind | 65909 | Lucky Wind, LLC (Longroad) | IPP Non-CHP | 188 121st Street | Pipestone | Pipestone | Minnesota | 56164 | wind | Wind = 1.7 MW | Onshore Wind Turbine | 1.7 | 1.7 | [10 empty] | 1.7 |  | EIA-860, EIA-860M and EIA-923 | 202406 | -96.4406 | 44.0211
-10734883.5876 | 5468661.5956 | 40005 | 56413 | Greenback Energy | 65907 | Greenback Energy, LLC (Longroad) | IPP Non-CHP | 1148 15th Ave | Pipestone | Pipestone | Minnesota | 56164 | wind | Wind = 1.7 MW | Onshore Wind Turbine | 1.7 | 1.7 | [10 empty] | 1.7 |  | EIA-860, EIA-860M and EIA-923 | 202406 | -96.4331 | 44.0208
-10594832.5362 | 5543580.7864 | 40006 | 56414 | Redwood Falls Wind | 40580 | Southern Minnesota Mun P Agny | Electric Utility | 31298 Knox Ave (CO. Rd 17) | Redwood Falls | Redwood | Minnesota | 56383 | wind | Wind = 3.4 MW | Onshore Wind Turbine | 3.4 | 3.4 | [10 empty] | 3.4 |  | EIA-860, EIA-860M and EIA-923 | 202406 | -95.175 | 44.5028
-10513754.8776 | 5399906.2968 | 40007 | 56415 | Fairmont Wind | 40580 | Southern Minnesota Mun P Agny | Electric Utility | 589 Hwy 15 | Fairmont | Martin | Minnesota | 56031 | wind | Wind = 5.2 MW | Onshore Wind Turbine | 5.4 | 5.2 | [10 empty] | 5.2 |  | EIA-860, EIA-860M and EIA-923 | 202406 | -94.4467 | 43.575
-9235432.3105 | 5420549.946 | 40008 | 56416 | Michigan Wind 1 | 54800 | Michigan Wind 1, LLC | IPP Non-CHP | 1387 East Atwater Road | Ubly | Huron | Michigan | 48475 | wind | Wind = 69 MW | Onshore Wind Turbine | 69 | 69 | [10 empty] | 69 |  | EIA-860, EIA-860M and EIA-923 | 202406 | -82.9633 | 43.7092
-9755766.5498 | 5068715.8997 | 40009 | 56419 | Beecher Gas Recovery | 60539 | Will County Energy LLC | IPP Non-CHP | 1055 West Goodenow Rd | Beecher | Will | Illinois | 60401 | biomass | Biomass = 3.3 MW | Landfill Gas | 3.3 | 3.3 |  | 3.3 | [10 empty] | EIA-860, EIA-860M and EIA-923 | 202406 | -87.6375 | 41.3811
-9240853.5697 | 4855688.1775 | 40010 | 56420 | Renick Run Pumping Station 03-04 | 4065 | City of Columbus - (OH) | Electric Utility | 1380 Emig Road | Columbus | Franklin | Ohio | 43223 | petroleum | Petroleum = 2.2 MW | Petroleum Liquids | 2.8 | 2.2 | [8 empty] | 2.2 |  |  |  | EIA-860, EIA-860M and EIA-923 | 202406 | -83.012 | 39.9294
-9244980.4059 | 4860337.3766 | 40011 | 56421 | PS ST-8 Engine No 1 | 4065 | City of Columbus - (OH) | Commercial Non-CHP | 1900 W Broad St | Columbus | Franklin | Ohio | 43223 | petroleum | Petroleum = 1.8 MW | Petroleum Liquids | 2 | 1.8 | [8 empty] | 1.8 |  |  |  | EIA-860, EIA-860M and EIA-923 | 202406 | -83.0491 | 39.9614
-9241280.2573 | 4858679.0738 | 40012 | 56422 | ST-1/1A Engine No 1 | 4065 | City of Columbus - (OH) | Commercial Non-CHP | I-70/71 & SR 315 Interchange | Columbus | Franklin | Ohio | 43215 | petroleum | Petroleum = 1.1 MW | Petroleum Liquids | 1.3 | 1.1 | [8 empty] | 1.1 |  |  |  | EIA-860, EIA-860M and EIA-923 | 202406 | -83.0158 | 39.95
-9241123.5195 | 4859022.7942 | 40013 | 56423 | Dodge Park Engine No 1 | 4065 | City of Columbus - (OH) | Commercial Non-CHP | 585 Sullivant Avenue | Columbus | Franklin | Ohio | 43215 | petroleum | Petroleum = 1.8 MW | Petroleum Liquids | 2 | 1.8 | [8 empty] | 1.8 |  |  |  | EIA-860, EIA-860M and EIA-923 | 202406 | -83.0144 | 39.9524
-10308053.4905 | 5405911.5808 | 40014 | 56424 | Mower County Wind Energy Center | 13781 | Northern States Power Co - Minnesota | Electric Utility | 72506 180th Street | Grand Meadow | Mower | Minnesota | 55936 | wind | Wind = 98.9 MW | Onshore Wind Turbine | 98.9 | 98.9 | [10 empty] | 98.9 |  | EIA-860, EIA-860M and EIA-923 | 202406 | -92.5988 | 43.6141
-8074748.6191 | 5185374.3987 | 40015 | 56426 | Ameresco Chicopee Energy | 54812 | AMERESCO Chicopee Energy LLC | IPP Non-CHP | 161 New Lombard Rd | Chicopee | Hampden | Massachusetts | 1020 | biomass | Biomass = 7.7 MW | Landfill Gas | 7.8 | 7.7 |  | 7.7 | [10 empty] | EIA-860, EIA-860M and EIA-923 | 202406 | -72.5367 | 42.1626
-9909750.126 | 5267677.0045 | 40016 | 56427 | Ameresco Janesville | 54813 | AMERESCO Janesville LLC | IPP Non-CHP | 525 Black Bridge Rd | Janesville | Rock | Wisconsin | 53545 | biomass | Biomass = 3 MW | Landfill Gas | 3 | 3 |  | 3 | [10 empty] | EIA-860, EIA-860M and EIA-923 | 202406 | -89.0208 | 42.7083
-13560450.5627 | 4427655.3523 | 40017 | 56428 | Ameresco Santa Cruz Energy | 54814 | AMERESCO Santa Cruz Energy LLC | IPP Non-CHP | 1231 Buena Vista Road | Watsonville | Santa Cruz | California | 95076 | biomass | Biomass = 3 MW | Landfill Gas | 3 | 3 |  | 3 | [10 empty] | EIA-860, EIA-860M and EIA-923 | 202406 | -121.8156 | 36.9178
-8397296.7324 | 4664421.9427 | 40018 | 56429 | Ameresco Delaware South | 54815 | AMERESCO Delaware South | IPP Non-CHP | 28560 Landfill Lane | Georgetown | Sussex | Delaware | 19947 | biomass | Biomass = 5 MW | Landfill Gas | 5 | 5 |  | 5 | [10 empty] | EIA-860, EIA-860M and EIA-923 | 202406 | -75.4342 | 38.5992
-8429479.1972 | 4726528.6206 | 40019 | 56430 | Ameresco Delaware Central | 54816 | AMERESCO Delaware Central | IPP Non-CHP | 1107 Willow Grove Road | Sandtown | Kent | Delaware | 19943 | biomass | Biomass = 5 MW | Landfill Gas | 5 | 5 |  | 5 | [10 empty] | EIA-860, EIA-860M and EIA-923 | 202406 | -75.7233 | 39.0339
-11388324.1005 | 4203626.2838 | 40020 | 56432 | Wildorado Wind LLC | 64668 | Wildorado Wind, LLC | IPP Non-CHP | 6798 CO RD 42 | Vega | Oldham | Texas | 79092 | wind | Wind = 161 MW | Onshore Wind Turbine | 161 | 161 | [10 empty] | 161 |  | EIA-860, EIA-860M and EIA-923 | 202406 | -102.3031 | 35.2919
-13155220.4542 | 4197635.4525 | 40021 | 56433 | Pine Tree Wind Power Project | 11208 | Los Angeles Department of Water & Power | Electric Utility | near Majove Desert | Cantil | Kern | California | 93519 | wind | Wind = 135 MW | Onshore Wind Turbine | 135 | 135 | [10 empty] | 135 |  | EIA-860, EIA-860M and EIA-923 | 202406 | -118.1754 | 35.248
-12682251.6564 | 5234715.5105 | 40022 | 56434 | Burley Butte Windpark | 56592 | Idaho Wind Partners 1 LLC | IPP Non-CHP | Section 6 Twp 11S Range 22E | Burley | Cassia | Idaho | 83318 | wind | Wind = 21.3 MW | Onshore Wind Turbine | 21.3 | 21.3 | [10 empty] | 21.3 |  | EIA-860, EIA-860M and EIA-923 | 202406 | -113.9266 | 42.4903
-12682132.6559 | 5226636.8093 | 40023 | 56435 | Golden Valley Wind Park LLC | 56592 | Idaho Wind Partners 1 LLC | IPP Non-CHP | 605 S 600 W | Burley | Cassia | Idaho | 83318 | wind | Wind = 12 MW | Onshore Wind Turbine | 12 | 12 | [10 empty] | 12 |  | EIA-860, EIA-860M and EIA-923 | 202406 | -113.9255 | 42.4368
-12692347.4437 | 5230231.1345 | 40024 | 56437 | Milner Dam Wind Park LLC | 56592 | Idaho Wind Partners 1 LLC | IPP Non-CHP | Section 26 Twp 10S Range 20E | Burley | Cassia | Idaho | 83318 | wind | Wind = 19.5 MW | Onshore Wind Turbine | 19.5 | 19.5 | [10 empty] | 19.5 |  | EIA-860, EIA-860M and EIA-923 | 202406 | -114.0173 | 42.4606
-12800597.2995 | 5287734.2481 | 40025 | 56439 | Oregon Trail Wind Park | 56592 | Idaho Wind Partners 1 LLC | IPP Non-CHP | 289 E 5900 N | Hagerman | Twin Falls | Idaho | 83332 | wind | Wind = 13.5 MW | Onshore Wind Turbine | 13.5 | 13.5 | [10 empty] | 13.5 |  | EIA-860, EIA-860M and EIA-923 | 202406 | -114.9897 | 42.8406
-12801586.8185 | 5281199.8991 | 40026 | 56440 | Pilgrim Stage Wind Park | 56592 | Idaho Wind Partners 1 LLC | IPP Non-CHP | Section 31 Twp 7 S Range 12 E | Hagerman | Twin Falls | Idaho | 83332 | wind | Wind = 10.5 MW | Onshore Wind Turbine | 10.5 | 10.5 | [10 empty] | 10.5 |  | EIA-860, EIA-860M and EIA-923 | 202406 | -114.9986 | 42.7975
-12800535.5172 | 5263685.1037 | 40027 | 56441 | Salmon Falls Wind Park | 56592 | Idaho Wind Partners 1 LLC | IPP Non-CHP | Section 30 Twp 08S Range 13E | Hagerman | Twin Falls | Idaho | 83332 | wind | Wind = 21 MW | Onshore Wind Turbine | 21 | 21 | [10 empty] | 21 |  | EIA-860, EIA-860M and EIA-923 | 202406 | -114.9892 | 42.6819
-12798154.5046 | 5292247.6334 | 40028 | 56442 | Thousand Springs Wind Park | 56592 | Idaho Wind Partners 1 LLC | IPP Non-CHP | Section 19 Twp 6 Range 13E | Hagerman | Twin Falls | Idaho | 83332 | wind | Wind = 12 MW | Onshore Wind Turbine | 12 | 12 | [10 empty] | 12 |  | EIA-860, EIA-860M and EIA-923 | 202406 | -114.9678 | 42.8703
-12798328.6083 | 5287172.2391 | 40029 | 56443 | Tuana Gulch Wind Park | 56592 | Idaho Wind Partners 1 LLC | IPP Non-CHP | Section 19 Twp 7 Range 12 E | Hagerman | Twin Falls | Idaho | 83332 | wind | Wind = 10.5 MW | Onshore Wind Turbine | 10.5 | 10.5 | [10 empty] | 10.5 |  | EIA-860, EIA-860M and EIA-923 | 202406 | -114.9693 | 42.8369
-11676061.3845 | 4879348.4277 | 40030 | 56445 | Spindle Hill Energy Center | 49893 | Invenergy Services LLC | IPP Non-CHP | 6355 Weld County Rd 19 | Fort Lupton | Weld | Colorado | 80530 | natural gas | Natural Gas = 270 MW | Natural Gas Fired Combustion Turbine | 420 | 270 | [6 empty] | 270 | [5 empty] | EIA-860, EIA-860M and EIA-923 | 202406 | -104.8878 | 40.0922
-13543930.7502 | 4551915.3591 | 40031 | 56446 | Buena Vista Energy LLC | 50123 | Leeward Asset Management, LLC | IPP Non-CHP | 7601 Byron Hot Springs Rd | Byron | Contra Costa | California | 94514 | wind | Wind = 38 MW | Onshore Wind Turbine | 38 | 38 | [10 empty] | 38 |  | EIA-860, EIA-860M and EIA-923 | 202406 | -121.6672 | 37.805
-17349185.1642 | 2303530.9886 | 40032 | 56447 | Hawi Wind Farm | 57170 | EDF Renewable Asset Holdings, Inc. | IPP Non-CHP | Upol 8 Road | Hawi | Hawaii | Hawaii | 96719 | wind | Wind = 10.6 MW | Onshore Wind Turbine | 10.6 | 10.6 | [10 empty] | 10.6 |  | EIA-860, EIA-860M and EIA-923 | 202406 | -155.8504 | 20.2573
-7548697.1221 | 5867993.9208 | 40033 | 56448 | Mars Hill Wind Farm Project | 59155 | Evergreen Wind, LLC | IPP Non-CHP | 34 Tower Road | Mars Hill | Aroostook | Maine | 4758 | wind | Wind = 42 MW | Onshore Wind Turbine | 42 | 42 | [10 empty] | 42 |  | EIA-860, EIA-860M and EIA-923 | 202406 | -67.8111 | 46.5442
-17427177.6032 | 2369738.853 | 40034 | 56449 | Kaheawa Pastures Wind Farm Hybrid | 59155 | Evergreen Wind, LLC | IPP Non-CHP | Maalaea | Maalaea | Maui | Hawaii | 96753 | wind | Wind = 30 MW | Onshore Wind Turbine | 30 | 30 | [10 empty] | 30 |  | EIA-860, EIA-860M and EIA-923 | 202406 | -156.551 | 20.8142
-9926699.1864 | 5107742.6991 | 40035 | 56450 | GSG LLC | 50123 | Leeward Asset Management, LLC | IPP Non-CHP | 2612 Shady Oaks Road | West Brooklyn | Lee | Illinois | 61378 | wind | Wind = 80 MW | Onshore Wind Turbine | 80 | 80 | [10 empty] | 80 |  | EIA-860, EIA-860M and EIA-923 | 202406 | -89.1731 | 41.6436
-8747423.6929 | 4921885.809 | 40036 | 56451 | Allegheny Ridge Wind Farm | 50123 | Leeward Asset Management, LLC | IPP Non-CHP | 1501 Gillespie Ave | Portage | Cambria | Pennsylvania | 15946 | wind | Wind = 80 MW | Onshore Wind Turbine | 80 | 80 | [10 empty] | 80 |  | EIA-860, EIA-860M and EIA-923 | 202406 | -78.5794 | 40.3839
-10013065.7454 | 4254541.0466 | 40037 | 56456 | Plum Point Energy Station | 58905 | NRG Energy Services - Plum Point | IPP Non-CHP | 2732A South County Road 623 | Osceola | Mississippi | Arkansas | 72370 | coal | Coal = 680 MW | Conventional Steam Coal | 720 | 680 |  |  | 680 | [9 empty] | EIA-860, EIA-860M and EIA-923 | 202406 | -89.9489 | 35.6644
-11267691.7324 | 3885411.547 | 40038 | 56457 | Post Wind Farm LP | 54870 | FPL Energy Red Canyon LLC | IPP Non-CHP | 423 Country Road | Fluvanna | Borden | Texas | 79517 | wind | Wind = 84 MW | Onshore Wind Turbine | 84 | 84 | [10 empty] | 84 |  | EIA-860, EIA-860M and EIA-923 | 202406 | -101.2194 | 32.9254
-11500354.7002 | 3859299.9806 | 40039 | 56458 | Hobbs Generating Station | 54874 | Lea Power Partners LLC | IPP Non-CHP | 98 N. Twombly Lane | Hobbs | Lea | New Mexico | 88240 | natural gas | Natural Gas = 578.1 MW | Natural Gas Fired Combined Cycle | 681.5 | 578.1 | [6 empty] | 578.1 | [5 empty] | EIA-860, EIA-860M and EIA-923 | 202406 | -103.3094 | 32.7283
-10725009.5488 | 5506807.8128 | 40040 | 56459 | MinnDakota Wind LLC | 15399 | Avangrid Renewables LLC | IPP Non-CHP | 21006 486th Avenue | Ivanhoe | Lincoln | Minnesota | 57026 | wind | Wind = 150 MW | Onshore Wind Turbine | 150 | 150 | [10 empty] | 150 |  | EIA-860, EIA-860M and EIA-923 | 202406 | -96.3444 | 44.2667
-11450567.7259 | 4533404.4357 | 40041 | 56460 | Twin Buttes Wind Project | 15399 | Avangrid Renewables LLC | IPP Non-CHP | 31965 county Road | Lamar | Bent | Colorado | 81052 | wind | Wind = 75 MW | Onshore Wind Turbine | 75 | 75 | [10 empty] | 75 |  | EIA-860, EIA-860M and EIA-923 | 202406 | -102.8622 | 37.6735
-13666894.2598 | 5218735.7586 | 40042 | 56461 | Dry Creek LFG to Energy Project | 54878 | Oregon Environmental Industries LLC | Commercial Non-CHP | 6250 Dry Creek Road | Eagle Point | Jackson | Oregon | 97524 | biomass | Biomass = 3 MW | Landfill Gas | 3.2 | 3 |  | 3 | [10 empty] | EIA-860, EIA-860M and EIA-923 | 202406 | -122.7718 | 42.3844
-9826293.9038 | 5144680.685 | 40043 | 56462 | Geneva Generation Facility | 7096 | City of Geneva- (IL) | Electric Utility | 1717 Averill Road | Geneva | Kane | Illinois | 60134 | natural gas | Natural Gas = 27 MW | Natural Gas Internal Combustion Engine | 29.5 | 27 | [6 empty] | 27 | [5 empty] | EIA-860, EIA-860M and EIA-923 | 202406 | -88.2711 | 41.8911
-9611563.5041 | 4971323.2146 | 40044 | 56463 | Oak Ridge LFGTE | 40211 | Wabash Valley Power Assn, Inc | Electric Utility | 2905 South 150 East | Logansport | Cass | Indiana | 46947 | biomass | Biomass = 3.2 MW | Landfill Gas | 3.2 | 3.2 |  | 3.2 | [10 empty] | EIA-860, EIA-860M and EIA-923 | 202406 | -86.3421 | 40.7213
-9471974.206 | 4921274.0769 | 40045 | 56464 | Jay County LFGTE | 40211 | Wabash Valley Power Assn, Inc | Electric Utility | 5825 West 400 South | Portland | Jay | Indiana | 47371 | biomass | Biomass = 3.2 MW | Landfill Gas | 3.2 | 3.2 |  | 3.2 | [10 empty] | EIA-860, EIA-860M and EIA-923 | 202406 | -85.0882 | 40.3797
-9651894.5556 | 4995475.8269 | 40046 | 56465 | Liberty I & II LFGTE | 40211 | Wabash Valley Power Assn, Inc | Electric Utility | 8635 State Road 16 East | Monticello | White | Indiana | 47960 | natural gas | Biomass = 6.4 MW, Natural Gas = 6.4 MW | Landfill Gas; Natural Gas Internal Combustion Engine; | 12.8 | 12.8 |  | 6.4 |  |  |  |  | 6.4 | [5 empty] | EIA-860, EIA-860M and EIA-923 | 202406 | -86.7044 | 40.8856
-13110897.9311 | 5840599.831 | 40047 | 56466 | Marengo Wind Plant | 14354 | PacifiCorp | Electric Utility | 336 McGee Rd | Dayton | Columbia | Washington | 99328 | wind | Wind = 234 MW | Onshore Wind Turbine | 234 | 234 | [10 empty] | 234 |  | EIA-860, EIA-860M and EIA-923 | 202406 | -117.7772 | 46.3747
-13595873.5378 | 4527943.3064 | 40048 | 56467 | Russell City Energy Center | 54890 | Russell City Energy Company LLC | IPP Non-CHP | 3862 Depot Road | Hayward | Alameda | California | 94545 | natural gas | Natural Gas = 603 MW | Natural Gas Fired Combined Cycle | 655 | 603 | [6 empty] | 603 | [5 empty] | EIA-860, EIA-860M and EIA-923 | 202406 | -122.1338 | 37.6347
-13414466.1825 | 5713870.085 | 40049 | 56468 | Klondike Windpower III | 15399 | Avangrid Renewables LLC | IPP Non-CHP | 99436 Klondike Lane | Wasco | Sherman | Oregon | 97065 | wind | Wind = 297.5 MW | Onshore Wind Turbine | 297.5 | 297.5 | [10 empty] | 297.5 |  | EIA-860, EIA-860M and EIA-923 | 202406 | -120.5042 | 45.5836
-13622939.0909 | 5076799.9087 | 40050 | 56469 | Roseburg Forest Products Biomass | 54894 | Roseburg Forest Products | Industrial CHP | 98 Mill Street | Weed | Siskiyou | California | 96094 | biomass | Biomass = 9 MW | Wood/Wood Waste Biomass | 13.4 | 9 |  | 9 | [10 empty] | EIA-860, EIA-860M and EIA-923 | 202406 | -122.3769 | 41.4356
-8474663.7785 | 4990977.6652 | 40051 | 56470 | Locust Ridge | 15399 | Avangrid Renewables LLC | IPP Non-CHP | 270 Brandonville Rd | Mahanoy City | Schuylkill | Pennsylvania | 17948 | wind | Wind = 26 MW | Onshore Wind Turbine | 26 | 26 | [10 empty] | 26 |  | EIA-860, EIA-860M and EIA-923 | 202406 | -76.1292 | 40.855
-13274509.0847 | 4056436.6839 | 40052 | 56471 | McGrath Peaker | 17609 | Southern California Edison Co | Electric Utility | 251 N. Harbor Blvd. | Oxnard | Ventura | California | 93035 | natural gas | Natural Gas = 49 MW | Natural Gas Fired Combustion Turbine | 49.8 | 49 | [6 empty] | 49 | [5 empty] | EIA-860, EIA-860M and EIA-923 | 202406 | -119.2469 | 34.2056
-13083858.4267 | 4040933.5643 | 40053 | 56472 | Grapeland Hybrid | 17609 | Southern California Edison Co | Electric Utility | 12208 6th Street | Rancho Cucamonga | San Bernardino | California | 91730 | natural gas | Battery = 10 MW, Natural Gas = 46 MW | Batteries; Natural Gas Fired Combustion Turbine; | 59.8 | 56 | 10 | [5 empty] | 46 | [5 empty] | EIA-860, EIA-860M and EIA-923 | 202406 | -117.5343 | 34.0903
-13086763.8655 | 4029513.7088 | 40054 | 56473 | Mira Loma Peaker | 17609 | Southern California Edison Co | Electric Utility | 13568B S. Milliken Ave. | Ontario | San Bernardino | California | 91761 | natural gas | Natural Gas = 49 MW | Natural Gas Fired Combustion Turbine | 49.8 | 49 | [6 empty] | 49 | [5 empty] | EIA-860, EIA-860M and EIA-923 | 202406 | -117.5604 | 34.0053
-13133829.7462 | 4002956.3804 | 40055 | 56474 | Barre Peaker | 17609 | Southern California Edison Co | Electric Utility | 10670 Dale Ave. | Stanton | Orange | California | 90680 | natural gas | Natural Gas = 49 MW | Natural Gas Fired Combustion Turbine | 49.8 | 49 | [6 empty] | 49 | [5 empty] | EIA-860, EIA-860M and EIA-923 | 202406 | -117.9832 | 33.8073
-13147343.9323 | 4019352.9388 | 40056 | 56475 | Center Hybrid | 17609 | Southern California Edison Co | Electric Utility | 10639 Firestone Blvd. | Norwalk | Los Angeles | California | 90650 | natural gas | Battery = 10 MW, Natural Gas = 47 MW | Batteries; Natural Gas Fired Combustion Turbine; | 59.8 | 57 | 10 | [5 empty] | 47 | [5 empty] | EIA-860, EIA-860M and EIA-923 | 202406 | -118.1046 | 33.9296
-13554116.4837 | 4581898.271 | 40057 | 56476 | Gateway Generating Station | 14328 | Pacific Gas & Electric Co. | Electric Utility | 3225 Wilbur Avenue | Antioch | Contra Costa | California | 94509 | natural gas | Natural Gas = 563.4 MW | Natural Gas Fired Combined Cycle | 619.7 | 563.4 | [6 empty] | 563.4 | [5 empty] | EIA-860, EIA-860M and EIA-923 | 202406 | -121.7587 | 38.0175
-10201326.04 | 4757700.1332 | 40058 | 56478 | MJMEUC Generating Station #1 | 12670 | Missouri Jnt Muni.Pwr Elec. Ut. Comm. | IPP CHP | 809 N Pine St | Laddonia | Audrain | Missouri | 36652 | natural gas | Natural Gas = 11.3 MW | Natural Gas Fired Combustion Turbine | 13.3 | 11.3 | [6 empty] | 11.3 | [5 empty] | EIA-860, EIA-860M and EIA-923 | 202406 | -91.6401 | 39.2511
-11276957.9669 | 3762187.3091 | 40059 | 56479 | Sand Bluff Wind Farm | 56215 | RWE Renewables Americas, LLC | IPP Non-CHP | 893 N. McDonald Rd | Big Spring | Glasscock | Texas | 79720 | wind | Wind = 89.5 MW | Onshore Wind Turbine | 89.5 | 89.5 | [10 empty] | 89.5 |  | EIA-860, EIA-860M and EIA-923 | 202406 | -101.3026 | 31.9914
-10033720.409 | 5564198.0868 | 40060 | 56480 | Marshfield Utilities Gas Plant | 11740 | City of Marshfield - (WI) | Electric Utility | 2510 E. 34th Street | Marshfield | Wood | Wisconsin | 54449 | natural gas | Natural Gas = 53.3 MW | Natural Gas Fired Combustion Turbine | 60.4 | 53.3 | [6 empty] | 53.3 | [5 empty] | EIA-860, EIA-860M and EIA-923 | 202406 | -90.1344 | 44.6347
-11786563.4563 | 4535768.0614 | 40061 | 56481 | SunE Alamosa | 54902 | SunE Alamosa1 LLC | IPP Non-CHP | 8900 Lane 8N | Hooper | Alamosa | Colorado | 81136 | solar | Solar = 7.7 MW | Solar Photovoltaic | 8.2 | 7.7 | [9 empty] | 7.7 |  |  | EIA-860, EIA-860M and EIA-923 | 202406 | -105.8805 | 37.6903
-12708166.2773 | 4168788.0727 | 40062 | 56482 | Black Mountain Generating Station | 19728 | UNS Electric, Inc | Electric Utility | 6625 South Yuma Road | Golden Valley | Mohave | Arizona | 86413 | natural gas | Natural Gas = 90 MW | Natural Gas Fired Combustion Turbine | 121 | 90 | [6 empty] | 90 | [5 empty] | EIA-860, EIA-860M and EIA-923 | 202406 | -114.1594 | 35.0361
-11093699.7023 | 3831024.6496 | 40063 | 56483 | Post Oak Wind LLC | 54759 | Mesquite Wind LLC | IPP Non-CHP | 299 FM 604 | Abilene | Shackelford | Texas | 79601 | wind | Wind = 200 MW | Onshore Wind Turbine | 200 | 200 | [10 empty] | 200 |  | EIA-860, EIA-860M and EIA-923 | 202406 | -99.6564 | 32.5144
-11151651.0707 | 3805154.9467 | 40064 | 56484 | Buffalo Gap 2 Wind Farm | 61012 | AES Distributed Energy | IPP Non-CHP | 10718 FM 89 | Merkel | Nolan | Texas | 79536 | wind | Wind = 232.5 MW | Onshore Wind Turbine | 232.5 | 232.5 | [10 empty] | 232.5 |  | EIA-860, EIA-860M and EIA-923 | 202406 | -100.177 | 32.3182
-13425510.6344 | 5725034.1787 | 40065 | 56485 | Biglow Canyon Wind Farm | 15248 | Portland General Electric Co | Electric Utility | 96900 Herin Lane | Wasco | Sherman | Oregon | 97065 | wind | Wind = 449.7 MW | Onshore Wind Turbine | 449.7 | 449.7 | [10 empty] | 449.7 |  | EIA-860, EIA-860M and EIA-923 | 202406 | -120.6034 | 45.6537
-13396397.1367 | 5750826.83 | 40066 | 56487 | White Creek Wind Farm | 55907 | White Creek Wind 1 LLC | IPP Non-CHP | 1131 Dot Road | Roosevelt | Klickitat | Washington | 99356 | wind | Wind = 204 MW | Onshore Wind Turbine | 204 | 204 | [10 empty] | 204 |  | EIA-860, EIA-860M and EIA-923 | 202406 | -120.3419 | 45.8155
-10927138.9161 | 4704487.9976 | 40067 | 56488 | Smoky Hills Wind Project Phase I | 55886 | Smoky Hills Wind Farm I LLC | IPP Non-CHP | 223 North Highway 14 | Lincoln | Lincoln | Kansas | 67455 | wind | Wind = 100.8 MW | Onshore Wind Turbine | 100.8 | 100.8 | [10 empty] | 100.8 |  | EIA-860, EIA-860M and EIA-923 | 202406 | -98.1602 | 38.8799
-10464187.9819 | 4296686.7694 | 40068 | 56489 | Elkins Generating Center | 807 | Arkansas Electric Coop Corp | Electric Utility | 19481 Springston Ford Road | Elkins | Washington | Arkansas | 72727 | natural gas | Natural Gas = 60 MW | Natural Gas Fired Combustion Turbine | 66 | 60 | [6 empty] | 60 | [5 empty] | EIA-860, EIA-860M and EIA-923 | 202406 | -94.0014 | 35.9714
-9389149.8331 | 4318123.1563 | 40069 | 56493 | Buffalo Mountain Energy Center | 49893 | Invenergy Services LLC | IPP Non-CHP | 1980 Windrock Rd | Oliver Springs | Anderson | Tennessee | 37840 | wind | Wind = 27 MW | Onshore Wind Turbine | 27 | 27 | [10 empty] | 27 |  | EIA-860, EIA-860M and EIA-923 | 202406 | -84.3442 | 36.1271
-10311212.7376 | 5416993.2429 | 40070 | 56494 | Prairie Star Wind Farm | 54904 | High Prairie Wind Farm II LLC | IPP Non-CHP | 308 4th Ave NE | Grand Meadow | Mower | Minnesota | 55936 | wind | Wind = 100.7 MW | Onshore Wind Turbine | 100.7 | 100.7 | [10 empty] | 100.7 |  | EIA-860, EIA-860M and EIA-923 | 202406 | -92.6272 | 43.6861
-8817550.074 | 4752874.6403 | 40071 | 56495 | NedPower Mount Storm | 64536 | Clearway Energy Operating LLC | IPP Non-CHP | 1453 Power Station Hwy | Mount Storm | Grant | West Virginia | 26739 | wind | Wind = 264 MW | Onshore Wind Turbine | 264 | 264 | [10 empty] | 264 |  | EIA-860, EIA-860M and EIA-923 | 202406 | -79.2094 | 39.2175
-12077174.0076 | 5744669.0849 | 40072 | 56496 | Phillips 66 Billings Refinery | 54916 | Phillips 66 Billings Refinery | Industrial Non-CHP | 401 South 23rd Street | Billings | Yellowstone | Montana | 59101 | other | Other = 1.5 MW | Other Gases | 1.6 | 1.5 | [11 empty] | 1.5 | EIA-860, EIA-860M and EIA-923 | 202406 | -108.4911 | 45.7769
-11060893.8484 | 4711692.5575 | 40073 | 56497 | Goodman Energy Center | 12524 | Midwest Energy Inc - (KS) | Electric Utility | 1713 230th Ave. | Hays | Ellis | Kansas | 67601 | natural gas | Natural Gas = 101.4 MW | Natural Gas Internal Combustion Engine | 103.5 | 101.4 | [6 empty] | 101.4 | [5 empty] | EIA-860, EIA-860M and EIA-923 | 202406 | -99.3617 | 38.9303
-12965663.8442 | 5382254.55 | 40074 | 56498 | Mora Drop Hydroelectric Project | 1932 | Boise-Kuna Irrigation District | IPP Non-CHP | 3100 South McDermett Road | Kuna | Ada | Idaho | 83634 | hydroelectric | Hydroelectric = 0.8 MW | Conventional Hydroelectric | 1.7 | 0.8 |  |  |  |  | 0.8 | [7 empty] | EIA-860, EIA-860M and EIA-923 | 202406 | -116.4725 | 43.46
-12367795.8022 | 6159922.7023 | 40075 | 56499 | Tiber Dam Hydroelectric Plant | 55704 | Tiber Montana LLC | IPP Non-CHP | Tiber Dam | Chester | Liberty | Montana | 59522 | hydroelectric | Hydroelectric = 7.5 MW | Conventional Hydroelectric | 7.5 | 7.5 |  |  |  |  | 7.5 | [7 empty] | EIA-860, EIA-860M and EIA-923 | 202406 | -111.1018 | 48.318
-13303881.4003 | 4802250.4996 | 40076 | 56500 | Western 102 Power Plant | 55710 | Nevada Gold Mines | Industrial Non-CHP | 2555 Waltham Way | McCarran | Storey | Nevada | 89434 | natural gas | Natural Gas = 115.1 MW, Solar = 1 MW | Natural Gas Internal Combustion Engine; Solar Photovoltaic; | 118.6 | 116.1 | [6 empty] | 115.1 |  |  | 1 |  |  | EIA-860, EIA-860M and EIA-923 | 202406 | -119.5108 | 39.5603
-10547154.3983 | 5248895.484 | 40077 | 56501 | Pomeroy Wind Farm | 12341 | MidAmerican Energy Co | Electric Utility | 13411 630th St | Fonda | Pocahontas | Iowa | 50540 | wind | Wind = 296.9 MW | Onshore Wind Turbine | 286.4 | 296.9 | [10 empty] | 296.9 |  | EIA-860, EIA-860M and EIA-923 | 202406 | -94.7467 | 42.5842
-10693934.379 | 4642607.0334 | 40078 | 56502 | Emporia Energy Center | 22500 | Evergy Kansas Central, Inc | Electric Utility | 1685 Road 200 | Emporia | Lyon | Kansas | 66801 | natural gas | Natural Gas = 654 MW | Natural Gas Fired Combustion Turbine | 730.2 | 654 | [6 empty] | 654 | [5 empty] | EIA-860, EIA-860M and EIA-923 | 202406 | -96.0652 | 38.4459
-9574066.2015 | 5286632.7299 | 40079 | 56503 | Riley Generating Station | 21158 | City of Zeeland - (MI) | Electric Utility | 8943 Riley | Zeeland | Ottawa | Michigan | 49464 | natural gas | Natural Gas = 10 MW | Natural Gas Internal Combustion Engine | 10 | 10 | [6 empty] | 10 | [5 empty] | EIA-860, EIA-860M and EIA-923 | 202406 | -86.0053 | 42.8333
-9577205.4112 | 5283536.5414 | 40080 | 56504 | Municipal Power Plant | 21158 | City of Zeeland - (MI) | Electric Utility | 495 W. Main | Zeeland | Ottawa | Michigan | 49464 | natural gas | Natural Gas = 2 MW | Natural Gas Internal Combustion Engine | 2 | 2 | [6 empty] | 2 | [5 empty] | EIA-860, EIA-860M and EIA-923 | 202406 | -86.0335 | 42.8129
-10099502.7697 | 4279803.5571 | 40081 | 56505 | Jonesboro City Water & Light Plant | 9879 | City Water and Light Plant | Electric Utility | 1400 Hanley Drive | Jonesboro | Craighead | Arkansas | 72403 | natural gas | Natural Gas = 177 MW | Natural Gas Fired Combustion Turbine | 224.3 | 177 | [6 empty] | 177 | [5 empty] | EIA-860, EIA-860M and EIA-923 | 202406 | -90.7254 | 35.8486
-11242734.2366 | 3858250.2748 | 40082 | 56506 | Scurry County Wind LP | 49893 | Invenergy Services LLC | IPP Non-CHP | 6543 E Hwy 180 | Snyder | Scurry | Texas | 79549 | wind | Wind = 130.5 MW | Onshore Wind Turbine | 130.5 | 130.5 | [10 empty] | 130.5 |  | EIA-860, EIA-860M and EIA-923 | 202406 | -100.9952 | 32.7204
-12457074.0338 | 4981871.6936 | 40083 | 56509 | Tesoro SLC Cogeneration Plant | 54911 | Tesoro Refng Marketing Co Mntn Region | Industrial CHP | 474 West, 900 North | Salt Lake City | Salt Lake | Utah | 84103 | natural gas | Natural Gas = 23 MW | Natural Gas Fired Combustion Turbine | 30.4 | 23 | [6 empty] | 23 | [5 empty] | EIA-860, EIA-860M and EIA-923 | 202406 | -111.9038 | 40.7931
-8509729.4181 | 4859971.5357 | 40084 | 56510 | Frey Farm Landfill | 57249 | EPP Renewable Energy | IPP CHP | 3049 River Road | Conestoga | Lancaster | Pennsylvania | 17516 | biomass | Biomass = 3.2 MW | Landfill Gas | 3.2 | 3.2 |  | 3.2 | [10 empty] | EIA-860, EIA-860M and EIA-923 | 202406 | -76.4442 | 39.9589
-8353414.5891 | 4864402.0359 | 40085 | 56511 | Pennsauken Landfill | 57249 | EPP Renewable Energy | IPP Non-CHP | 9600 River Road | Pennsauken | Camden | New Jersey | 8110 | biomass | Biomass = 0.9 MW | Landfill Gas | 0.9 | 0.9 |  | 0.9 | [10 empty] | EIA-860, EIA-860M and EIA-923 | 202406 | -75.04 | 39.9894
-8515172.9412 | 4919330.2603 | 40086 | 56512 | GLRA Landfill | 57249 | EPP Renewable Energy | IPP Non-CHP | 1610 Russell Road | Lebanon | Lebanon | Pennsylvania | 17046 | biomass | Biomass = 3.2 MW | Landfill Gas | 3.2 | 3.2 |  | 3.2 | [10 empty] | EIA-860, EIA-860M and EIA-923 | 202406 | -76.4931 | 40.3664
-11713660.2104 | 4845415.6421 | 40087 | 56516 | Plains End II LLC | 15142 | Plains End Operating Services LLC | IPP Non-CHP | 8950 Highway 93 | Arvada | Jefferson | Colorado | 80007 | natural gas | Natural Gas = 103.6 MW | Natural Gas Internal Combustion Engine | 117.6 | 103.6 | [6 empty] | 103.6 | [5 empty] | EIA-860, EIA-860M and EIA-923 | 202406 | -105.2256 | 39.8586
-10537992.1363 | 5271009.0761 | 40088 | 56517 | West Diesel Generation Unit | 15180 | City of Pocahontas - (IA) | Electric Utility | 400 SE Railroad Street | Pocahontas | Pocahontas | Iowa | 50574 | petroleum | Petroleum = 3.8 MW | Petroleum Liquids | 4 | 3.8 | [8 empty] | 3.8 |  |  |  | EIA-860, EIA-860M and EIA-923 | 202406 | -94.6644 | 42.7303
-9166046.8719 | 3457140.8958 | 40089 | 56518 | South Energy Center | 6909 | Gainesville Regional Utilities | Commercial CHP | 1390 SW 14th Avenue | Gainesville | Alachua | Florida | 32608 | natural gas | Natural Gas = 11.7 MW | Natural Gas Fired Combustion Turbine; Natural Gas Internal Combustion Engine; | 11.5 | 11.7 | [6 empty] | 11.7 | [5 empty] | EIA-860, EIA-860M and EIA-923 | 202406 | -82.34 | 29.6383
-8913351.6278 | 4479522.551 | 40090 | 56519 | Salem Electric Department | 16558 | City of Salem - (VA) | Electric Utility | 730 West Main St. | Salem | Salem City | Virginia | 24153 | petroleum | Petroleum = 1.3 MW | Petroleum Liquids | 1.3 | 1.3 | [8 empty] | 1.3 |  |  |  | EIA-860, EIA-860M and EIA-923 | 202406 | -80.07 | 37.2894
-9878455.6568 | 5325680.6607 | 40091 | 56520 | Deertrack Park Gas Recovery | 54842 | WM Renewable Energy LLC | IPP Non-CHP | N6756 Waldman Lane | Watertown | Jefferson | Wisconsin | 53094 | biomass | Biomass = 6.4 MW | Landfill Gas | 6.4 | 6.4 |  | 6.4 | [10 empty] | EIA-860, EIA-860M and EIA-923 | 202406 | -88.7397 | 43.09
-10414929.1072 | 5370972.0312 | 40092 | 56521 | Lake Mills Gas Recovery | 54842 | WM Renewable Energy LLC | IPP Non-CHP | 21265 430th Street | Lake Mills | Winnebago | Iowa | 50450 | biomass | Biomass = 4 MW | Landfill Gas | 4 | 4 |  | 4 | [10 empty] | EIA-860, EIA-860M and EIA-923 | 202406 | -93.5589 | 43.3864
-9509591.177 | 3623445.3126 | 40093 | 56522 | Springhill Gas Recovery Plant | 54842 | WM Renewable Energy LLC | IPP Non-CHP | 4945 Highway 273 | Campbellton | Jackson | Florida | 32426 | biomass | Biomass = 4.8 MW | Landfill Gas | 4.8 | 4.8 |  | 4.8 | [10 empty] | EIA-860, EIA-860M and EIA-923 | 202406 | -85.4261 | 30.9283
-10258881.7789 | 4141236.7303 | 40094 | 56523 | Two Pine Landfill Gas Recovery | 54842 | WM Renewable Energy LLC | IPP Non-CHP | 100 Two Pine Dr | North Little Rock | Pulaski | Arkansas | 72117 | biomass | Biomass = 4.8 MW | Landfill Gas | 4.8 | 4.8 |  | 4.8 | [10 empty] | EIA-860, EIA-860M and EIA-923 | 202406 | -92.1571 | 34.8332
-10867197.9344 | 3546606.6739 | 40095 | 56524 | Austin Gas Recovery | 54842 | WM Renewable Energy LLC | IPP Non-CHP | 9900 Giles Rd | Austin | Travis | Texas | 78754 | biomass | Biomass = 4.8 MW | Landfill Gas | 4.8 | 4.8 |  | 4.8 | [10 empty] | EIA-860, EIA-860M and EIA-923 | 202406 | -97.6217 | 30.3344
-10169959.4357 | 5693168.8397 | 40096 | 56525 | Timberline Trail Gas Recovery | 54842 | WM Renewable Energy LLC | IPP Non-CHP | N4581 Hutchinson Rd | Weyerhaeser | Rusk | Wisconsin | 54895 | biomass | Biomass = 3.2 MW | Landfill Gas | 3.2 | 3.2 |  | 3.2 | [10 empty] | EIA-860, EIA-860M and EIA-923 | 202406 | -91.3583 | 45.4533
-8737066.0822 | 5248729.1753 | 40097 | 56526 | Chaffee Gas Recovery | 54842 | WM Renewable Energy LLC | IPP Non-CHP | 10860 Olean Rd | Chaffee | Erie | New York | 14030 | biomass | Biomass = 6.4 MW | Landfill Gas | 6.4 | 6.4 |  | 6.4 | [10 empty] | EIA-860, EIA-860M and EIA-923 | 202406 | -78.4864 | 42.5831
-7998089.231 | 5241519.1896 | 40098 | 56527 | Fitchburg Gas Recovery | 54842 | WM Renewable Energy LLC | IPP Non-CHP | Fitchburg Rd, Route 31 | Westminster | Worcester | Massachusetts | 1473 | biomass | Biomass = 4.8 MW | Landfill Gas | 4.8 | 4.8 |  | 4.8 | [10 empty] | EIA-860, EIA-860M and EIA-923 | 202406 | -71.8481 | 42.5354
-9948433.6491 | 4803333.4962 | 40099 | 56529 | Five Oaks Gas Recovery | 54842 | WM Renewable Energy LLC | IPP Non-CHP | 800 East 1500 North Rd | Taylorville | Christian | Illinois | 62568 | biomass | Biomass = 3.2 MW | Landfill Gas | 3.2 | 3.2 |  | 3.2 | [10 empty] | EIA-860, EIA-860M and EIA-923 | 202406 | -89.3683 | 39.5678
-11656942.9299 | 4815528.9049 | 40100 | 56530 | DADS Gas Recovery | 54842 | WM Renewable Energy LLC | IPP Non-CHP | 3500 South Gun Club Rd | Aurora | Arapahoe | Colorado | 80018 | biomass | Biomass = 3.2 MW | Landfill Gas | 3.2 | 3.2 |  | 3.2 | [10 empty] | EIA-860, EIA-860M and EIA-923 | 202406 | -104.7161 | 39.6522
-8509748.6764 | 4449754.6216 | 40101 | 56531 | Waste Management Bethel LFGTE | 54842 | WM Renewable Energy LLC | IPP Non-CHP | 100 North Park Lane | Hampton | Hampton City | Virginia | 23666 | biomass | Biomass = 4.8 MW | Landfill Gas | 4.8 | 4.8 |  | 4.8 | [10 empty] | EIA-860, EIA-860M and EIA-923 | 202406 | -76.4444 | 37.0764
-13611034.1393 | 4774248.7556 | 40102 | 56532 | Colusa Generating Station | 14328 | Pacific Gas & Electric Co. | Electric Utility | 5025 Delevan Road | Maxwell | Colusa | California | 95955 | natural gas | Natural Gas = 640 MW | Natural Gas Fired Combined Cycle | 712.4 | 640 | [6 empty] | 640 | [5 empty] | EIA-860, EIA-860M and EIA-923 | 202406 | -122.27 | 39.3661
-10627482.5429 | 4932064.1743 | 40103 | 56536 | Cow Branch | 55734 | Cow Branch Wind Power, LLC | IPP Non-CHP | 21225 US Highway 136 | Tarkio | Atchison | Missouri | 64491 | wind | Wind = 50.4 MW | Onshore Wind Turbine | 50.4 | 50.4 | [10 empty] | 50.4 |  | EIA-860, EIA-860M and EIA-923 | 202406 | -95.4683 | 40.4535
-10538861.0963 | 4903388.5774 | 40104 | 56537 | Conception | 55735 | CR Clearing, LLC | IPP Non-CHP | 33513 State Hwy J | Stanberry | Nodaway | Missouri | 64499 | wind | Wind = 50.4 MW | Onshore Wind Turbine | 50.4 | 50.4 | [10 empty] | 50.4 |  | EIA-860, EIA-860M and EIA-923 | 202406 | -94.6722 | 40.2572
-10635464.1504 | 4926345.7632 | 40105 | 56538 | Loess Hills | 55736 | Loess Hills Wind Farm LLC | IPP Non-CHP | 907 West 4th St | Rock Port | Atchison | Missouri | 64482 | wind | Wind = 5 MW | Onshore Wind Turbine | 5 | 5 | [10 empty] | 5 |  | EIA-860, EIA-860M and EIA-923 | 202406 | -95.54 | 40.4144
-13332123.9343 | 4775269.5481 | 40106 | 56540 | Galena 2 Geothermal Power Plant | 34691 | Ormat Nevada Inc | IPP Non-CHP | 20590 Wedge Parkway | Reno | Washoe | Nevada | 89511 | geothermal | Geothermal = 9MW, Solar = 3 MW | Geothermal; Solar Photovoltaic; | 16.5 | 12 |  |  |  | 9 | [5 empty] | 3 |  |  | EIA-860, EIA-860M and EIA-923 | 202406 | -119.7645 | 39.3732
-13330387.4616 | 4777506.6113 | 40107 | 56541 | Galena 3 Geothermal Power Plant | 34691 | Ormat Nevada Inc | IPP Non-CHP | 1010 Power Plant Drive | Reno | Washoe | Nevada | 89521 | geothermal | Geothermal = 20MW | Geothermal | 30 | 20 |  |  |  | 20 | [8 empty] | EIA-860, EIA-860M and EIA-923 | 202406 | -119.7489 | 39.3887
-15066068.9396 | 8268923.8243 | 40108 | 56542 | Kasidaya Creek Hydro | 219 | Alaska Power and Telephone Co | Electric Utility | Near Kasidaya Creek | Skagway | Skagway Hoonah Angoon | Alaska | 99840 | hydroelectric | Hydroelectric = 3 MW | Conventional Hydroelectric | 3 | 3 |  |  |  |  | 3 | [7 empty] | EIA-860, EIA-860M and EIA-923 | 202406 | -135.3408 | 59.4072
-10678010.4598 | 5455512.4547 | 40109 | 56543 | Eastridge Wind Project | 62005 | Eastridge Wind Project | IPP Non-CHP | 401 Lone Tree Street | Porter | Murray | Minnesota | 56280 | wind | Wind = 10.4 MW | Onshore Wind Turbine | 10.4 | 10.4 | [10 empty] | 10.4 |  | EIA-860, EIA-860M and EIA-923 | 202406 | -95.9222 | 43.9358
-10589889.9509 | 5458913.9569 | 40110 | 56544 | Windom Wind Project | 60661 | Midwest Power Partners LLC | IPP Non-CHP | 50601 365th Street | Bingham Lake | Cottonwood | Minnesota | 56118 | wind | Wind = 15.6 MW | Onshore Wind Turbine | 15.6 | 15.6 | [10 empty] | 15.6 |  | EIA-860, EIA-860M and EIA-923 | 202406 | -95.1306 | 43.9578
-9234230.06 | 4121494.3194 | 40111 | 56545 | Seneca City of | 16921 | City of Seneca - (SC) | Electric Utility | 250 East North Second St | Seneca | Oconee | South Carolina | 29678 | petroleum | Petroleum = 9 MW | Petroleum Liquids | 10 | 9 | [8 empty] | 9 |  |  |  | EIA-860, EIA-860M and EIA-923 | 202406 | -82.9525 | 34.6875
-9000950.7162 | 4229751.642 | 40112 | 56546 | Cornelius Delivery No 1 | 13630 | North Carolina Mun Power Agny #1 | Electric Utility | 20120 Zion St. | Cornelius | Mecklenburg | North Carolina | 28031 | petroleum | Petroleum = 2 MW | Petroleum Liquids | 2.2 | 2 | [8 empty] | 2 |  |  |  | EIA-860, EIA-860M and EIA-923 | 202406 | -80.8569 | 35.4833
-9109763.7374 | 4213171.3163 | 40113 | 56547 | Bostic Delivery No 2 | 13630 | North Carolina Mun Power Agny #1 | Electric Utility | Harril St. | Bostic | Rutherford | North Carolina | 28018 | petroleum | Petroleum = 1 MW | Petroleum Liquids | 1 | 1 | [8 empty] | 1 |  |  |  | EIA-860, EIA-860M and EIA-923 | 202406 | -81.8344 | 35.3619
-9084471.9491 | 4266015.4494 | 40114 | 56548 | Drexel Operations Center | 13630 | North Carolina Mun Power Agny #1 | Electric Utility | 705 Park Avenue | Drexel | Burke | North Carolina | 28619 | petroleum | Petroleum = 2 MW | Petroleum Liquids | 2.2 | 2 | [8 empty] | 2 |  |  |  | EIA-860, EIA-860M and EIA-923 | 202406 | -81.6072 | 35.7481
-9060605.0502 | 4270542.723 | 40115 | 56549 | Granite Falls Walmart | 13630 | North Carolina Mun Power Agny #1 | Electric Utility | New Farm Rd. | Granite Falls | Caldwell | North Carolina | 28630 | petroleum | Petroleum = 2 MW | Petroleum Liquids | 2.2 | 2 | [8 empty] | 2 |  |  |  | EIA-860, EIA-860M and EIA-923 | 202406 | -81.3928 | 35.7811
-8998274.9296 | 4216082.2058 | 40116 | 56550 | Huntersville Delivery No 2 | 13630 | North Carolina Mun Power Agny #1 | Electric Utility | 12000 Old Statesville Rd. | Huntersville | Mecklenburg | North Carolina | 28078 | petroleum | Petroleum = 2 MW | Petroleum Liquids | 2.2 | 2 | [8 empty] | 2 |  |  |  | EIA-860, EIA-860M and EIA-923 | 202406 | -80.8329 | 35.3832
-8973720.299 | 4237780.4448 | 40117 | 56551 | Landis Delivery No 2 | 13630 | North Carolina Mun Power Agny #1 | Electric Utility | 420 South Chapel Street | Landis | Rowan | North Carolina | 28088 | petroleum | Petroleum = 2 MW | Petroleum Liquids | 2.2 | 2 | [8 empty] | 2 |  |  |  | EIA-860, EIA-860M and EIA-923 | 202406 | -80.6123 | 35.542
-9000648.3725 | 4272752.1658 | 40118 | 56552 | Statesville Delivery No 3 | 13630 | North Carolina Mun Power Agny #1 | Electric Utility | 402 Signal Hill Drive | Statesville | Iredell | North Carolina | 28625 | petroleum | Petroleum = 2 MW | Petroleum Liquids | 2.2 | 2 | [8 empty] | 2 |  |  |  | EIA-860, EIA-860M and EIA-923 | 202406 | -80.8542 | 35.7972
-9090828.292 | 4269925.2569 | 40119 | 56553 | Catawba River Pollution Control | 12944 | City of Morganton - (NC) | Commercial Non-CHP | 1000 Vine Arden Rd. | Morganton | Burke | North Carolina | 28655 | petroleum | Petroleum = 1.1 MW | Petroleum Liquids | 1.3 | 1.1 | [8 empty] | 1.1 |  |  |  | EIA-860, EIA-860M and EIA-923 | 202406 | -81.6643 | 35.7766
-12471556.6996 | 4974963.297 | 40120 | 56554 | Salt Lake Energy Systems | 57249 | EPP Renewable Energy | IPP Non-CHP | 6030 W. California Avenue | Salt Lake City | Salt Lake | Utah | 84104 | biomass | Biomass = 3.1 MW | Landfill Gas | 3.2 | 3.1 |  | 3.1 | [10 empty] | EIA-860, EIA-860M and EIA-923 | 202406 | -112.0339 | 40.7461
-10518233.5946 | 4880571.9844 | 40121 | 56555 | Bluegrass Ridge | 55737 | Wind Capital Holdings, LLC | IPP Non-CHP | 4288 480th Rd | King City | Gentry | Missouri | 64463 | wind | Wind = 56.7 MW | Onshore Wind Turbine | 56.7 | 56.7 | [10 empty] | 56.7 |  | EIA-860, EIA-860M and EIA-923 | 202406 | -94.4869 | 40.1006
-9864672.634 | 4443826.0916 | 40122 | 56556 | PPS Power Plant No 1 | 55772 | Paducah Power System | Electric Utility | 4801 Schneidman Road | Paducah | McCracken | Kentucky | 42003 | natural gas | Natural Gas = 110 MW | Natural Gas Fired Combustion Turbine | 120 | 110 | [6 empty] | 110 | [5 empty] | EIA-860, EIA-860M and EIA-923 | 202406 | -88.6159 | 37.0339
-11286282.4214 | 4357793.0175 | 40123 | 56560 | Porterhouse Wind (4) LLC | 65983 | UPC Power Solutions | IPP Non-CHP | 9489 County Rd. H | Gruver | Hansford | Texas | 79040 | wind | Wind = 79.8 MW | Onshore Wind Turbine | 79.8 | 79.8 | [10 empty] | 79.8 |  | EIA-860, EIA-860M and EIA-923 | 202406 | -101.3864 | 36.4144
-11340795.576 | 4362068.2331 | 40124 | 56561 | Filet Wind (5) LLC | 65983 | UPC Power Solutions | IPP Non-CHP | 6700 US Hwy 54 | Stratford | Sherman | Texas | 79084 | wind | Wind = 10 MW | Onshore Wind Turbine | 10 | 10 | [10 empty] | 10 |  | EIA-860, EIA-860M and EIA-923 | 202406 | -101.8761 | 36.4453
-11334795.4555 | 4365057.7445 | 40125 | 56562 | Tenderloin Wind (6) LLC | 65983 | UPC Power Solutions | IPP Non-CHP | 15090 FM 119 | Texhoma | Sherman | Texas | 73960 | wind | Wind = 10 MW | Onshore Wind Turbine | 10 | 10 | [10 empty] | 10 |  | EIA-860, EIA-860M and EIA-923 | 202406 | -101.8222 | 36.4669
-11514442.8497 | 5010276.8863 | 40126 | 56563 | Peetz Table Wind Energy | 55785 | FPL Peetz Table Wind Energy | IPP Non-CHP | 9500 County Rd. 78 | Peetz | Logan | Colorado | 80747 | wind | Wind = 199.5 MW | Onshore Wind Turbine | 199.5 | 199.5 | [10 empty] | 199.5 |  | EIA-860, EIA-860M and EIA-923 | 202406 | -103.436 | 40.986
-10443097.8364 | 3981864.666 | 40127 | 56564 | John W Turk Jr Power Plant | 17698 | Southwestern Electric Power Co | Electric Utility | 3711 Highway 355 S | Fulton | Hempstead | Arkansas | 71838 | coal | Coal = 650 MW | Conventional Steam Coal | 609 | 650 |  |  | 650 | [9 empty] | EIA-860, EIA-860M and EIA-923 | 202406 | -93.8119 | 33.6497
-10437329.3717 | 3831693.9664 | 40128 | 56565 | J Lamar Stall Unit | 17698 | Southwestern Electric Power Co | Electric Utility | 520 North Allen | Shreveport | Caddo | Louisiana | 71101 | natural gas | Natural Gas = 511 MW | Natural Gas Fired Combined Cycle | 624 | 511 | [6 empty] | 511 | [5 empty] | EIA-860, EIA-860M and EIA-923 | 202406 | -93.7601 | 32.5195
-12807797.2215 | 4336494.5788 | 40129 | 56568 | Nellis Air Force Base Solar Array | 56203 | Solar Star NAFB LLC | Commercial Non-CHP | North Las Vegas Blvd | Las Vegas | Clark | Nevada | 89191 | solar | Solar = 13.2 MW | Solar Photovoltaic | 13.2 | 13.2 | [9 empty] | 13.2 |  |  | EIA-860, EIA-860M and EIA-923 | 202406 | -115.0544 | 36.2603
-12857897.2263 | 3927049.3246 | 40130 | 56569 | Niland Gas Turbine Plant | 9216 | Imperial Irrigation District | Electric Utility | 402 East Beal Road | Niland | Imperial | California | 92257 | natural gas | Natural Gas = 86.4 MW | Natural Gas Fired Combustion Turbine | 121 | 86.4 | [6 empty] | 86.4 | [5 empty] | EIA-860, EIA-860M and EIA-923 | 202406 | -115.5045 | 33.2388
-13177878.8687 | 4179669.8847 | 40131 | 56570 | Terra-Gen VG Wind LLC | 2770 | Terra-Gen Operating Co-Wind | IPP Non-CHP | 13000 Jameson Road | Tehachapi | Kern | California | 93561 | wind | Wind = 7.4 MW | Onshore Wind Turbine | 7.4 | 7.4 | [10 empty] | 7.4 |  | EIA-860, EIA-860M and EIA-923 | 202406 | -118.3789 | 35.1161
-8503919.2086 | 4777651.5126 | 40132 | 56571 | Eastern Landfill Gas LLC | 62884 | Energy Power Partners | IPP Non-CHP | Days Cove Road | White Marsh | Baltimore | Maryland | 21162 | biomass | Biomass = 5.2 MW | Landfill Gas | 4 | 5.2 |  | 5.2 | [10 empty] | EIA-860, EIA-860M and EIA-923 | 202406 | -76.392 | 39.3897
-11265278.2146 | 5967058.3767 | 40133 | 56573 | FPL Energy Oliver Wind II LLC | 54799 | FPL Energy Oliver County Wind II LLC | IPP Non-CHP | 1851 33rd Ave. SW | Center | Oliver | North Dakota | 58530 | wind | Wind = 48 MW | Onshore Wind Turbine | 48 | 48 | [10 empty] | 48 |  | EIA-860, EIA-860M and EIA-923 | 202406 | -101.1977 | 47.1528
-8779489.9401 | 5284113.205 | 40134 | 56575 | Steel Winds Wind Farm | 59155 | Evergreen Wind, LLC | IPP Non-CHP | 1951 Hamburg Turnpike | Lackawanna | Erie | New York | 12418 | wind | Wind = 20 MW | Onshore Wind Turbine | 20 | 20 | [10 empty] | 20 |  | EIA-860, EIA-860M and EIA-923 | 202406 | -78.8675 | 42.8167
-10701821.6989 | 5488808.5648 | 40135 | 56577 | Shane's Wind Machine | 55832 | Shane's Wind Machine LLC | IPP Non-CHP | 1631 211th Street | Ruthton | Pipestone | Minnesota | 56170 | wind | Wind = 1.3 MW | Onshore Wind Turbine | 1.3 | 1.3 | [10 empty] | 1.3 |  | EIA-860, EIA-860M and EIA-923 | 202406 | -96.1361 | 44.1508
-10481130.8084 | 5412330.0329 | 40136 | 56580 | Blue Breezes LLC | 60661 | Midwest Power Partners LLC | IPP Non-CHP | 11751 357th Ave. | Blue Earth | Faribault | Minnesota | 56013 | wind | Wind = 1.3 MW | Onshore Wind Turbine | 1.3 | 1.3 | [10 empty] | 1.3 |  | EIA-860, EIA-860M and EIA-923 | 202406 | -94.1536 | 43.6558
-10481442.5029 | 5412330.0329 | 40137 | 56581 | Blue Breezes II LLC | 60661 | Midwest Power Partners LLC | IPP Non-CHP | 11751 357th Ave. | Blue Earth | Faribault | Minnesota | 56013 | wind | Wind = 1.3 MW | Onshore Wind Turbine | 1.3 | 1.3 | [10 empty] | 1.3 |  | EIA-860, EIA-860M and EIA-923 | 202406 | -94.1564 | 43.6558
-10662180.8282 | 5400843.6451 | 40138 | 56586 | Sunset Breeze LLC | 60661 | Midwest Power Partners LLC | IPP Non-CHP | 28431 King Avenue | Rushmore | Nobles | Minnesota | 56168 | wind | Wind = 1.3 MW | Onshore Wind Turbine | 1.3 | 1.3 | [10 empty] | 1.3 |  | EIA-860, EIA-860M and EIA-923 | 202406 | -95.78 | 43.5811
-10661969.3211 | 5401181.7285 | 40139 | 56587 | Minnesota Breeze LLC | 60661 | Midwest Power Partners LLC | IPP Non-CHP | 28431 King Avenue | Rushmore | Nobles | Minnesota | 56168 | wind | Wind = 1.3 MW | Onshore Wind Turbine | 1.3 | 1.3 | [10 empty] | 1.3 |  | EIA-860, EIA-860M and EIA-923 | 202406 | -95.7781 | 43.5833
-10661747.9067 | 5401613.7248 | 40140 | 56588 | G Flow Wind LLC | 60661 | Midwest Power Partners LLC | IPP Non-CHP | 28431 King Avenue | Rushmore | Nobles | Minnesota | 56168 | wind | Wind = 1.3 MW | Onshore Wind Turbine | 1.3 | 1.3 | [10 empty] | 1.3 |  | EIA-860, EIA-860M and EIA-923 | 202406 | -95.7761 | 43.5861
-10661716.9599 | 5400845.3355 | 40141 | 56589 | Wolf Wind Enterprises LLC | 60661 | Midwest Power Partners LLC | IPP Non-CHP | 28431 King Avenue | Rushmore | Nobles | Minnesota | 56168 | wind | Wind = 1.3 MW | Onshore Wind Turbine | 1.3 | 1.3 | [10 empty] | 1.3 |  | EIA-860, EIA-860M and EIA-923 | 202406 | -95.7758 | 43.5811
-10662211.775 | 5401613.7248 | 40142 | 56590 | Green Acres Breeze LLC | 60661 | Midwest Power Partners LLC | IPP Non-CHP | 28431 King Avenue | Rushmore | Nobles | Minnesota | 56168 | wind | Wind = 1.3 MW | Onshore Wind Turbine | 1.3 | 1.3 | [10 empty] | 1.3 |  | EIA-860, EIA-860M and EIA-923 | 202406 | -95.7803 | 43.5861
-12405354.9984 | 6023792.0086 | 40143 | 56591 | Horseshoe Bend Wind Park | 61185 | Cycle Holdings, LLC | IPP Non-CHP | 316 McIver Road | Great Falls | Cascade | Montana | 59404 | wind | Wind = 9.7 MW | Onshore Wind Turbine | 9 | 9.7 | [10 empty] | 9.7 |  | EIA-860, EIA-860M and EIA-923 | 202406 | -111.4392 | 47.4983
-11204095.2413 | 3815708.0003 | 40144 | 56592 | Champion Wind Farm LLC | 56215 | RWE Renewables Americas, LLC | IPP Non-CHP | 1100 County Rd. 140 | Roscoe | Nolan | Texas | 79545 | wind | Wind = 126.5 MW | Onshore Wind Turbine | 126.5 | 126.5 | [10 empty] | 126.5 |  | EIA-860, EIA-860M and EIA-923 | 202406 | -100.6481 | 32.3983
-11206132.388 | 3825085.6206 | 40145 | 56593 | Roscoe Wind Farm LLC | 56215 | RWE Renewables Americas, LLC | IPP Non-CHP | 5722 County Rd. 466 | Roscoe | Nolan | Texas | 79545 | wind | Wind = 209 MW | Onshore Wind Turbine | 209 | 209 | [10 empty] | 209 |  | EIA-860, EIA-860M and EIA-923 | 202406 | -100.6664 | 32.4694
-8412380.5234 | 5298070.1664 | 40146 | 56594 | Munnsville Wind Farm LLC | 56215 | RWE Renewables Americas, LLC | IPP Non-CHP | 2244 Elm Street | Madison | Madison | New York | 13310 | wind | Wind = 34.5 MW | Onshore Wind Turbine | 34.5 | 34.5 | [10 empty] | 34.5 |  | EIA-860, EIA-860M and EIA-923 | 202406 | -75.5697 | 42.9086
-11730914.7315 | 5510726.0624 | 40147 | 56596 | Wygen III | 19545 | Black Hills Power, Inc. | Electric Utility | 20 Wyodak Road | Gillette | Campbell | Wyoming | 82718 | coal | Coal = 100 MW | Conventional Steam Coal | 116 | 100 |  |  | 100 | [9 empty] | EIA-860, EIA-860M and EIA-923 | 202406 | -105.3806 | 44.2919
-10065018.5518 | 4548590.8238 | 40148 | 56597 | Elm Street Substation Generators | 6205 | City of Farmington - (MO) | Electric Utility | 400 East Elm Street | Farmington | St Francois | Missouri | 63640 | petroleum | Petroleum = 3.9 MW | Petroleum Liquids | 6 | 3.9 | [8 empty] | 3.9 |  |  |  | EIA-860, EIA-860M and EIA-923 | 202406 | -90.4156 | 37.7814
-10067022.3026 | 4549534.5458 | 40149 | 56598 | Walton Street Substation | 6205 | City of Farmington - (MO) | Electric Utility | 654 Walton Street | Farmington | St Francois | Missouri | 63640 | petroleum | Petroleum = 1.3 MW | Petroleum Liquids | 2 | 1.3 | [8 empty] | 1.3 |  |  |  | EIA-860, EIA-860M and EIA-923 | 202406 | -90.4336 | 37.7881
-10069137.3729 | 4545689.7665 | 40150 | 56600 | Overall Road Station | 6205 | City of Farmington - (MO) | Electric Utility | 4092 Overall Road | Farmington | St Francois | Missouri | 63640 | petroleum | Petroleum = 5.2 MW | Petroleum Liquids | 8 | 5.2 | [8 empty] | 5.2 |  |  |  | EIA-860, EIA-860M and EIA-923 | 202406 | -90.4526 | 37.7608
-10576665.1954 | 3557561.6159 | 40151 | 56603 | San Jacinto County Peaking Facility | 39347 | East Texas Electric Coop, Inc | Electric Utility | 2101 Pelican Road | Shepherd | San Jacinto | Texas | 77371 | natural gas | Natural Gas = 146 MW | Natural Gas Fired Combustion Turbine | 170 | 146 | [6 empty] | 146 | [5 empty] | EIA-860, EIA-860M and EIA-923 | 202406 | -95.0118 | 30.4193
-10492151.4379 | 3542660.5795 | 40152 | 56604 | Hardin County Peaking Facility | 55937 | Entergy Texas Inc. | Electric Utility | 8908 U.S. Highway 69 | Kountze | Hardin | Texas | 77625 | natural gas | Natural Gas = 142.2 MW | Natural Gas Fired Combustion Turbine | 173 | 142.2 | [6 empty] | 142.2 | [5 empty] | EIA-860, EIA-860M and EIA-923 | 202406 | -94.2526 | 30.3038
-10944375.7373 | 6212311.7478 | 40153 | 56605 | Langdon Renewables, LLC | 55799 | FPL Energy Langdon Wind LLC | IPP Non-CHP | 10810 Hwy LLC | Langdon | Cavalier | North Dakota | 58249 | wind | Wind = 118.5 MW | Onshore Wind Turbine | 118.5 | 118.5 | [10 empty] | 118.5 |  | EIA-860, EIA-860M and EIA-923 | 202406 | -98.315 | 48.63
-11620827.2135 | 6141862.7309 | 40154 | 56606 | Culbertson Generation Station | 1307 | Basin Electric Power Coop | Electric Utility | Hwy 16 | Culbertson | Roosevelt | Montana | 59218 | natural gas | Natural Gas = 85 MW | Natural Gas Fired Combustion Turbine | 108.2 | 85 | [6 empty] | 85 | [5 empty] | EIA-860, EIA-860M and EIA-923 | 202406 | -104.3917 | 48.21
-11273234.5525 | 6095818.8304 | 40155 | 56607 | Prairie Winds ND1 | 1307 | Basin Electric Power Coop | Electric Utility | Hwy 281 | Minot | Ward | North Dakota | 58701 | wind | Wind = 115.5 MW | Onshore Wind Turbine | 115.5 | 115.5 | [10 empty] | 115.5 |  | EIA-860, EIA-860M and EIA-923 | 202406 | -101.2692 | 47.9336
-10996974.1967 | 5447877.4195 | 40156 | 56608 | Prairie Winds SD1 | 1307 | Basin Electric Power Coop | Electric Utility | Hwy 83 | Crow Lake | Jerauld | South Dakota | 57382 | wind | Wind = 172 MW | Onshore Wind Turbine | 162 | 172 | [10 empty] | 172 |  | EIA-860, EIA-860M and EIA-923 | 202406 | -98.7875 | 43.8864
-11739846.2282 | 5525822.2137 | 40157 | 56609 | Dry Fork Station | 1307 | Basin Electric Power Coop | Electric Utility | Interstate 90 | Gillette | Campbell | Wyoming | 82732 | coal | Coal = 390 MW | Conventional Steam Coal | 483.7 | 390 |  |  | 390 | [9 empty] | EIA-860, EIA-860M and EIA-923 | 202406 | -105.4608 | 44.3889
-10746040.027 | 5526967.4018 | 40158 | 56610 | Deer Creek Station | 1307 | Basin Electric Power Coop | Electric Utility | Hwy 30 | White | Brookings | South Dakota | 57276 | natural gas | Natural Gas = 295 MW | Natural Gas Fired Combined Cycle | 324 | 295 | [6 empty] | 295 | [5 empty] | EIA-860, EIA-860M and EIA-923 | 202406 | -96.5333 | 44.3962
-10793220.4554 | 3694510.6165 | 40159 | 56611 | Sandy Creek Energy Station | 55861 | Sandy Creek Energy Associates LP | IPP Non-CHP | 2161 Rattlesnake Rd | Riesel | McLennan | Texas | 76682 | coal | Coal = 932.6 MW | Conventional Steam Coal | 1008 | 932.6 |  |  | 932.6 | [9 empty] | EIA-860, EIA-860M and EIA-923 | 202406 | -96.9571 | 31.4744
-11494739.2998 | 5003643.0684 | 40160 | 56613 | Logan Wind Energy | 55862 | Logan Wind Energy LLC | IPP Non-CHP | 9500 County Road 78 | Peetz | Logan | Colorado | 80747 | wind | Wind = 201 MW | Onshore Wind Turbine | 201 | 201 | [10 empty] | 201 |  | EIA-860, EIA-860M and EIA-923 | 202406 | -103.259 | 40.941
-9885048.331 | 4935824.6355 | 40161 | 56614 | Old Trail Wind Farm | 55866 | Old Trail Wind Farm LLC | IPP Non-CHP | 13682N 2900 East Road | Ellsworth | McLean | Illinois | 61737 | wind | Wind = 213.8 MW | Onshore Wind Turbine | 213.8 | 213.8 | [10 empty] | 213.8 |  | EIA-860, EIA-860M and EIA-923 | 202406 | -88.7989 | 40.4792
-12282430.7847 | 4096565.6179 | 40162 | 56616 | Novo BioPower Plant | 55925 | Novo Biopower LLC | IPP Non-CHP | Highway Spur 277 N | Snowflake | Navajo | Arizona | 85937 | biomass | Biomass = 22.2 MW | Wood/Wood Waste Biomass | 27.2 | 22.2 |  | 22.2 | [10 empty] | EIA-860, EIA-860M and EIA-923 | 202406 | -110.335 | 34.5032
-10688711.9364 | 5442687.4343 | 40163 | 56617 | Fenton Wind Farm | 57170 | EDF Renewable Asset Holdings, Inc. | IPP Non-CHP | 729 21 St. Street | Chandler | Murray | Minnesota | 56122 | wind | Wind = 205.5 MW | Onshore Wind Turbine | 205.5 | 205.5 | [10 empty] | 205.5 |  | EIA-860, EIA-860M and EIA-923 | 202406 | -96.0183 | 43.8528
-8238321.3676 | 5604440.8111 | 40164 | 56618 | Clinton | 63858 | Valcour Operating Services, LLC | IPP Non-CHP | 386 Ryan Road | Churubusco | Clinton | New York | 12923 | wind | Wind = 100.5 MW | Onshore Wind Turbine | 100.5 | 100.5 | [10 empty] | 100.5 |  | EIA-860, EIA-860M and EIA-923 | 202406 | -74.0061 | 44.8914
-8238321.3676 | 5604440.8111 | 40165 | 56619 | Ellenburg | 63858 | Valcour Operating Services, LLC | IPP Non-CHP | 386 Ryan Road | Churubusco | Clinton | New York | 12923 | wind | Wind = 81 MW | Onshore Wind Turbine | 81 | 81 | [10 empty] | 81 |  | EIA-860, EIA-860M and EIA-923 | 202406 | -74.0061 | 44.8914
-8716839.3307 | 5241716.6439 | 40166 | 56620 | Bliss | 63858 | Valcour Operating Services, LLC | IPP Non-CHP | 7740 Cadwell Road | Bliss | Wyoming | New York | 14024 | wind | Wind = 100.5 MW | Onshore Wind Turbine | 100.5 | 100.5 | [10 empty] | 100.5 |  | EIA-860, EIA-860M and EIA-923 | 202406 | -78.3047 | 42.5367
-11076351.2276 | 4389084.0884 | 40167 | 56621 | Sleeping Bear LLC | 59883 | NRG Energy Gas & Wind Holdings Inc | IPP Non-CHP | Route 2 Box 152 | Woodward | Harper | Oklahoma | 73801 | wind | Wind = 94.5 MW | Onshore Wind Turbine | 94.5 | 94.5 | [10 empty] | 94.5 |  | EIA-860, EIA-860M and EIA-923 | 202406 | -99.5006 | 36.6403
-9969461.9009 | 5046237.2221 | 40168 | 56622 | Providence Heights Wind LLC | 15399 | Avangrid Renewables LLC | IPP Non-CHP | 8547 Wyanet Walnut Road | Tiskilwa | Bureau | Illinois | 61368 | wind | Wind = 72 MW | Onshore Wind Turbine | 72 | 72 | [10 empty] | 72 |  | EIA-860, EIA-860M and EIA-923 | 202406 | -89.5572 | 41.2294
-13115247.5175 | 5634947.781 | 40169 | 56623 | Elkhorn Valley Wind Farm | 55880 | Telocaset Wind Power Partners | IPP Non-CHP | 53777 OR Highway 237 | Union | Union | Oregon | 97883 | wind | Wind = 100.7 MW | Onshore Wind Turbine | 100.7 | 100.7 | [10 empty] | 100.7 |  | EIA-860, EIA-860M and EIA-923 | 202406 | -117.8163 | 45.0852
-10621794.1169 | 5406531.237 | 40170 | 56626 | Ewington Energy Systems, LLC | 57158 | Ewington Energy Systems, LLC | IPP Non-CHP | 32804 780th Street | Worthington | Jackson | Minnesota | 56187 | wind | Wind = 20 MW | Onshore Wind Turbine | 22.5 | 20 | [10 empty] | 20 |  | EIA-860, EIA-860M and EIA-923 | 202406 | -95.4172 | 43.6181
-8130964.8507 | 5092975.2158 | 40171 | 56629 | Waterbury Generation | 56201 | Engie North America | IPP Non-CHP | 725 Bank Street | Waterbury | New Haven | Connecticut | 6708 | natural gas | Natural Gas = 96 MW | Natural Gas Fired Combustion Turbine | 96 | 96 | [6 empty] | 96 | [5 empty] | EIA-860, EIA-860M and EIA-923 | 202406 | -73.0417 | 41.5444
-10307260.8957 | 6036389.4821 | 40172 | 56630 | Taconite Ridge 1 Wind Energy Center | 12647 | ALLETE, Inc. | Electric Utility | Hwy 53 & St Louis Cty Hwy 102 | Mountain Iron | St Louis | Minnesota | 55768 | wind | Wind = 25 MW | Onshore Wind Turbine | 25 | 25 | [10 empty] | 25 |  | EIA-860, EIA-860M and EIA-923 | 202406 | -92.5917 | 47.5747
-8626893.1822 | 5243061.3158 | 40173 | 56633 | Dutch Hill Wind Project | 59155 | Evergreen Wind, LLC | IPP Non-CHP | 11219 Dutch Hill Road | Cohocton | Steuben | New York | 14826 | wind | Wind = 37.5 MW | Onshore Wind Turbine | 37.5 | 37.5 | [10 empty] | 37.5 |  | EIA-860, EIA-860M and EIA-923 | 202406 | -77.4967 | 42.5456
-8629486.9263 | 5228627.4364 | 40174 | 56634 | Cohocton Wind Project | 59155 | Evergreen Wind, LLC | IPP Non-CHP | Brown Road | Cohocton | Steuben | New York | 14826 | wind | Wind = 87.5 MW | Onshore Wind Turbine | 87.5 | 87.5 | [10 empty] | 87.5 |  | EIA-860, EIA-860M and EIA-923 | 202406 | -77.52 | 42.45
-9262494.0787 | 5439171.8709 | 40175 | 56635 | Harvest | 55873 | Harvest Windfarm, LLC | IPP Non-CHP | 250 N Maxwell Road | Elkton | Huron | Michigan | 48731 | wind | Wind = 51.2 MW | Onshore Wind Turbine | 52.8 | 51.2 | [10 empty] | 51.2 |  | EIA-860, EIA-860M and EIA-923 | 202406 | -83.2064 | 43.83
-12853571.7961 | 5316112.8811 | 40176 | 56636 | Mountain Home | 55891 | Hot Springs Windfarm, LLC | IPP Non-CHP | 18645 Old Oregon Trail Road | Mountain Home | Elmore | Idaho | 83623 | wind | Wind = 21 MW | Onshore Wind Turbine | 21 | 21 | [10 empty] | 21 |  | EIA-860, EIA-860M and EIA-923 | 202406 | -115.4656 | 43.0272
-12855208.1927 | 5320133.8753 | 40177 | 56637 | Bennett Creek Windfarm LLC - Mountain Home | 55890 | Bennett Creek Windfarm LLC | IPP Non-CHP | 9505 SE Donetta Drive | Mountain Home | Elmore | Idaho | 83623 | wind | Wind = 21 MW | Onshore Wind Turbine | 21 | 21 | [10 empty] | 21 |  | EIA-860, EIA-860M and EIA-923 | 202406 | -115.4803 | 43.0536
-11143081.0284 | 3801148.4215 | 40178 | 56638 | Buffalo Gap 3 Wind Farm | 61012 | AES Distributed Energy | IPP Non-CHP | 4220-A FM 126 | Nolan | Nolan | Texas | 79537 | wind | Wind = 170.2 MW | Onshore Wind Turbine | 170.2 | 170.2 | [10 empty] | 170.2 |  | EIA-860, EIA-860M and EIA-923 | 202406 | -100.1 | 32.2878
-13422873.8096 | 4391003.7773 | 40179 | 56639 | Midway Peaking LLC | 59527 | CalPeak Power, LLC | IPP Non-CHP | 43627 West Panoche Road | Firebaugh | Fresno | California | 93622 | natural gas | Natural Gas = 111.2 MW | Natural Gas Fired Combustion Turbine | 139.8 | 111.2 | [6 empty] | 111.2 | [5 empty] | EIA-860, EIA-860M and EIA-923 | 202406 | -120.5797 | 36.6541
-9978658.1153 | 5025711.8308 | 40180 | 56640 | Camp Grove Wind Farm | 55931 | Orion Energy Group LLC | IPP Non-CHP | 17933 Township Road 800N | Wyoming | STARK | Illinois | 61491 | wind | Wind = 150 MW | Onshore Wind Turbine | 150 | 150 | [10 empty] | 150 |  | EIA-860, EIA-860M and EIA-923 | 202406 | -89.6398 | 41.0906
-10363461.5425 | 5612535.0046 | 40181 | 56643 | St Paul Cogeneration | 55893 | St Paul Cogeneration LLC | IPP CHP | 125 Shepard Road W | St. Paul | Ramsey | Minnesota | 55102 | biomass | Biomass = 33 MW | Wood/Wood Waste Biomass | 37 | 33 |  | 33 | [10 empty] | EIA-860, EIA-860M and EIA-923 | 202406 | -93.0966 | 44.9429
-11336409.5881 | 3794237.1942 | 40182 | 56644 | Stanton Wind Energy LLC | 49893 | Invenergy Services LLC | IPP Non-CHP | 2646 State Highway 137 | Lenorah | Martin | Texas | 79749 | wind | Wind = 120 MW | Onshore Wind Turbine | 120 | 120 | [10 empty] | 120 |  | EIA-860, EIA-860M and EIA-923 | 202406 | -101.8367 | 32.2353
-10621738.4572 | 5377698.9374 | 40183 | 56645 | Osceola Windpower LLC | 55901 | Osceola Windpower LLC | IPP Non-CHP | 6952 Hwy 9 | Harris | Osceola | Iowa | 51345 | wind | Wind = 98.2 MW | Onshore Wind Turbine | 98.2 | 98.2 | [10 empty] | 98.2 |  | EIA-860, EIA-860M and EIA-923 | 202406 | -95.4167 | 43.4303
-9849672.2213 | 5373098.0647 | 40184 | 56647 | Butler Ridge | 56484 | Butler Ridge Wind Energy Center | IPP Non-CHP | W1724 ILLINOIS ROAD | Mayville | Dodge | Wisconsin | 53050 | wind | Wind = 54 MW | Onshore Wind Turbine | 54 | 54 | [10 empty] | 54 |  | EIA-860, EIA-860M and EIA-923 | 202406 | -88.4811 | 43.4003
-11302267.9002 | 4217267.1507 | 40185 | 56648 | Majestic 1 Wind Farm | 58353 | NextEra Energy Majestic Wind | IPP Non-CHP | 580 FM 1342 | Panhandle | Carson | Texas | 79068 | wind | Wind = 79.5 MW | Onshore Wind Turbine | 79.5 | 79.5 | [10 empty] | 79.5 |  | EIA-860, EIA-860M and EIA-923 | 202406 | -101.53 | 35.3919
-11146264.7658 | 3817000.1163 | 40186 | 56649 | South Trent Wind Farm | 55397 | NRG Energy Inc | IPP Non-CHP | 1101 CR 190 | Sweetwater | Nolan | Texas | 79556 | wind | Wind = 101.2 MW | Onshore Wind Turbine | 101.2 | 101.2 | [10 empty] | 101.2 |  | EIA-860, EIA-860M and EIA-923 | 202406 | -100.1286 | 32.4081
-10975081.3264 | 5465829.0722 | 40187 | 56650 | Wessington Springs | 59102 | Wessington Wind | IPP Non-CHP | 230th Street & 380th Avenue | Wessington Springs | Jerauld | South Dakota | 57382 | wind | Wind = 51 MW | Onshore Wind Turbine | 51 | 51 | [10 empty] | 51 |  | EIA-860, EIA-860M and EIA-923 | 202406 | -98.5908 | 44.0025
-8743433.5571 | 4929811.5131 | 40188 | 56651 | North Allegheny Windpower Project | 65411 | Duke Energy Renewables Services | IPP Non-CHP | St. Hwy 53 & US Hwy 22 | Lilly | Blair | Pennsylvania | 15938 | wind | Wind = 75 MW | Onshore Wind Turbine | 75 | 75 | [10 empty] | 75 |  | EIA-860, EIA-860M and EIA-923 | 202406 | -78.5436 | 40.4381
-13559114.7288 | 4997323.0357 | 40189 | 56654 | Hatchet Ridge Wind Project | 56545 | Pattern Operators LP | IPP Non-CHP | 19400 Bunch Grass Lookout Rd | Burney | Shasta | California | 96013 | wind | Wind = 101.2 MW | Onshore Wind Turbine | 101.2 | 101.2 | [10 empty] | 101.2 |  | EIA-860, EIA-860M and EIA-923 | 202406 | -121.8036 | 40.8981
-9211347.6708 | 5413446.5265 | 40190 | 56659 | Michigan Wind 2 | 56951 | Michigan Wind 2, LLC | IPP Non-CHP | 1331 Wetzel Rd | Minden City | Sanilac | Michigan | 48456 | wind | Wind = 90 MW | Onshore Wind Turbine | 90 | 90 | [10 empty] | 90 |  | EIA-860, EIA-860M and EIA-923 | 202406 | -82.7469 | 43.6631
-10864715.5097 | 3123609.1802 | 40191 | 56661 | Pattern Gulf Wind | 56545 | Pattern Operators LP | IPP Non-CHP | 803 Gulf Wind Road | Armstrong | Kenedy | Texas | 78338 | wind | Wind = 283.2 MW | Onshore Wind Turbine | 283.2 | 283.2 | [10 empty] | 283.2 |  | EIA-860, EIA-860M and EIA-923 | 202406 | -97.5994 | 27.0011
-11111294.4157 | 4236110.9637 | 40192 | 56665 | Dempsey Ridge Wind Farm | 55918 | Acciona Wind Energy USA LLC | IPP Non-CHP | 10302 N 2890 Rd | Cheyenne | Roger Mills | Oklahoma | 73628 | wind | Wind = 132 MW | Onshore Wind Turbine | 132 | 132 | [10 empty] | 132 |  | EIA-860, EIA-860M and EIA-923 | 202406 | -99.8145 | 35.5298
-13416353.1591 | 5745455.1907 | 40193 | 56666 | Goodnoe Hills | 14354 | PacifiCorp | Electric Utility | 1332 Hoctor Road | Goldendale | Klickitat | Washington | 98620 | wind | Wind = 94 MW | Onshore Wind Turbine | 103.4 | 94 | [10 empty] | 94 |  | EIA-860, EIA-860M and EIA-923 | 202406 | -120.5212 | 45.7818
-17468621.8496 | 2364081.6971 | 40194 | 56667 | Lanai Solar-Electric Plant | 55910 | Lanai Sustainability Research LLC | IPP Non-CHP | Manele Road & Kaumalapau Hwy | Lanai City | Maui | Hawaii | 96763 | solar | Solar = 1.2 MW | Solar Photovoltaic | 1.2 | 1.2 | [9 empty] | 1.2 |  |  | EIA-860, EIA-860M and EIA-923 | 202406 | -156.9233 | 20.7667
-8582053.6913 | 4721671.5726 | 40195 | 56668 | NIH Cogeneration Facility | 55917 | National Institutes of Health | Commercial Non-CHP | 9000 Rockville Pike Bldg 11A | Bethesda | Montgomery | Maryland | 20892 | natural gas | Natural Gas = 27.6 MW | Natural Gas Fired Combustion Turbine | 28 | 27.6 | [6 empty] | 27.6 | [5 empty] | EIA-860, EIA-860M and EIA-923 | 202406 | -77.0939 | 39
-11014654.5149 | 5773833.4172 | 40196 | 56669 | Tatanka Wind Power LLC | 55918 | Acciona Wind Energy USA LLC | IPP Non-CHP | 10002 - 359th Avenue SE | Ashley | Dickey | North Dakota | 58413 | wind | Wind = 180 MW | Onshore Wind Turbine | 180 | 180 | [10 empty] | 180 |  | EIA-860, EIA-860M and EIA-923 | 202406 | -98.9463 | 45.9593
-11234529.9901 | 6120778.348 | 40197 | 56670 | Velva Windfarm LLC | 55918 | Acciona Wind Energy USA LLC | IPP Non-CHP | 4626 Highway 41, POB 540 | Velva | McHenry | North Dakota | 58790 | wind | Wind = 11.9 MW | Onshore Wind Turbine | 11.9 | 11.9 | [10 empty] | 11.9 |  | EIA-860, EIA-860M and EIA-923 | 202406 | -100.9215 | 48.0836
-8900992.27 | 4823584.4403 | 40198 | 56671 | Longview Power Plant | 55924 | Longview Power, LLC | IPP Non-CHP | 1375 Fort Martin Road | Maidsville | Monongalia | West Virginia | 26541 | coal | Coal = 710 MW | Conventional Steam Coal | 807.5 | 710 |  |  | 710 | [9 empty] | EIA-860, EIA-860M and EIA-923 | 202406 | -79.959 | 39.7079
-11254244.6719 | 4042909.6897 | 40199 | 56673 | Whirlwind Energy Center | 55922 | Whirlwind Energy LLC | IPP Non-CHP | 1683 County Rd 271 | Floydada | Floyd | Texas | 79235 | wind | Wind = 57 MW | Onshore Wind Turbine | 59.8 | 57 | [10 empty] | 57 |  | EIA-860, EIA-860M and EIA-923 | 202406 | -101.0986 | 34.105
-10797378.3497 | 3506824.1948 | 40200 | 56674 | Winchester Power Park | 11269 | Lower Colorado River Authority | Electric Utility | 1260 Farm to Market Road 448 | Winchester | Fayette | Texas | 78945 | natural gas | Natural Gas = 176 MW | Natural Gas Fired Combustion Turbine | 242 | 176 | [6 empty] | 176 | [5 empty] | EIA-860, EIA-860M and EIA-923 | 202406 | -96.9945 | 30.0255
-10310411.2373 | 5312017.5101 | 40201 | 56677 | Charles City Wind Farm | 12341 | MidAmerican Energy Co | Electric Utility | 1307 South Main St | Charles City | Floyd | Iowa | 50616 | wind | Wind = 75 MW | Onshore Wind Turbine | 80 | 75 | [10 empty] | 75 |  | EIA-860, EIA-860M and EIA-923 | 202406 | -92.62 | 43.0003
-9739186.4022 | 4967457.7904 | 40202 | 56679 | Benton County Wind Farm | 55931 | Orion Energy Group LLC | IPP Non-CHP | 8557W. 600N | Earl Park | Benton | Indiana | 47942 | wind | Wind = 130.5 MW | Onshore Wind Turbine | 130.5 | 130.5 | [10 empty] | 130.5 |  | EIA-860, EIA-860M and EIA-923 | 202406 | -87.4886 | 40.695
-8419582.8945 | 4633914.4734 | 40203 | 56680 | Wicomico | 55938 | Industrial Power Generating Company LLC | IPP Non-CHP | 6967 Brick Kiln Rd | Salisbury | Wicomico | Maryland | 21801 | biomass | Biomass = 5.4 MW | Landfill Gas | 5.4 | 5.4 |  | 5.4 | [10 empty] | EIA-860, EIA-860M and EIA-923 | 202406 | -75.6344 | 38.3847
-8689476.9999 | 4482363.3398 | 40204 | 56681 | Amelia | 55938 | Industrial Power Generating Company LLC | IPP Non-CHP | 20221 Maplewood Rd | Jetersville | Amelia | Virginia | 23083 | biomass | Biomass = 14.4 MW | Landfill Gas | 14.4 | 14.4 |  | 14.4 | [10 empty] | EIA-860, EIA-860M and EIA-923 | 202406 | -78.0589 | 37.3097
-8661858.6342 | 4406248.3885 | 40205 | 56682 | Brunswick Landfill Gas | 55938 | Industrial Power Generating Company LLC | IPP Non-CHP | 107 Mallard Crossing Rd | Lawrenceville | Brunswick | Virginia | 23868 | biomass | Biomass = 10.5 MW | Landfill Gas | 10.5 | 10.5 |  | 10.5 | [10 empty] | EIA-860, EIA-860M and EIA-923 | 202406 | -77.8108 | 36.7639
-8585917.7021 | 4500460.0995 | 40206 | 56683 | Charles City | 55938 | Industrial Power Generating Company LLC | IPP Non-CHP | 7960 Chambers Rd | Providence Forge | Charles City | Virginia | 23030 | biomass | Biomass = 14.4 MW | Landfill Gas | 14.4 | 14.4 |  | 14.4 | [10 empty] | EIA-860, EIA-860M and EIA-923 | 202406 | -77.1286 | 37.4389
-8626915.4461 | 4488243.2703 | 40207 | 56684 | Chesterfield Landfill Gas | 55938 | Industrial Power Generating Company LLC | IPP Non-CHP | 11740 Lewis Rd | Chester | Chesterfield | Virginia | 23831 | biomass | Biomass = 14.4 MW | Landfill Gas | 14.4 | 14.4 |  | 14.4 | [10 empty] | EIA-860, EIA-860M and EIA-923 | 202406 | -77.4969 | 37.3517
-8544884.1133 | 4533066.899 | 40208 | 56686 | King & Queen | 55938 | Industrial Power Generating Company LLC | IPP Non-CHP | 4445 Iris Rd | Little Plymouth | King and Queen | Virginia | 23091 | biomass | Biomass = 10.8 MW | Landfill Gas | 10.8 | 10.8 |  | 10.8 | [10 empty] | EIA-860, EIA-860M and EIA-923 | 202406 | -76.76 | 37.6711
-8659353.9457 | 4837124.0997 | 40209 | 56687 | Mountain View | 55938 | Industrial Power Generating Company LLC | IPP Non-CHP | 5074 Buchanan Trail West | Greencastle | Franklin | Pennsylvania | 17225 | biomass | Biomass = 14.4 MW | Landfill Gas | 14.4 | 14.4 |  | 14.4 | [10 empty] | EIA-860, EIA-860M and EIA-923 | 202406 | -77.7883 | 39.8014
-8596836.9196 | 4186748.7924 | 40210 | 56688 | New Bern | 55938 | Industrial Power Generating Company LLC | IPP Non-CHP | 7420 Old US 70 West | New Bern | Craven | North Carolina | 28562 | biomass | Biomass = 5.4 MW | Landfill Gas | 5.4 | 5.4 |  | 5.4 | [10 empty] | EIA-860, EIA-860M and EIA-923 | 202406 | -77.2267 | 35.1681
-8503540.0544 | 4946968.1489 | 40211 | 56690 | Pine Grove | 55938 | Industrial Power Generating Company LLC | IPP Non-CHP | 1 Penn Dye St | Pine Grove | Schuylkill | Pennsylvania | 17963 | petroleum | Petroleum = 5.4 MW | Petroleum Liquids | 5.4 | 5.4 | [8 empty] | 5.4 |  |  |  | EIA-860, EIA-860M and EIA-923 | 202406 | -76.3886 | 40.5553
-8645505.801 | 4537638.6366 | 40212 | 56692 | Rockville 1 & 2 | 55938 | Industrial Power Generating Company LLC | IPP Non-CHP | 2369 Lanier Rd | Rockville | Goochland | Virginia | 23146 | petroleum | Petroleum = 1.8 MW | Petroleum Liquids | 1.8 | 1.8 | [8 empty] | 1.8 |  |  |  | EIA-860, EIA-860M and EIA-923 | 202406 | -77.6639 | 37.7036
-13259509.4513 | 5899608.2865 | 40213 | 56694 | Russell D Smith | 55939 | Columbia Basin Hydropower | Electric Utility | 7 mi S of Othello on Hwy 17 | Othello | Adams | Washington | 99344 | hydroelectric | Hydroelectric = 6.1 MW | Conventional Hydroelectric | 6.1 | 6.1 |  |  |  |  | 6.1 | [7 empty] | EIA-860, EIA-860M and EIA-923 | 202406 | -119.1122 | 46.7392
-13279491.2999 | 6024484.0634 | 40214 | 56695 | Summer Falls Power Plant | 55939 | Columbia Basin Hydropower | Electric Utility | 29313 Pinto Ridge Road NE | Coulee City | Grant | Washington | 99115 | hydroelectric | Hydroelectric = 92 MW | Conventional Hydroelectric | 92 | 92 |  |  |  |  | 92 | [7 empty] | EIA-860, EIA-860M and EIA-923 | 202406 | -119.2917 | 47.5025
-13275352.6638 | 5841193.7686 | 40215 | 56696 | Eltopia Branch Canal 4.6 | 55939 | Columbia Basin Hydropower | Electric Utility | 2481 Hooper Road | Pasco | Franklin | Washington | 99301 | hydroelectric | Hydroelectric = 2.2 MW | Conventional Hydroelectric | 2.2 | 2.2 |  |  |  |  | 2.2 | [7 empty] | EIA-860, EIA-860M and EIA-923 | 202406 | -119.2545 | 46.3784
-13275343.8696 | 5841207.9681 | 40216 | 56697 | Potholes East Canal 66.0 | 55939 | Columbia Basin Hydropower | Electric Utility | 9440 Sagemoor Road | Pasco | Franklin | Washington | 99301 | hydroelectric | Hydroelectric = 2.3 MW | Conventional Hydroelectric | 2.3 | 2.3 |  |  |  |  | 2.3 | [7 empty] | EIA-860, EIA-860M and EIA-923 | 202406 | -119.2544 | 46.3785
-13280326.196 | 6043273.0827 | 40217 | 56698 | Main Canal Headworks | 55939 | Columbia Basin Hydropower | Electric Utility | Below east end Dry Falls Dam | Coulee City | Grant | Washington | 99115 | hydroelectric | Hydroelectric = 26.8 MW | Conventional Hydroelectric | 26.8 | 26.8 |  |  |  |  | 26.8 | [7 empty] | EIA-860, EIA-860M and EIA-923 | 202406 | -119.2992 | 47.6164
-8779022.3983 | 4878345.5965 | 40218 | 56699 | Forward Windpower LLC | 64632 | Forward Windpower, LLC | IPP Non-CHP | 3202 Ridge Road | Berlin | Somerset | Pennsylvania | 15501 | wind | Wind = 29.4 MW | Onshore Wind Turbine | 29.4 | 29.4 | [10 empty] | 29.4 |  | EIA-860, EIA-860M and EIA-923 | 202406 | -78.8633 | 40.0853
-8785144.9703 | 4848432.4616 | 40219 | 56700 | Lookout Windpower LLC | 64650 | Lookout Windpower, LLC | IPP Non-CHP | 115 Townhill Road | Berlin | Somerset | Pennsylvania | 15530 | wind | Wind = 37.8 MW | Onshore Wind Turbine | 37.8 | 37.8 | [10 empty] | 37.8 |  | EIA-860, EIA-860M and EIA-923 | 202406 | -78.9183 | 39.8794
-8239324.0222 | 5006333.9368 | 40220 | 56701 | Haworth Water Treatment Plant | 57249 | EPP Renewable Energy | IPP Non-CHP | 200 Lakeshore Drive | Haworth | Bergen | New Jersey | 7641 | natural gas | Natural Gas = 8 MW, Petroleum = 7.8 MW | Natural Gas Internal Combustion Engine; Petroleum Liquids; | 16 | 15.8 | [6 empty] | 8 |  | 7.8 |  |  |  | EIA-860, EIA-860M and EIA-923 | 202406 | -74.0151 | 40.9593
-13448195.9882 | 5761091.9741 | 40221 | 56702 | Tuolumne Wind Project | 19281 | Turlock Irrigation District | Electric Utility | S-14 and Hwy 97 | Goldendale | Klickitat | Washington | 98620 | wind | Wind = 136.3 MW | Onshore Wind Turbine | 136.3 | 136.3 | [10 empty] | 136.3 |  | EIA-860, EIA-860M and EIA-923 | 202406 | -120.8072 | 45.8797
-8388878.4185 | 5406612.7333 | 40222 | 56703 | Lyons Falls Hydroelectric | 55941 | Northbrook Lyons Falls LLC | IPP Non-CHP | 4010 Center Street | Lyons Falls | Lewis | New York | 13368 | hydroelectric | Hydroelectric = 5.5 MW | Conventional Hydroelectric | 5.6 | 5.5 |  |  |  |  | 5.5 | [7 empty] | EIA-860, EIA-860M and EIA-923 | 202406 | -75.3586 | 43.6186
-8386707.1319 | 5405688.4841 | 40223 | 56704 | Gouldtown | 55941 | Northbrook Lyons Falls LLC | IPP Non-CHP | 3908 Shibley Road | Lyonsdale | Lewis | New York | 13368 | hydroelectric | Hydroelectric = 2 MW | Conventional Hydroelectric | 2 | 2 |  |  |  |  | 2 | [7 empty] | EIA-860, EIA-860M and EIA-923 | 202406 | -75.3391 | 43.6126
-8385998.3607 | 5405934.3367 | 40224 | 56705 | Kosterville | 55941 | Northbrook Lyons Falls LLC | IPP Non-CHP | 6966 Kosterville Road | Lyonsdale | Lewis | New York | 13368 | hydroelectric | Hydroelectric = 1 MW | Conventional Hydroelectric | 1 | 1 |  |  |  |  | 1 | [7 empty] | EIA-860, EIA-860M and EIA-923 | 202406 | -75.3327 | 43.6142
-13386002.2339 | 4453985.3785 | 40225 | 56706 | Ampersand Chowchilla Biomass LLC | 55953 | Ampersand Chowchilla Biomass LLC | IPP Non-CHP | 16457 Avenue 24 1/2 | Chowchilla | Madera | California | 93610 | biomass | Biomass = 10.5 MW | Wood/Wood Waste Biomass | 12.5 | 10.5 |  | 10.5 | [10 empty] | EIA-860, EIA-860M and EIA-923 | 202406 | -120.2485 | 37.1067
-13412918.8415 | 4465162.4083 | 40226 | 56707 | El Nido Facility | 55952 | Merced Power LLC | IPP Non-CHP | 30 W Sandy Mush Rd | El Nido | Merced | California | 95340 | biomass | Biomass = 10.5 MW | Wood/Wood Waste Biomass | 12.5 | 10.5 |  | 10.5 | [10 empty] | EIA-860, EIA-860M and EIA-923 | 202406 | -120.4903 | 37.1867
-10746752.6944 | 3331209.1164 | 40227 | 56708 | CFB Power Plant | 6541 | Formosa Plastics Corp | Industrial Non-CHP | 201 Formosa Drive | Point Comfort | Calhoun | Texas | 77978 | natural gas | Natural Gas = 286.2 MW | Natural Gas Steam Turbine | 310 | 286.2 | [6 empty] | 286.2 | [5 empty] | EIA-860, EIA-860M and EIA-923 | 202406 | -96.5397 | 28.6503
-10603459.7968 | 5474387.8198 | 40228 | 56750 | Jeffers Wind 20 LLC | 13781 | Northern States Power Co - Minnesota | Electric Utility | 308 S County Road | Jeffers | Cottonwood | Minnesota | 56145 | wind | Wind = 50 MW | Onshore Wind Turbine | 50 | 50 | [10 empty] | 50 |  | EIA-860, EIA-860M and EIA-923 | 202406 | -95.2525 | 44.0578
-12421276.1346 | 4876321.7639 | 40229 | 56751 | Spanish Fork Wind Park 2 LLC | 64661 | Spanish Fork Wind Park 2, LLC | IPP Non-CHP | 2876 Gomex Rd | Spanish Fork | Utah | Utah | 84660 | wind | Wind = 18.9 MW | Onshore Wind Turbine | 18.9 | 18.9 | [10 empty] | 18.9 |  | EIA-860, EIA-860M and EIA-923 | 202406 | -111.5822 | 40.0714
-12298659.8306 | 5054923.1538 | 40230 | 56752 | Mountain Wind Power LLC | 64651 | Mountain Wind Power LLC | IPP Non-CHP | 1748 CR 202 | Fort Bridger | Uinta | Wyoming | 82933 | wind | Wind = 61 MW | Onshore Wind Turbine | 61 | 61 | [10 empty] | 61 |  | EIA-860, EIA-860M and EIA-923 | 202406 | -110.4807 | 41.2881
-12305751.2161 | 5051343.4972 | 40231 | 56753 | Mountain Wind Power II LLC | 64652 | Mountain Wind Power II LLC | IPP Non-CHP | 1749 CR 202 | Fort Bridger | Uinta | Wyoming | 82933 | wind | Wind = 80 MW | Onshore Wind Turbine | 80 | 80 | [10 empty] | 80 |  | EIA-860, EIA-860M and EIA-923 | 202406 | -110.5444 | 41.2639
-11220046.0998 | 3757004.1821 | 40232 | 56754 | Goat Wind LP | 64644 | Goat Wind LP | IPP Non-CHP | 240 & 241 Texas Hwy 158E | Sterling City | Sterling | Texas | 76951 | wind | Wind = 149.6 MW | Onshore Wind Turbine | 149.6 | 149.6 | [10 empty] | 149.6 |  | EIA-860, EIA-860M and EIA-923 | 202406 | -100.7914 | 31.9519
-10565800.4131 | 5449253.8874 | 40233 | 56755 | Odin Wind Farm LLC | 59883 | NRG Energy Gas & Wind Holdings Inc | IPP Non-CHP | 56813 County Road 44 | Mountainlake | Cottonwood | Minnesota | 56159 | wind | Wind = 20 MW | Onshore Wind Turbine | 20 | 20 | [10 empty] | 20 |  | EIA-860, EIA-860M and EIA-923 | 202406 | -94.9142 | 43.8953
-11245376.516 | 3757006.0189 | 40234 | 56763 | Capricorn Ridge Wind LLC | 55958 | Capricorn Ridge Wind LLC | IPP Non-CHP | Unnammed Road | Sterling City | Sterling | Texas | 76951 | wind | Wind = 662.5 MW | Onshore Wind Turbine | 662.5 | 662.5 | [10 empty] | 662.5 |  | EIA-860, EIA-860M and EIA-923 | 202406 | -101.0189 | 31.952
-10438428.6517 | 5360041.6283 | 40235 | 56764 | Winnebago Wind Power Project | 15399 | Avangrid Renewables LLC | IPP Non-CHP | 11995 380th Street | Forest City | Winnebago | Iowa | 50436 | wind | Wind = 20 MW | Onshore Wind Turbine | 20 | 20 | [10 empty] | 20 |  | EIA-860, EIA-860M and EIA-923 | 202406 | -93.77 | 43.315
-10362842.7174 | 5371983.0543 | 40236 | 56765 | Barton Windpower LLC | 15399 | Avangrid Renewables LLC | IPP Non-CHP | 1143 410th Street | Kensett | Worth | Iowa | 50448 | wind | Wind = 160 MW | Onshore Wind Turbine | 160 | 160 | [10 empty] | 160 |  | EIA-860, EIA-860M and EIA-923 | 202406 | -93.091 | 43.393
-10633549.4551 | 4949854.9322 | 40237 | 56767 | Farmers City Wind LLC | 15399 | Avangrid Renewables LLC | IPP Non-CHP | 13987 U.S. Highway 59 | Tarkio | Atchison | Missouri | 64491 | wind | Wind = 146 MW | Onshore Wind Turbine | 146 | 146 | [10 empty] | 146 |  | EIA-860, EIA-860M and EIA-923 | 202406 | -95.5228 | 40.575
-13399059.5649 | 4405359.1021 | 40238 | 56768 | CalRenew-1 | 55961 | CalRenew-1 LLC | IPP Non-CHP | 450 Belmont Avenue | Mendota | Fresno | California | 93640 | solar | Solar = 5 MW | Solar Photovoltaic | 5 | 5 | [9 empty] | 5 |  |  | EIA-860, EIA-860M and EIA-923 | 202406 | -120.3658 | 36.7575
-8477502.4255 | 4988932.1269 | 40239 | 56770 | Locust Ridge II LLC | 15399 | Avangrid Renewables LLC | IPP Non-CHP | 711 Raven Run Road | Shenandoah | Schuylkill | Pennsylvania | 17976 | wind | Wind = 102 MW | Onshore Wind Turbine | 102 | 102 | [10 empty] | 102 |  | EIA-860, EIA-860M and EIA-923 | 202406 | -76.1547 | 40.8411
-10962303.8527 | 3807847.4404 | 40240 | 56771 | Silver Star I Wind Power Project | 62076 | Silver Star I Power Partners LLC | IPP Non-CHP | 10893 CR397 | Dublin | Erath | Texas | 76446 | wind | Wind = 52.8 MW | Onshore Wind Turbine | 52.8 | 52.8 | [10 empty] | 52.8 |  | EIA-860, EIA-860M and EIA-923 | 202406 | -98.4761 | 32.3387
-11239639.7774 | 3995577.0095 | 40241 | 56773 | McAdoo Wind Energy LLC | 49893 | Invenergy Services LLC | IPP Non-CHP | 401 W FM 193 | McAdoo | Dickens | Texas | 79243 | wind | Wind = 150 MW | Onshore Wind Turbine | 150 | 150 | [10 empty] | 150 |  | EIA-860, EIA-860M and EIA-923 | 202406 | -100.9674 | 33.7522
-11161849.4946 | 3789342.5133 | 40242 | 56774 | Turkey Track Wind Energy LLC | 49893 | Invenergy Services LLC | IPP Non-CHP | 4310 A Hwy 153 | Blackwell | Nolan | Texas | 79537 | wind | Wind = 169.5 MW | Onshore Wind Turbine | 169.5 | 169.5 | [10 empty] | 169.5 |  | EIA-860, EIA-860M and EIA-923 | 202406 | -100.2686 | 32.1981
-11220262.5049 | 3857940.1312 | 40243 | 56775 | Scurry County Wind II | 49893 | Invenergy Services LLC | IPP Non-CHP | 6543 E Hwy | Snyder | Scurry | Texas | 79549 | wind | Wind = 120 MW | Onshore Wind Turbine | 120 | 120 | [10 empty] | 120 |  | EIA-860, EIA-860M and EIA-923 | 202406 | -100.7933 | 32.7181
-11295990.7055 | 3794892.3387 | 40244 | 56776 | Gunsight Mountain Wind Energy LLC | 49893 | Invenergy Services LLC | IPP Non-CHP | 17012 North County Road 33 | Big Spring | Howard | Texas | 79720 | wind | Wind = 120 MW | Onshore Wind Turbine | 120 | 120 | [10 empty] | 120 |  | EIA-860, EIA-860M and EIA-923 | 202406 | -101.4736 | 32.2403
-9721931.8811 | 4951157.7798 | 40245 | 56777 | Fowler Ridge Wind Farm LLC | 55963 | AE Power Services LLC | IPP Non-CHP | 91S 100 East | Fowler | Benton | Indiana | 47944 | wind | Wind = 588.3 MW | Onshore Wind Turbine | 588.3 | 588.3 | [10 empty] | 588.3 |  | EIA-860, EIA-860M and EIA-923 | 202406 | -87.3336 | 40.5839
-13649102.5108 | 5585509.266 | 40246 | 56781 | Evergreen BioPower LLC | 49893 | Invenergy Services LLC | Industrial CHP | 141 14th St | Lyons | Linn | Oregon | 97358 | biomass | Biomass = 10 MW | Wood/Wood Waste Biomass | 21 | 10 |  | 10 | [10 empty] | EIA-860, EIA-860M and EIA-923 | 202406 | -122.612 | 44.7708
-11597665.301 | 5824576.529 | 40247 | 56782 | Diamond Willow Wind Facility | 12199 | Montana-Dakota Utilities Co | Electric Utility | HWY 12 | Baker | Fallon | Montana | 59313 | wind | Wind = 30 MW | Onshore Wind Turbine | 30 | 30 | [10 empty] | 30 |  | EIA-860, EIA-860M and EIA-923 | 202406 | -104.1836 | 46.2753
-11287640.5192 | 3781807.0386 | 40248 | 56783 | Elbow Creek Wind Project LLC | 55981 | Elbow Creek Wind Project LLC | IPP Non-CHP | 9919 Kay | Forsan | Howard | Texas | 79733 | wind | Wind = 121.9 MW | Onshore Wind Turbine | 121.9 | 121.9 | [10 empty] | 121.9 |  | EIA-860, EIA-860M and EIA-923 | 202406 | -101.3986 | 32.1408
-10871951.2766 | 4784534.8596 | 40249 | 56784 | Cloud County Wind Farm | 55990 | Cloud County Windfarm, LLC | IPP Non-CHP | 1409 Iron Road | Concordia | Cloud | Kansas | 66901 | wind | Wind = 201 MW | Onshore Wind Turbine | 201 | 201 | [10 empty] | 201 |  | EIA-860, EIA-860M and EIA-923 | 202406 | -97.6644 | 39.4375
-8952435.901 | 4471480.1388 | 40250 | 56785 | Virginia Tech Power Plant | 55988 | Virginia Polytechnic Inst and State Unv | Commercial CHP | Barger Street | Blacksburg | Montgomery | Virginia | 24061 | natural gas | Natural Gas = 2.5 MW | Natural Gas Steam Turbine | 6.3 | 2.5 | [6 empty] | 2.5 | [5 empty] | EIA-860, EIA-860M and EIA-923 | 202406 | -80.4211 | 37.2319
-10964937.8944 | 5930072.6916 | 40251 | 56786 | Spiritwood Station | 7570 | Great River Energy | Electric Utility | 3366 93rd Ave SE, P.O. Box 8 | Spiritwood | Stutsman | North Dakota | 58481 | natural gas | Natural Gas = 97.1 MW | Natural Gas Steam Turbine | 106.2 | 97.1 | [6 empty] | 97.1 | [5 empty] | EIA-860, EIA-860M and EIA-923 | 202406 | -98.4997 | 46.9264
-10129194.2382 | 3530443.2334 | 40252 | 56787 | Geismar Cogen | 327 | Air Liquide Large Industries U S LP | Industrial CHP | 36597 Hwy 30 | Geismar | Ascension | Louisiana | 70734 | natural gas | Natural Gas = 72.5 MW | Natural Gas Fired Combustion Turbine | 83.9 | 72.5 | [6 empty] | 72.5 | [5 empty] | EIA-860, EIA-860M and EIA-923 | 202406 | -90.9921 | 30.209
-13372253.8315 | 5734300.5822 | 40253 | 56789 | Pebble Springs Wind LLC | 15399 | Avangrid Renewables LLC | IPP Non-CHP | 74623 Rhea Road | Wasco | Gilliam | Oregon | 97812 | wind | Wind = 98.7 MW | Onshore Wind Turbine | 98.7 | 98.7 | [10 empty] | 98.7 |  | EIA-860, EIA-860M and EIA-923 | 202406 | -120.125 | 45.7119
-13422280.8107 | 5703759.7276 | 40254 | 56790 | Hay Canyon Wind Power LLC | 15399 | Avangrid Renewables LLC | IPP Non-CHP | 98100 Baseline Lane | Wasco | Sherman | Oregon | 97065 | wind | Wind = 100.8 MW | Onshore Wind Turbine | 100.8 | 100.8 | [10 empty] | 100.8 |  | EIA-860, EIA-860M and EIA-923 | 202406 | -120.5744 | 45.52
-12974587.2146 | 4020654.4084 | 40255 | 56791 | Dillon Wind LLC | 15399 | Avangrid Renewables LLC | IPP Non-CHP | 19020 North Indian Ave Ste 7-C | North Palm Springs | Riverside | California | 92258 | wind | Wind = 45 MW | Onshore Wind Turbine | 45 | 45 | [10 empty] | 45 |  | EIA-860, EIA-860M and EIA-923 | 202406 | -116.5527 | 33.9393
-10739870.7008 | 5532665.1021 | 40256 | 56792 | Buffalo Ridge I LLC | 15399 | Avangrid Renewables LLC | IPP Non-CHP | 21006 486th Avenue | Elkton | Brookings | South Dakota | 57026 | wind | Wind = 50.4 MW | Onshore Wind Turbine | 50.4 | 50.4 | [10 empty] | 50.4 |  | EIA-860, EIA-860M and EIA-923 | 202406 | -96.4779 | 44.4328
-10569752.255 | 5427482.5268 | 40257 | 56793 | Elm Creek Wind LLC | 15399 | Avangrid Renewables LLC | IPP Non-CHP | 231 220th Street | Trimont | Jackson | Minnesota | 56176 | wind | Wind = 99 MW | Onshore Wind Turbine | 99 | 99 | [10 empty] | 99 |  | EIA-860, EIA-860M and EIA-923 | 202406 | -94.9497 | 43.7542
-10695398.5642 | 5484620.5489 | 40258 | 56794 | Moraine II Wind LLC | 15399 | Avangrid Renewables LLC | IPP Non-CHP | 4 151st Street | Woodstock | Pipestone | Minnesota | 56186 | wind | Wind = 49.5 MW | Onshore Wind Turbine | 49.5 | 49.5 | [10 empty] | 49.5 |  | EIA-860, EIA-860M and EIA-923 | 202406 | -96.0784 | 44.1238
-10853480.9241 | 3126234.623 | 40259 | 56795 | Penascal Wind Power LLC | 15399 | Avangrid Renewables LLC | IPP Non-CHP | 581 South Highway 77 | Sarita | Kenedy | Texas | 78385 | wind | Wind = 201.6 MW | Onshore Wind Turbine | 201.6 | 201.6 | [10 empty] | 201.6 |  | EIA-860, EIA-860M and EIA-923 | 202406 | -97.4985 | 27.0221
-8875180.1744 | 4829867.4167 | 40260 | 56796 | South Chestnut LLC | 15399 | Avangrid Renewables LLC | IPP Non-CHP | 1745 Skyline Drive | Farmington | Fayette | Pennsylvania | 15437 | wind | Wind = 50.4 MW | Onshore Wind Turbine | 50.4 | 50.4 | [10 empty] | 50.4 |  | EIA-860, EIA-860M and EIA-923 | 202406 | -79.7271 | 39.7513
-10309643.1328 | 5385918.8176 | 40261 | 56797 | Pioneer Prairie Wind Farm | 55992 | Pioneer Prairie Wind Farm I, LLC | IPP Non-CHP | 4968 Valley Ave | McIntire | Mitchell | Iowa | 50455 | wind | Wind = 300 MW | Onshore Wind Turbine | 300 | 300 | [10 empty] | 300 |  | EIA-860, EIA-860M and EIA-923 | 202406 | -92.6131 | 43.4839
-8081446.2676 | 5094288.1888 | 40262 | 56798 | Kleen Energy Systems Project | 55993 | Kleen Energy Systems, LLC | IPP Non-CHP | 1349 River Road | Middletown | Middlesex | Connecticut | 6457 | natural gas | Natural Gas = 622 MW | Natural Gas Fired Combined Cycle | 693 | 622 | [6 empty] | 622 | [5 empty] | EIA-860, EIA-860M and EIA-923 | 202406 | -72.5969 | 41.5532
-9074588.4481 | 3524021.0934 | 40263 | 56799 | Greenland Energy Center | 9617 | JEA | Electric Utility | 12121 Phillips Hwy | Jacksonville | Duval | Florida | 32258 | natural gas | Natural Gas = 357.2 MW | Natural Gas Fired Combustion Turbine | 380.8 | 357.2 | [6 empty] | 357.2 | [5 empty] | EIA-860, EIA-860M and EIA-923 | 202406 | -81.5184 | 30.1591
-7887697.1429 | 5200173.2096 | 40264 | 56800 | Hull Wind II | 8797 | Hull Municipal Light Plant | Electric Utility | Dump Access Road | Hull | Plymouth | Massachusetts | 2045 | wind | Wind = 1.8 MW | Onshore Wind Turbine | 1.8 | 1.8 | [10 empty] | 1.8 |  | EIA-860, EIA-860M and EIA-923 | 202406 | -70.8564 | 42.2611
-13423271.5542 | 4390627.1937 | 40265 | 56803 | Panoche Energy Center | 56019 | Panoche Energy Center, LLC | IPP Non-CHP | 43883 West Panoche Road | Firebaugh | Fresno | California | 93662 | natural gas | Natural Gas = 388 MW | Natural Gas Fired Combustion Turbine | 432 | 388 | [6 empty] | 388 | [5 empty] | EIA-860, EIA-860M and EIA-923 | 202406 | -120.5833 | 36.6514
-11063242.6896 | 4236825.2911 | 40266 | 56804 | Red Hills Wind Project LLC | 55918 | Acciona Wind Energy USA LLC | IPP Non-CHP | 10217 N 2020 Rd | Hammon | Roger Mills | Oklahoma | 73650 | wind | Wind = 123 MW | Onshore Wind Turbine | 123 | 123 | [10 empty] | 123 |  | EIA-860, EIA-860M and EIA-923 | 202406 | -99.3828 | 35.535
-10005220.8383 | 5228850.8726 | 40267 | 56805 | EcoGrove Wind LLC | 55918 | Acciona Wind Energy USA LLC | IPP Non-CHP | 9370 N Baker Rd | Lena | Stephenson | Illinois | 61048 | wind | Wind = 100.5 MW | Onshore Wind Turbine | 100.5 | 100.5 | [10 empty] | 100.5 |  | EIA-860, EIA-860M and EIA-923 | 202406 | -89.8784 | 42.4515
-10566793.3829 | 3471665.9037 | 40268 | 56806 | Cedar Bayou 4 | 56020 | NRG Cedar Bayou Development Company LLC | IPP Non-CHP | 7705 West Bay Road | Eldon | Chambers | Texas | 77523 | natural gas | Natural Gas = 504 MW | Natural Gas Fired Combined Cycle | 535.5 | 504 | [6 empty] | 504 | [5 empty] | EIA-860, EIA-860M and EIA-923 | 202406 | -94.9231 | 29.7516
-8714677.2836 | 4536506.9098 | 40269 | 56807 | Bear Garden | 19876 | Virginia Electric & Power Co | Electric Utility | 2608 C. G. Woodson Road | New Canton | Buckingham | Virginia | 23123 | natural gas | Natural Gas = 621.9 MW | Natural Gas Fired Combined Cycle | 559 | 621.9 | [6 empty] | 621.9 | [5 empty] | EIA-860, EIA-860M and EIA-923 | 202406 | -78.2853 | 37.6956
-9165830.3555 | 4427458.8911 | 40270 | 56808 | Virginia City Hybrid Energy Center | 19876 | Virginia Electric & Power Co | Electric Utility | 15515 Bull Run Road | St. Paul | Wise | Virginia | 24283 | coal | Coal = 610 MW | Conventional Steam Coal | 668 | 610 |  |  | 610 | [9 empty] | EIA-860, EIA-860M and EIA-923 | 202406 | -82.3381 | 36.9164
-10567559.261 | 5185307.2686 | 40271 | 56809 | Carroll Wind Farm | 12341 | MidAmerican Energy Co | Electric Utility | 1832 Industrial Park Road | Carroll | Carroll | Iowa | 51401 | wind | Wind = 150 MW | Onshore Wind Turbine | 159.1 | 150 | [10 empty] | 150 |  | EIA-860, EIA-860M and EIA-923 | 202406 | -94.93 | 42.1622
-10538059.5959 | 5075024.7822 | 40272 | 56810 | Adair Wind Farm | 12341 | MidAmerican Energy Co | Electric Utility | 106 Hillcrest St. | Adair | Adair | Iowa | 50002 | wind | Wind = 174.8 MW | Onshore Wind Turbine | 174.8 | 174.8 | [10 empty] | 174.8 |  | EIA-860, EIA-860M and EIA-923 | 202406 | -94.665 | 41.4236
-10601879.06 | 5079197.3532 | 40273 | 56811 | Walnut Wind Farm | 12341 | MidAmerican Energy Co | Electric Utility | 236 Pearl St. | Walnut | Pottawattamie | Iowa | 51577 | wind | Wind = 150 MW | Onshore Wind Turbine | 165.2 | 150 | [10 empty] | 150 |  | EIA-860, EIA-860M and EIA-923 | 202406 | -95.2383 | 41.4517
-12574197.7229 | 3884994.3278 | 40274 | 56812 | Solana Generating Station | 56023 | Arizona Solar One LLC | IPP Non-CHP | 57750 S. Painted Rock Dam Road | Gila Bend | Maricopa | Arizona | 85337 | solar | Solar = 295.6 MW | Solar Thermal with Energy Storage | 280 | 295.6 | [9 empty] | 295.6 |  |  | EIA-860, EIA-860M and EIA-923 | 202406 | -112.9559 | 32.9223
-13329581.1745 | 4412634.1163 | 40275 | 56813 | CSU Fresno Solar Project | 56028 | MMA Fresno Power LP | IPP Non-CHP | 5241 North Maple Ave. | Fresno | Fresno | California | 93740 | solar | Solar = 1 MW | Solar Photovoltaic | 1 | 1 | [9 empty] | 1 |  |  | EIA-860, EIA-860M and EIA-923 | 202406 | -119.7417 | 36.8098
-13152181.4321 | 4034211.6605 | 40276 | 56814 | ELACC Photovoltaic Power Facility | 56027 | MMA LA Power LP | IPP Non-CHP | 1301 Avenida Cesar Chavez | Los Angeles | Los Angeles | California | 91754 | solar | Solar = 0.8 MW | Solar Photovoltaic | 1 | 0.8 | [9 empty] | 0.8 |  |  | EIA-860, EIA-860M and EIA-923 | 202406 | -118.1481 | 34.0403
-11654833.3142 | 4842253.1697 | 40277 | 56815 | Denver Int Airport | 56026 | MMA DAS Power | IPP Non-CHP | 8500 Pena Blvd | Denver | Denver | Colorado | 80249 | solar | Solar = 1.9 MW | Solar Photovoltaic | 1.9 | 1.9 | [9 empty] | 1.9 |  |  | EIA-860, EIA-860M and EIA-923 | 202406 | -104.6971 | 39.8368
-11261243.5509 | 4650752.326 | 40278 | 56818 | Central Plains Wind Farm | 22500 | Evergy Kansas Central, Inc | Electric Utility | 206 N. County Road 25 | Marienthal | Wichita | Kansas | 67863 | wind | Wind = 99 MW | Onshore Wind Turbine | 99 | 99 | [10 empty] | 99 |  | EIA-860, EIA-860M and EIA-923 | 202406 | -101.1615 | 38.5032
-10960548.0103 | 4490689.5897 | 40279 | 56819 | Flat Ridge Wind Farm | 22500 | Evergy Kansas Central, Inc | Electric Utility | 7329 NE Ridge Road | Nashville | Barber | Kansas | 67112 | wind | Wind = 50 MW | Onshore Wind Turbine | 50 | 50 | [10 empty] | 50 |  | EIA-860, EIA-860M and EIA-923 | 202406 | -98.4603 | 37.3692
-11067695.4692 | 3864589.8924 | 40280 | 56823 | Hackberry Wind Farm | 56033 | Hackberry Wind LLC | IPP Non-CHP | 177 Private Road | Albany | Shackelford | Texas | 76430 | wind | Wind = 162.3 MW | Onshore Wind Turbine | 165.6 | 162.3 | [10 empty] | 162.3 |  | EIA-860, EIA-860M and EIA-923 | 202406 | -99.4228 | 32.7683
-10666878.5107 | 5515657.36 | 40281 | 56824 | Marshall Wind 2 LLC | 63166 | Marshall Wind Farm, LLC | IPP Non-CHP | 1917 County Road 7 | Marshall | Lyon | Minnesota | 56258 | wind | Wind = 4.2 MW | Onshore Wind Turbine | 4.2 | 4.2 | [10 empty] | 4.2 |  | EIA-860, EIA-860M and EIA-923 | 202406 | -95.8222 | 44.3236
-10663761.5649 | 5515268.3597 | 40282 | 56825 | Marshall Wind 3 LLC | 63166 | Marshall Wind Farm, LLC | IPP Non-CHP | 1862 250th Avenue | Marshall | Lyon | Minnesota | 56258 | wind | Wind = 4.2 MW | Onshore Wind Turbine | 4.2 | 4.2 | [10 empty] | 4.2 |  | EIA-860, EIA-860M and EIA-923 | 202406 | -95.7942 | 44.3211
-10667101.1497 | 5517602.6105 | 40283 | 56826 | Marshall Wind 4 LLC | 63166 | Marshall Wind Farm, LLC | IPP Non-CHP | 1951 County Road 7 | Marshall | Lyon | Minnesota | 56258 | wind | Wind = 4.2 MW | Onshore Wind Turbine | 4.2 | 4.2 | [10 empty] | 4.2 |  | EIA-860, EIA-860M and EIA-923 | 202406 | -95.8242 | 44.3361
-10668236.6085 | 5516699.9627 | 40284 | 56827 | Marshall Wind 5 LLC | 63166 | Marshall Wind Farm, LLC | IPP Non-CHP | 1926 230th Avenue | Marshall | Lyon | Minnesota | 56258 | wind | Wind = 2.1 MW | Onshore Wind Turbine | 2.1 | 2.1 | [10 empty] | 2.1 |  | EIA-860, EIA-860M and EIA-923 | 202406 | -95.8344 | 44.3303
-10667713.4069 | 5516777.7737 | 40285 | 56828 | Marshall Wind 6 LLC | 63166 | Marshall Wind Farm, LLC | IPP Non-CHP | 1926 230th Avenue | Marshall | Lyon | Minnesota | 56258 | wind | Wind = 2.1 MW | Onshore Wind Turbine | 2.1 | 2.1 | [10 empty] | 2.1 |  | EIA-860, EIA-860M and EIA-923 | 202406 | -95.8297 | 44.3308
-7850896.1438 | 5682384.4193 | 40286 | 56829 | Kibby Wind Facility | 61191 | Helix Maine Wind Development, LLC | IPP Non-CHP | 3647 The Arnold Trail | Chain of Ponds | Franklin | Maine | 4936 | wind | Wind = 132 MW | Onshore Wind Turbine | 132 | 132 | [10 empty] | 132 |  | EIA-860, EIA-860M and EIA-923 | 202406 | -70.5258 | 45.3853
-10294115.2883 | 5372715.0425 | 40287 | 56831 | Crane Creek Wind Energy Center | 20860 | Wisconsin Public Service Corp | Electric Utility | E.of Addison S. of 50th St | Riceville | Howard | Iowa | 50466 | wind | Wind = 99 MW | Onshore Wind Turbine | 99 | 99 | [10 empty] | 99 |  | EIA-860, EIA-860M and EIA-923 | 202406 | -92.4736 | 43.3978
-12862288.1123 | 3897149.1013 | 40288 | 56832 | North Brawley Geothermal Plant | 34691 | Ormat Nevada Inc | IPP Non-CHP | 4982 Hovley Road | Brawley | Imperial | California | 92250 | geothermal | Geothermal = 53.5MW | Geothermal | 80 | 53.5 |  |  |  | 53.5 | [8 empty] | EIA-860, EIA-860M and EIA-923 | 202406 | -115.5439 | 33.0139
-11621476.5401 | 6142514.233 | 40289 | 56833 | OREG 1 Inc | 34691 | Ormat Nevada Inc | IPP Non-CHP | 5444 Road 1016, HC80, Box 39 | Culbertson | Roosevelt | Montana | 59218 | other | Other = 20 MW | All Other | 30 | 20 | [11 empty] | 20 | EIA-860, EIA-860M and EIA-923 | 202406 | -104.3975 | 48.2139
-11352239.2197 | 4274769.8741 | 40290 | 56835 | Ribeye Wind (11) LLC | 65983 | UPC Power Solutions | IPP Non-CHP | 10655 US Highway 287 | Dumas | Moore | Texas | 79029 | wind | Wind = 10 MW | Onshore Wind Turbine | 10 | 10 | [10 empty] | 10 |  | EIA-860, EIA-860M and EIA-923 | 202406 | -101.9789 | 35.8119
-11354432.2136 | 4274248.2539 | 40291 | 56836 | T-Bone Wind (10) LLC | 65983 | UPC Power Solutions | IPP Non-CHP | 6000 Stallwitz Road | Dumas | Moore | Texas | 79029 | wind | Wind = 8.8 MW | Onshore Wind Turbine | 8.8 | 8.8 | [10 empty] | 8.8 |  | EIA-860, EIA-860M and EIA-923 | 202406 | -101.9986 | 35.8081
-11332691.5171 | 4295311.3706 | 40292 | 56837 | Tri-Tip Wind (9) LLC | 65983 | UPC Power Solutions | IPP Non-CHP | 11572 Texas Beef Road | Sunray | Moore | Texas | 79086 | wind | Wind = 10 MW | Onshore Wind Turbine | 10 | 10 | [10 empty] | 10 |  | EIA-860, EIA-860M and EIA-923 | 202406 | -101.8033 | 35.9614
-11339159.1795 | 4301653.4096 | 40293 | 56838 | Brisket Wind (8) LLC | 65983 | UPC Power Solutions | IPP Non-CHP | 11896 Light Plant Road | Sunray | Moore | Texas | 79086 | wind | Wind = 10 MW | Onshore Wind Turbine | 10 | 10 | [10 empty] | 10 |  | EIA-860, EIA-860M and EIA-923 | 202406 | -101.8614 | 36.0075
-11343456.1118 | 4304254.5796 | 40294 | 56839 | Flat Iron Wind (7) LLC | 65983 | UPC Power Solutions | IPP Non-CHP | 6603 FM 281 | Sunray | Moore | Texas | 79086 | wind | Wind = 10 MW | Onshore Wind Turbine | 10 | 10 | [10 empty] | 10 |  | EIA-860, EIA-860M and EIA-923 | 202406 | -101.9 | 36.0264
-10665987.9548 | 5515921.8897 | 40295 | 56840 | Marshall Wind 1 LLC | 63166 | Marshall Wind Farm, LLC | IPP Non-CHP | 2409 190th Street | Marshall | Lyon | Minnesota | 56258 | wind | Wind = 2.1 MW | Onshore Wind Turbine | 2.1 | 2.1 | [10 empty] | 2.1 |  | EIA-860, EIA-860M and EIA-923 | 202406 | -95.8142 | 44.3253
-11781529.2549 | 5314727.2574 | 40296 | 56841 | Glenrock | 14354 | PacifiCorp | Electric Utility | 1028 - 55 Ranch Road | Glenrock | Converse | Wyoming | 82637 | wind | Wind = 138 MW | Onshore Wind Turbine | 165.6 | 138 | [10 empty] | 138 |  | EIA-860, EIA-860M and EIA-923 | 202406 | -105.8353 | 43.0181
-11783646.7743 | 5320682.3268 | 40297 | 56842 | Rolling Hills | 14354 | PacifiCorp | Electric Utility | 1028 - 55 Ranch Road | Glenrock | Converse | Wyoming | 82637 | wind | Wind = 99 MW | Onshore Wind Turbine | 115.8 | 99 | [10 empty] | 99 |  | EIA-860, EIA-860M and EIA-923 | 202406 | -105.8543 | 43.0572
-11841699.8887 | 5149048.237 | 40298 | 56843 | Seven Mile Hill | 14354 | PacifiCorp | Electric Utility | 3 Miles NW of Medicine Bow | Medicine Bow | Carbon | Wyoming | 82329 | wind | Wind = 118.5 MW | Onshore Wind Turbine | 146.2 | 118.5 | [10 empty] | 118.5 |  | EIA-860, EIA-860M and EIA-923 | 202406 | -106.3758 | 41.9203
-8559567.1541 | 4660064.2671 | 40299 | 56846 | CPV St Charles Energy Center | 56031 | CPV Maryland LLC | IPP Non-CHP | 5025 Thomas Edison Drive | Waldorf | Charles | Maryland | 20602 | natural gas | Natural Gas = 737 MW | Natural Gas Fired Combined Cycle | 775.3 | 737 | [6 empty] | 737 | [5 empty] | EIA-860, EIA-860M and EIA-923 | 202406 | -76.8919 | 38.5686
-8006563.0933 | 5110836.4298 | 40300 | 56847 | Plainfield Renewable Energy LLC | 56067 | Plainfield Renewable Energy, LLC | IPP Non-CHP | Millbrook Road | Plainfield | Windham | Connecticut | 6374 | biomass | Biomass = 37.5 MW | Wood/Wood Waste Biomass | 43 | 37.5 |  | 37.5 | [10 empty] | EIA-860, EIA-860M and EIA-923 | 202406 | -71.9242 | 41.6644
-9220442.2505 | 4664059.7291 | 40301 | 56848 | Haverhill North Cogeneration Facility | 56069 | SunCoke Energy, Inc. | IPP CHP | 2446 Gallia Pike | Franklin Furnace | Scioto | Ohio | 45629 | other | Other = 34 MW | Other Gases | 67 | 34 | [11 empty] | 34 | EIA-860, EIA-860M and EIA-923 | 202406 | -82.8286 | 38.5967
-8455238.5274 | 4882056.5212 | 40302 | 56850 | Lanchester Generating Station | 55858 | EDL Inc | IPP Non-CHP | 481 S Churchtown Rd | Narvon | Lancaster | Pennsylvania | 17555 | biomass | Biomass = 3.2 MW | Landfill Gas | 3.2 | 3.2 |  | 3.2 | [10 empty] | EIA-860, EIA-860M and EIA-923 | 202406 | -75.9547 | 40.1108
-9537052.4708 | 5278757.6674 | 40303 | 56851 | Bryon Center | 55858 | EDL Inc | IPP Non-CHP | 300 100th Street SW | Byron Center | KENT | Michigan | 49315 | biomass | Biomass = 3 MW | Landfill Gas | 3.2 | 3 |  | 3 | [10 empty] | EIA-860, EIA-860M and EIA-923 | 202406 | -85.6728 | 42.7814
-9345204.4604 | 5449717.339 | 40304 | 56852 | Pinconning White Feather | 55858 | EDL Inc | IPP Non-CHP | 2401 E Whitefeather Rd | Pinconning | BAY | Michigan | 48650 | biomass | Biomass = 3 MW | Landfill Gas | 3.2 | 3 |  | 3 | [10 empty] | EIA-860, EIA-860M and EIA-923 | 202406 | -83.9494 | 43.8983
-12474807.2287 | 4946191.6466 | 40305 | 56853 | Trans-Jordan Generating Station | 55858 | EDL Inc | IPP Non-CHP | 10873 S Highway 111 | South Jordan | Salt Lake | Utah | 84095 | biomass | Biomass = 4.5 MW | Landfill Gas | 4.8 | 4.5 |  | 4.5 | [10 empty] | EIA-860, EIA-860M and EIA-923 | 202406 | -112.0631 | 40.55
-13393774.1155 | 5728547.9206 | 40306 | 56854 | Wheat Field Wind Power Project | 56073 | Wheat Field Wind Power Project LLC | IPP Non-CHP | 73501 Blalock Canyon Road | Arlington | Gilliam | Oregon | 97812 | wind | Wind = 102.9 MW | Onshore Wind Turbine | 102.9 | 102.9 | [10 empty] | 102.9 |  | EIA-860, EIA-860M and EIA-923 | 202406 | -120.3183 | 45.6758
-13380691.8489 | 5735065.8436 | 40307 | 56855 | Arlington Wind Power Project | 56074 | Arlington Wind Power Project LLC | IPP Non-CHP | 72650 Rattlesnake Road | Arlington | Gilliam | Oregon | 97812 | wind | Wind = 102.9 MW | Onshore Wind Turbine | 102.9 | 102.9 | [10 empty] | 102.9 |  | EIA-860, EIA-860M and EIA-923 | 202406 | -120.2008 | 45.7167
-9952207.3798 | 4919739.3607 | 40308 | 56856 | Rail Splitter Wind Farm | 56075 | Rail Splitter Wind Farm LLC | IPP Non-CHP | 27497 Voynton Rd. | Hopedale | Tazewell | Illinois | 61747 | wind | Wind = 100.5 MW | Onshore Wind Turbine | 100.5 | 100.5 | [10 empty] | 100.5 |  | EIA-860, EIA-860M and EIA-923 | 202406 | -89.4022 | 40.3692
-8229819.0075 | 5617717.6887 | 40309 | 56857 | Marble River Wind Farm | 56072 | Marble River, LLC | IPP Non-CHP | 11 Marble River Way | Churubusco | Clinton | New York | 12933 | wind | Wind = 215.3 MW | Onshore Wind Turbine | 215.3 | 215.3 | [10 empty] | 215.3 |  | EIA-860, EIA-860M and EIA-923 | 202406 | -73.9297 | 44.9758
-13434837.6493 | 5964235.5987 | 40310 | 56858 | Sagebrush Power Partners | 56071 | Sagebrush Power Partners, LLC | IPP Non-CHP | 3701 Hayward Rd | Ellensburg | Kittitas | Washington | 98922 | wind | Wind = 100.7 MW | Onshore Wind Turbine | 100.7 | 100.7 | [10 empty] | 100.7 |  | EIA-860, EIA-860M and EIA-923 | 202406 | -120.6872 | 47.1356
-10566757.7607 | 5319204.6283 | 40311 | 56859 | Crosswind Energy Project | 58439 | Junction Hilltop Management LLC | IPP Non-CHP | 3950 360th Avenue | Ruthven | Palo Alto | Iowa | 50516 | wind | Wind = 21 MW | Onshore Wind Turbine | 21 | 21 | [10 empty] | 21 |  | EIA-860, EIA-860M and EIA-923 | 202406 | -94.9228 | 43.0475
-10504663.7487 | 5173300.5694 | 40312 | 56860 | Hardin Hilltop Wind LLC | 58439 | Junction Hilltop Management LLC | IPP Non-CHP | 1563 220th Street | Jefferson | Greene | Iowa | 50129 | wind | Wind = 14.7 MW | Onshore Wind Turbine | 14.7 | 14.7 | [10 empty] | 14.7 |  | EIA-860, EIA-860M and EIA-923 | 202406 | -94.365 | 42.0822
-13101558.2258 | 4104841.2844 | 40313 | 56862 | Bolthouse S&P and Rowen Farms Solar | 56105 | MMA WBF Power LP | IPP Non-CHP | 24476 E Ave R-8 | Palmdale | Los Angeles | California | 93591 | solar | Solar = 1.2 MW | Solar Photovoltaic | 1.2 | 1.2 | [9 empty] | 1.2 |  |  | EIA-860, EIA-860M and EIA-923 | 202406 | -117.6933 | 34.5644
-9393940.1335 | 3822816.3759 | 40314 | 56870 | Taylor | 55858 | EDL Inc | IPP Non-CHP | County Road 33 & Stewart Road | Mauk | Taylor | Georgia | 31058 | biomass | Biomass = 8 MW | Landfill Gas | 8 | 8 |  | 8 | [10 empty] | EIA-860, EIA-860M and EIA-923 | 202406 | -84.3872 | 32.4522
-9370093.4948 | 4691839.7345 | 40315 | 56872 | Meldahl Hydroelectric Project | 7977 | City of Hamilton - (OH) | Electric Utility | Rt. 8 Ohio River Mile 436.2 | Foster | Bracken | Kentucky | 41002 | hydroelectric | Hydroelectric = 105 MW | Conventional Hydroelectric | 105 | 105 |  |  |  |  | 105 | [7 empty] | EIA-860, EIA-860M and EIA-923 | 202406 | -84.173 | 38.7914
-8442781.8763 | 4846184.2641 | 40316 | 56873 | SECCRA Community Landfill | 56081 | Southeastern Chester County Refuse Auth | Commercial Non-CHP | 219 Street Road | West Grove | Chester | Pennsylvania | 19390 | biomass | Biomass = 2.5 MW | Landfill Gas | 2.5 | 2.5 |  | 2.5 | [10 empty] | EIA-860, EIA-860M and EIA-923 | 202406 | -75.8428 | 39.8639
-13563845.8071 | 4603624.781 | 40317 | 56874 | Shiloh Wind Project 2 LLC | 57170 | EDF Renewable Asset Holdings, Inc. | IPP Non-CHP | 6523 Montezuma Hills Rd | Birds Landing | Solano | California | 94512 | wind | Wind = 150 MW | Onshore Wind Turbine | 150 | 150 | [10 empty] | 150 |  | EIA-860, EIA-860M and EIA-923 | 202406 | -121.8461 | 38.1711
-13487991.5929 | 4643162.3696 | 40318 | 56875 | Sacramento Soleil LLC | 57170 | EDF Renewable Asset Holdings, Inc. | IPP Non-CHP | 13345 Apple Rd | Wilton | Sacramento | California | 95693 | solar | Solar = 1 MW | Solar Photovoltaic | 1 | 1 | [9 empty] | 1 |  |  | EIA-860, EIA-860M and EIA-923 | 202406 | -121.1647 | 38.4498
-10317335.3096 | 5434636.2489 | 40319 | 56876 | Wapsipinicon Wind Project | 57170 | EDF Renewable Asset Holdings, Inc. | IPP Non-CHP | 228 Industrial Park Drive | Dexter | Mower | Minnesota | 55926 | wind | Wind = 100.5 MW | Onshore Wind Turbine | 100.5 | 100.5 | [10 empty] | 100.5 |  | EIA-860, EIA-860M and EIA-923 | 202406 | -92.6822 | 43.8006
-8281548.2843 | 4949665.5801 | 40320 | 56877 | Hall's Warehouse Solar Project | 59100 | Sunlight General Solar Fund II, LLC | IPP Non-CHP | 501 Kentile Rd | South Plainfield | Middlesex | New Jersey | 7080 | solar | Solar = 1.6 MW | Solar Photovoltaic | 1.6 | 1.6 | [9 empty] | 1.6 |  |  | EIA-860, EIA-860M and EIA-923 | 202406 | -74.3944 | 40.5737
-9714083.857 | 4970805.9152 | 40321 | 56878 | Hoosier Wind Project LLC | 57170 | EDF Renewable Asset Holdings, Inc. | IPP Non-CHP | 3200 E 900th N | Goodland | Benton | Indiana | 47948 | wind | Wind = 106 MW | Onshore Wind Turbine | 106 | 106 | [10 empty] | 106 |  | EIA-860, EIA-860M and EIA-923 | 202406 | -87.2631 | 40.7178
-10960327.8204 | 4491702.7655 | 40322 | 56879 | Flat Ridge Wind Energy LLC | 55963 | AE Power Services LLC | IPP Non-CHP | 7458 NE Isabel Road | Isabel | Barber | Kansas | 67065 | wind | Wind = 44 MW | Onshore Wind Turbine | 44 | 44 | [10 empty] | 44 |  | EIA-860, EIA-860M and EIA-923 | 202406 | -98.4583 | 37.3764
-11621476.5401 | 6142564.3506 | 40323 | 56880 | OREG 2 Inc | 34691 | Ormat Nevada Inc | IPP Non-CHP | 5444 Road 1016, HC60 Box 39 | Culbertson | Roosevelt | Montana | 59218 | other | Other = 20 MW | All Other | 30 | 20 | [11 empty] | 20 | EIA-860, EIA-860M and EIA-923 | 202406 | -104.3975 | 48.2142
-8353414.5891 | 4864402.0359 | 40324 | 56883 | Pennsauken Solar | 57249 | EPP Renewable Energy | IPP Non-CHP | 9600 River Road | Pennsauken | Camden | New Jersey | 8110 | solar | Solar = 3.9 MW | Solar Photovoltaic | 3.9 | 3.9 | [9 empty] | 3.9 |  |  | EIA-860, EIA-860M and EIA-923 | 202406 | -75.04 | 39.9894
-8359292.2582 | 4786250.2348 | 40325 | 56884 | Cumberland County Solid Waste Complex | 57249 | EPP Renewable Energy | IPP Non-CHP | 169 Jesse Bridge Road | Millville | Cumberland | New Jersey | 8332 | biomass | Biomass = 4.8 MW | Landfill Gas | 4.8 | 4.8 |  | 4.8 | [10 empty] | EIA-860, EIA-860M and EIA-923 | 202406 | -75.0928 | 39.4494
-8628062.0368 | 4885666.9121 | 40326 | 56887 | Cumberland County PA LFG Recovery | 57249 | EPP Renewable Energy | IPP Non-CHP | 135 Vaughn Road | Shippensburg | Cumberland | Pennsylvania | 17527 | biomass | Biomass = 6.4 MW | Landfill Gas | 6.4 | 6.4 |  | 6.4 | [10 empty] | EIA-860, EIA-860M and EIA-923 | 202406 | -77.5072 | 40.1356
-8360869.6554 | 4981262.5293 | 40327 | 56888 | Warren County Solar | 57249 | EPP Renewable Energy | IPP Non-CHP | 3263 Belvidere Road | Belvidere | Warren | New Jersey | 8865 | solar | Solar = 2 MW | Solar Photovoltaic | 2 | 2 | [9 empty] | 2 |  |  | EIA-860, EIA-860M and EIA-923 | 202406 | -75.107 | 40.789
-8279754.4821 | 4972213.9384 | 40328 | 56889 | PPL Renewable Energy Merck Solar | 57249 | EPP Renewable Energy | IPP Non-CHP | 556 Morris Avenue | Summit | Union | New Jersey | 7901 | solar | Solar = 1.7 MW | Solar Photovoltaic | 1.7 | 1.7 | [9 empty] | 1.7 |  |  | EIA-860, EIA-860M and EIA-923 | 202406 | -74.3783 | 40.7274
-8529945.0376 | 5127961.8436 | 40329 | 56890 | Norther Tier Landfill | 57249 | EPP Renewable Energy | IPP Non-CHP | PO Box 10 | Burlington | Bradford | Pennsylvania | 18814 | biomass | Biomass = 1.6 MW | Landfill Gas | 1.6 | 1.6 |  | 1.6 | [10 empty] | EIA-860, EIA-860M and EIA-923 | 202406 | -76.6258 | 41.7792
-12421430.7574 | 5468279.6958 | 40330 | 56893 | Chester Diversion Hydroelectric Project | 6169 | Fall River Rural Elec Coop Inc | Electric Utility | 2875 East 930 North | Chester | Fremont | Idaho | 83421 | hydroelectric | Hydroelectric = 3.6 MW | Conventional Hydroelectric | 3.6 | 3.6 |  |  |  |  | 3.6 | [7 empty] | EIA-860, EIA-860M and EIA-923 | 202406 | -111.5836 | 44.0183
-8617581.9747 | 4633838.7799 | 40331 | 56894 | Ameresco Stafford | 56100 | AMERESCO Stafford LLC | IPP Non-CHP | 481 Eskimo Hill Rd | Stafford | Stafford | Virginia | 22554 | biomass | Biomass = 2 MW | Landfill Gas | 2.2 | 2 |  | 2 | [10 empty] | EIA-860, EIA-860M and EIA-923 | 202406 | -77.4131 | 38.3842
-13625505.6731 | 4509031.3931 | 40332 | 56895 | Ameresco Ox Mountain | 56101 | AMERESCO Ox Mountain Energy LLC | IPP Non-CHP | 12310 San Meteo Rd | Half Moon Bay | San Mateo | California | 94019 | biomass | Biomass = 10.8 MW | Landfill Gas | 11.4 | 10.8 |  | 10.8 | [10 empty] | EIA-860, EIA-860M and EIA-923 | 202406 | -122.4 | 37.5
-10246394.7377 | 4657753.8856 | 40333 | 56896 | Ameresco Jefferson City | 56102 | AMERESCO Jefferson City LLC | IPP Non-CHP | 8432 No More Victims Rd | Jefferson City | Cole | Missouri | 65101 | biomass | Biomass = 2.7 MW | Landfill Gas | 3 | 2.7 |  | 2.7 | [10 empty] | EIA-860, EIA-860M and EIA-923 | 202406 | -92.0449 | 38.5524
-13573685.4483 | 4579980.7224 | 40334 | 56897 | Ameresco Keller Canyon | 56103 | AMERESCO Keller Canyon LLC | IPP Non-CHP | 901 Bailey Rd | Bay Point | Contra Costa | California | 94565 | biomass | Biomass = 3.6 MW | Landfill Gas | 3.8 | 3.6 |  | 3.6 | [10 empty] | EIA-860, EIA-860M and EIA-923 | 202406 | -121.9345 | 38.0039
-13207262.2049 | 4086912.2806 | 40335 | 56898 | Ameresco Chiquita Canyon | 56104 | AMERESCO Chiquita Canyon LLC | IPP Non-CHP | 29201 Henry Mayo Dr | Castaic | Los Angeles | California | 91384 | biomass | Biomass = 8 MW | Landfill Gas | 9.2 | 8 |  | 8 | [10 empty] | EIA-860, EIA-860M and EIA-923 | 202406 | -118.6429 | 34.4317
-8286711.9502 | 4773931.9839 | 40336 | 56900 | Atlantic City Convention Center | 57044 | Luminace Solar New Jersey, LLC | Commercial Non-CHP | 1 Convention Boulevard | Atlantic City | Atlantic | New Jersey | 8401 | solar | Solar = 2 MW | Solar Photovoltaic | 2 | 2 | [9 empty] | 2 |  |  | EIA-860, EIA-860M and EIA-923 | 202406 | -74.4408 | 39.3639
-8198780.6845 | 5593479.646 | 40337 | 56901 | Altona | 63858 | Valcour Operating Services, LLC | IPP Non-CHP | 5003 Military Turnpike | Altona | Clinton | New York | 12910 | wind | Wind = 97.5 MW | Onshore Wind Turbine | 97.5 | 97.5 | [10 empty] | 97.5 |  | EIA-860, EIA-860M and EIA-923 | 202406 | -73.6509 | 44.8216
-8708278.8619 | 5261831.1938 | 40338 | 56902 | Wethersfield | 63858 | Valcour Operating Services, LLC | IPP Non-CHP | 4784 Wolcott rd | Gainsville | Wyoming | New York | 14066 | wind | Wind = 126 MW | Onshore Wind Turbine | 126 | 126 | [10 empty] | 126 |  | EIA-860, EIA-860M and EIA-923 | 202406 | -78.2278 | 42.6697
-8240970.7715 | 5604487.9508 | 40339 | 56904 | Chateaugay | 63858 | Valcour Operating Services, LLC | IPP Non-CHP | 386 Ryan rd | Chateaugay | Franklin | New York | 19120 | wind | Wind = 106.5 MW | Onshore Wind Turbine | 106.5 | 106.5 | [10 empty] | 106.5 |  | EIA-860, EIA-860M and EIA-923 | 202406 | -74.0299 | 44.8917
-11286872.4147 | 4369141.988 | 40340 | 56905 | Great Plains Windpark LLC | 61671 | Great Plains Windpark Legacy LLC | IPP Non-CHP | 15001 Highway 207 | Spearman | Hansford | Texas | 79081 | wind | Wind = 114 MW | Onshore Wind Turbine | 114 | 114 | [10 empty] | 114 |  | EIA-860, EIA-860M and EIA-923 | 202406 | -101.3917 | 36.4964
-12565366.1911 | 5797145.4599 | 40341 | 56908 | Dave Gates Generating Station | 56815 | NorthWestern Energy (MT wind/thermal) | Electric Utility | Montana Highway | Anaconda | Deer Lodge | Montana | 59711 | natural gas | Natural Gas = 132.3 MW | Natural Gas Fired Combustion Turbine | 203.1 | 132.3 | [6 empty] | 132.3 | [5 empty] | EIA-860, EIA-860M and EIA-923 | 202406 | -112.8766 | 46.1047
-13555875.3316 | 4412166.2565 | 40342 | 56909 | Gap Pacific Distribution Center | 61944 | MN8 Energy LLC | Commercial Non-CHP | 3400 Gap Drive | Fresno | Fresno | California | 93727 | solar | Solar = 1.2 MW | Solar Photovoltaic | 2.4 | 1.2 | [9 empty] | 1.2 |  |  | EIA-860, EIA-860M and EIA-923 | 202406 | -121.7745 | 36.8065
-10944531.5846 | 6212177.0038 | 40343 | 56912 | Langdon Wind II LLC | 55799 | FPL Energy Langdon Wind LLC | IPP Non-CHP | 10812 Hwy 66 NE | Osnabrock | Cavalier | North Dakota | 58269 | wind | Wind = 40.5 MW | Onshore Wind Turbine | 40.5 | 40.5 | [10 empty] | 40.5 |  | EIA-860, EIA-860M and EIA-923 | 202406 | -98.3164 | 48.6292
-10621738.4572 | 5377698.9374 | 40344 | 56913 | Osceola Windpower II | 56121 | Osceola Windpower II | IPP Non-CHP | 6952 Hwy 9 | Harris | Osceola | Iowa | 51354 | wind | Wind = 49.6 MW | Onshore Wind Turbine | 49.6 | 49.6 | [10 empty] | 49.6 |  | EIA-860, EIA-860M and EIA-923 | 202406 | -95.4167 | 43.4303
-13036781.4141 | 3943106.0443 | 40345 | 56914 | Orange Grove Peaking Facility | 56127 | Orange Grove Energy LP | IPP Non-CHP | 35435 Pala Del Norte Road | Pala | San Diego | California | 92059 | natural gas | Natural Gas = 98.2 MW | Natural Gas Fired Combustion Turbine | 118 | 98.2 | [6 empty] | 98.2 | [5 empty] | EIA-860, EIA-860M and EIA-923 | 202406 | -117.1114 | 33.3594
-8766443.2958 | 4275003.2387 | 40346 | 56915 | SAS Solar Farm | 56128 | SAS Institute Inc | IPP Non-CHP | 2401 Trenton Rd | Cary | Wake | North Carolina | 27513 | solar | Solar = 2 MW | Solar Photovoltaic | 2 | 2 | [9 empty] | 2 |  |  | EIA-860, EIA-860M and EIA-923 | 202406 | -78.7503 | 35.8136
-12867115.482 | 3851728.7883 | 40347 | 56917 | Imperial Valley Solar, LLC | 56167 | Imperial Valley Solar, LLC | IPP Non-CHP | 251 Ferrell Rd | Calexico | Imperial | California | 92231 | solar | Solar = 199.9 MW | Solar Photovoltaic | 199.9 | 199.9 | [9 empty] | 199.9 |  |  | EIA-860, EIA-860M and EIA-923 | 202406 | -115.5873 | 32.6711
-10896541.7521 | 5963221.0822 | 40348 | 56919 | FPL Energy Ashtabula Wind LLC | 56122 | FPL Energy Ashtabula Wind LLC | IPP Non-CHP | 12306 20th Street NE | Luverne | Barnes | North Dakota | 58056 | wind | Wind = 148.5 MW | Onshore Wind Turbine | 148.5 | 148.5 | [10 empty] | 148.5 |  | EIA-860, EIA-860M and EIA-923 | 202406 | -97.8853 | 47.1294
-11293516.5185 | 3776552.501 | 40349 | 56920 | Panther Creek Wind Farm I | 56215 | RWE Renewables Americas, LLC | IPP Non-CHP | 1081 Longshore Road | Big Spring | Howard | Texas | 79720 | wind | Wind = 142.5 MW | Onshore Wind Turbine | 142.5 | 142.5 | [10 empty] | 142.5 |  | EIA-860, EIA-860M and EIA-923 | 202406 | -101.4514 | 32.1008
-11276475.1742 | 3754925.6788 | 40350 | 56921 | Panther Creek Wind Farm II | 56215 | RWE Renewables Americas, LLC | IPP Non-CHP | 904 N. McDonald Rd | Big Spring | Glasscock | Texas | 79720 | wind | Wind = 115.5 MW | Onshore Wind Turbine | 115.5 | 115.5 | [10 empty] | 115.5 |  | EIA-860, EIA-860M and EIA-923 | 202406 | -101.2983 | 31.9361
-12001733.9019 | 4796852.2811 | 40351 | 56922 | WWRF Solar Plant | 56431 | SunE U6 Holdings LLC | IPP Non-CHP | 2515 W. Centennial Parkway | Rifle | Garfield | Colorado | 81650 | solar | Solar = 1.3 MW | Solar Photovoltaic | 1.5 | 1.3 | [9 empty] | 1.3 |  |  | EIA-860, EIA-860M and EIA-923 | 202406 | -107.8134 | 39.5229
-10445230.2726 | 5344372.6501 | 40352 | 56923 | FPL Energy Crystal Lake Wind LLC | 56123 | FPL Energy Crystal Lake Wind LLC | IPP Non-CHP | 804 310th Street | Britt | Hancock | Iowa | 50423 | wind | Wind = 150 MW | Onshore Wind Turbine | 150 | 150 | [10 empty] | 150 |  | EIA-860, EIA-860M and EIA-923 | 202406 | -93.8311 | 43.2125
-10383013.8092 | 5176630.9092 | 40353 | 56924 | FPL Energy Story Wind LLC | 56119 | FPL Energy Story Wind LLC | IPP Non-CHP | 18327 720th Ave | Zearing | Story | Iowa | 50278 | wind | Wind = 150 MW | Onshore Wind Turbine | 150 | 150 | [10 empty] | 150 |  | EIA-860, EIA-860M and EIA-923 | 202406 | -93.2722 | 42.1044
-10441768.459 | 5353729.7423 | 40354 | 56925 | FPL Energy Crystal Lake Wind II LLC | 56124 | FPL Energy Crystal Lake Wind II LLC | IPP Non-CHP | 804 310th Street | Britt | Hancock | Iowa | 50423 | wind | Wind = 199 MW | Onshore Wind Turbine | 200 | 199 | [10 empty] | 199 |  | EIA-860, EIA-860M and EIA-923 | 202406 | -93.8 | 43.2737
-8154954.2009 | 5035807.7052 | 40355 | 56928 | Fairfield University CHP Plant | 56143 | Fairfield University | Commercial CHP | 1073 North Benson Road | Fairfield | Fairfield | Connecticut | 6824 | natural gas | Natural Gas = 4.5 MW | Natural Gas Fired Combustion Turbine | 4.5 | 4.5 | [6 empty] | 4.5 | [5 empty] | EIA-860, EIA-860M and EIA-923 | 202406 | -73.2572 | 41.1589
-9106145.8539 | 3163909.6736 | 40356 | 56929 | DeSoto Next Generation Solar Energy | 6452 | Florida Power & Light Co | Electric Utility | 4051 NE Karson St | Arcadia | DeSoto | Florida | 34265 | solar | Solar = 25 MW | Solar Photovoltaic | 25 | 25 | [9 empty] | 25 |  |  | EIA-860, EIA-860M and EIA-923 | 202406 | -81.8019 | 27.3232
-8981378.9686 | 3306916.7626 | 40357 | 56930 | Space Coast Next Gen Solar Energy | 6452 | Florida Power & Light Co | Electric Utility | 7081 N. Courtenay Pkwy | Merritt Island | Brevard | Florida | 32927 | solar | Solar = 10 MW | Solar Photovoltaic | 10 | 10 | [9 empty] | 10 |  |  | EIA-860, EIA-860M and EIA-923 | 202406 | -80.6811 | 28.4586
-13042002.2982 | 5898617.4935 | 40358 | 56932 | Biotech LS 0836 | 22040 | Washington State University | Commercial Non-CHP | Ferdinands Lane | Pullman | Whitman | Washington | 99164 | petroleum | Petroleum = 1 MW | Petroleum Liquids | 1 | 1 | [8 empty] | 1 |  |  |  | EIA-860, EIA-860M and EIA-923 | 202406 | -117.1583 | 46.7331
-13351381.427 | 5728547.2834 | 40359 | 56933 | Threemile Canyon | 56159 | Threemile Canyon Wind I, LLC | IPP Non-CHP | 71502 Threemile Canyon Road | Boardman | Morrow | Oregon | 97818 | wind | Wind = 9.9 MW | Onshore Wind Turbine | 9.9 | 9.9 | [10 empty] | 9.9 |  | EIA-860, EIA-860M and EIA-923 | 202406 | -119.9375 | 45.6758
-12805849.1304 | 5288317.8501 | 40360 | 56934 | Cassia Wind | 56158 | Cassia Wind Farm, LLC | IPP Non-CHP | 6035 N 158 E Rd | Hagerman | Twin Falls | Idaho | 83301 | wind | Wind = 8.4 MW | Onshore Wind Turbine | 8.4 | 8.4 | [10 empty] | 8.4 |  | EIA-860, EIA-860M and EIA-923 | 202406 | -115.0369 | 42.8444
-12803656.1365 | 5292873.7445 | 40361 | 56935 | Cassia Gulch | 56157 | Cassia Gulch Wind Park, LLC | IPP Non-CHP | 6035 N 158 E Rd | Hagerman | Twin Falls | Idaho | 83301 | wind | Wind = 18.9 MW | Onshore Wind Turbine | 18.9 | 18.9 | [10 empty] | 18.9 |  | EIA-860, EIA-860M and EIA-923 | 202406 | -115.0172 | 42.8744
-8197187.0346 | 5359047.9666 | 40362 | 56936 | Brookfield Power Glen Falls Hydro | 5914 | Erie Boulevard Hydropower LP | Industrial Non-CHP | 1 Glen Street | Glen Falls | Warren | New York | 12801 | hydroelectric | Hydroelectric = 11.3 MW | Conventional Hydroelectric | 11.8 | 11.3 |  |  |  |  | 11.3 | [7 empty] | EIA-860, EIA-860M and EIA-923 | 202406 | -73.6366 | 43.3085
-8680849.7393 | 4067364.1055 | 40363 | 56938 | SunEdison LV Sutton Plant Site | 56183 | SunE NC Progress 1 LLC | IPP Non-CHP | 801 Sutton Steam Plant Road | Wilmington | New Hanover | North Carolina | 28401 | solar | Solar = 1 MW | Solar Photovoltaic | 1 | 1 | [9 empty] | 1 |  |  | EIA-860, EIA-860M and EIA-923 | 202406 | -77.9814 | 34.2867
-12773288.1794 | 3974108.192 | 40364 | 56939 | Solar Blythe LLC | 59399 | NRG Solar Blythe | IPP Non-CHP | Blythe Way and Mesa Dr. | Blythe | Riverside | California | 92225 | solar | Solar = 21 MW | Solar Photovoltaic | 21 | 21 | [9 empty] | 21 |  |  | EIA-860, EIA-860M and EIA-923 | 202406 | -114.7444 | 33.5917
-8286377.9918 | 5073332.5103 | 40365 | 56940 | CPV Valley Energy Center | 56204 | CPV Valley, LLC | IPP Non-CHP | 3330 Route 6 | Wawayanda | Orange | New York | 10940 | natural gas | Natural Gas = 674.4 MW | Natural Gas Fired Combined Cycle | 770 | 674.4 | [6 empty] | 674.4 | [5 empty] | EIA-860, EIA-860M and EIA-923 | 202406 | -74.4378 | 41.4122
-9872213.1937 | 5045867.1889 | 40366 | 56941 | Grand Ridge Wind Energy Center | 49893 | Invenergy Services LLC | IPP Non-CHP | 2042 East 25th St | Marseilles | LaSalle | Illinois | 60470 | wind | Wind = 210 MW | Onshore Wind Turbine | 210 | 210 | [10 empty] | 210 |  | EIA-860, EIA-860M and EIA-923 | 202406 | -88.6836 | 41.2269
-9851429.8448 | 5406223.7101 | 40367 | 56942 | Forward Wind Energy Center | 20860 | Wisconsin Public Service Corp | Electric Utility | 858 W. Main St | Brownsville | Dodge | Wisconsin | 53006 | wind | Wind = 129 MW | Onshore Wind Turbine | 129 | 129 | [10 empty] | 129 |  | EIA-860, EIA-860M and EIA-923 | 202406 | -88.4969 | 43.6161
-12800995.6006 | 4271503.2953 | 40368 | 56944 | CM10 | 56769 | Consolidated Edison Development Inc. | IPP Non-CHP | 751 El Dorado Valley Dr. | Boulder City | Clark | Nevada | 89005 | solar | Solar = 10 MW | Solar Photovoltaic | 10 | 10 | [9 empty] | 10 |  |  | EIA-860, EIA-860M and EIA-923 | 202406 | -114.9933 | 35.7881
-11795691.5432 | 4091637.459 | 40369 | 56945 | High Lonesome Mesa LLC | 64648 | High Lonesome Mesa, LLC | IPP Non-CHP | Hwy 42 | Willard | Torrance | New Mexico | 87063 | wind | Wind = 100 MW | Onshore Wind Turbine | 100 | 100 | [10 empty] | 100 |  | EIA-860, EIA-860M and EIA-923 | 202406 | -105.9625 | 34.4667
-11091350.861 | 4408027.184 | 40370 | 56946 | Buffalo Bear LLC | 64633 | Buffalo Bear, LLC | IPP Non-CHP | Route 2 Box 152 | Woodward | Harper | Oklahoma | 73801 | wind | Wind = 18.9 MW | Onshore Wind Turbine | 18.9 | 18.9 | [10 empty] | 18.9 |  | EIA-860, EIA-860M and EIA-923 | 202406 | -99.6353 | 36.7767
-10866886.2398 | 5266086.4631 | 40371 | 56947 | Elkhorn Ridge Wind LLC | 64631 | Elkhorn Ridge Wind, LLC | IPP Non-CHP | 88581 543 Avenue | Bloomfield | Knox | Nebraska | 68718 | wind | Wind = 81 MW | Onshore Wind Turbine | 81 | 81 | [10 empty] | 81 |  | EIA-860, EIA-860M and EIA-923 | 202406 | -97.6189 | 42.6978
-12412493.5834 | 3884345.1875 | 40372 | 56948 | Coolidge Generation Station | 16572 | Salt River Project | Electric Utility | 859 E. Randolph Rd. | Coolidge | Pinal | Arizona | 85228 | natural gas | Natural Gas = 520.8 MW | Natural Gas Fired Combustion Turbine | 726 | 520.8 | [6 empty] | 520.8 | [5 empty] | EIA-860, EIA-860M and EIA-923 | 202406 | -111.5033 | 32.9174
-9148758.955 | 4136843.5023 | 40373 | 56951 | Enoree Phase II Landfill Gas Recovery | 58523 | Enerdyne Power Systems Inc | IPP Non-CHP | 1311 Anderson Ridge Rd | Greer | Greenville | South Carolina | 29651 | biomass | Biomass = 3 MW | Landfill Gas | 3.2 | 3 |  | 3 | [10 empty] | EIA-860, EIA-860M and EIA-923 | 202406 | -82.1847 | 34.8008
-13357381.5476 | 5724963.3096 | 40374 | 56952 | Willow Creek Energy Center | 49893 | Invenergy Services LLC | IPP Non-CHP | 71010 Highway 74 | Lone | Morrow | Oregon | 97843 | wind | Wind = 72 MW | Onshore Wind Turbine | 72 | 72 | [10 empty] | 72 |  | EIA-860, EIA-860M and EIA-923 | 202406 | -119.9914 | 45.6533
-8730442.5725 | 5278454.329 | 40375 | 56953 | High Sheldon Wind Farm | 49893 | Invenergy Services LLC | IPP Non-CHP | 1443 Schwab Rd | Strykersville | Wyoming | New York | 14167 | wind | Wind = 112 MW | Onshore Wind Turbine | 112.5 | 112 | [10 empty] | 112 |  | EIA-860, EIA-860M and EIA-923 | 202406 | -78.4269 | 42.7794
-9040166.7917 | 4204956.9299 | 40376 | 56954 | Gastonia Prime Power Park | 13630 | North Carolina Mun Power Agny #1 | Electric Utility | 1109 Gastonia Technology Parkw | Dallas | Gaston | North Carolina | 28034 | petroleum | Petroleum = 11.2 MW | Petroleum Liquids | 11.8 | 11.2 | [8 empty] | 11.2 |  |  |  | EIA-860, EIA-860M and EIA-923 | 202406 | -81.2092 | 35.3017
-11307679.9199 | 3885885.5452 | 40377 | 56956 | Bull Creek Wind | 56222 | Bull Creek Wind LLC | IPP Non-CHP | 1016d County Road | O'Donnell | Borden | Texas | 79351 | wind | Wind = 180 MW | Onshore Wind Turbine | 180 | 180 | [10 empty] | 180 |  | EIA-860, EIA-860M and EIA-923 | 202406 | -101.5786 | 32.929
-8439876.4376 | 4905985.3727 | 40378 | 56957 | Pioneer Crossing Energy, LLC | 59880 | Pioneer Crossing Energy LLC | IPP Non-CHP | 727 Red Lane Rd. | Birdsboro | Berks | Pennsylvania | 19508 | biomass | Biomass = 8 MW | Landfill Gas | 8 | 8 |  | 8 | [10 empty] | EIA-860, EIA-860M and EIA-923 | 202406 | -75.8167 | 40.275
-8451097.4423 | 5437628.8917 | 40379 | 56958 | DANC LFGTE Facility | 50158 | Innovative Energy Systems Inc | IPP Non-CHP | 23400 Route 177 | Rodman | Jefferson | New York | 13682 | biomass | Biomass = 6.4 MW | Landfill Gas | 6.4 | 6.4 |  | 6.4 | [10 empty] | EIA-860, EIA-860M and EIA-923 | 202406 | -75.9175 | 43.82
-11286159.9699 | 3779296.2662 | 40380 | 56959 | Ocotillo Windpower | 65411 | Duke Energy Renewables Services | IPP Non-CHP | 2803 FM 461 | Forsan | Howard | Texas | 79733 | wind | Wind = 58.8 MW | Onshore Wind Turbine | 58.8 | 58.8 | [10 empty] | 58.8 |  | EIA-860, EIA-860M and EIA-923 | 202406 | -101.3853 | 32.1217
-11688299.1814 | 5032972.5223 | 40381 | 56960 | Happy Jack Windpower Project | 65411 | Duke Energy Renewables Services | IPP Non-CHP | 1515 Happy Jack Road | Cheyenne | Laramie | Wyoming | 82009 | wind | Wind = 29.4 MW | Onshore Wind Turbine | 29.4 | 29.4 | [10 empty] | 29.4 |  | EIA-860, EIA-860M and EIA-923 | 202406 | -104.9978 | 41.1397
-11446797.6687 | 3762654.3173 | 40382 | 56961 | Notrees Windpower Hybrid | 65411 | Duke Energy Renewables Services | IPP Non-CHP | 19991 Sheep Pasture Rd. | Goldsmith | Ector | Texas | 79741 | wind | Battery = 36 MW, Wind = 152.5 MW | Batteries; Onshore Wind Turbine; | 188.5 | 188.5 | 36 | [9 empty] | 152.5 |  | EIA-860, EIA-860M and EIA-923 | 202406 | -102.8283 | 31.995
-8997509.2742 | 4268921.0572 | 40383 | 56962 | Iredell County LFG Facility | 56261 | Iredell Transmission LLC | IPP Non-CHP | 356 Twin Oaks Road | Statesville | Iredell | North Carolina | 28625 | biomass | Biomass = 3.2 MW | Landfill Gas | 3.2 | 3.2 |  | 3.2 | [10 empty] | EIA-860, EIA-860M and EIA-923 | 202406 | -80.826 | 35.7693
-8373607.9448 | 4842921.6551 | 40384 | 56963 | West Deptford Energy Station | 56236 | West Deptford Energy LLC | IPP Non-CHP | 3 Paradise Road | West Deptford | Gloucester | New Jersey | 8066 | natural gas | Natural Gas = 731.7 MW | Natural Gas Fired Combined Cycle | 754.6 | 731.7 | [6 empty] | 731.7 | [5 empty] | EIA-860, EIA-860M and EIA-923 | 202406 | -75.2214 | 39.8414
-8247833.6181 | 4961268.833 | 40385 | 56964 | Bayonne Energy Center | 56267 | Bayonne Energy Center LLC | IPP Non-CHP | 401 Hook Rd | Bayonne | Hudson | New Jersey | 7002 | natural gas | Natural Gas = 598.3 MW | Natural Gas Fired Combustion Turbine | 644 | 598.3 | [6 empty] | 598.3 | [5 empty] | EIA-860, EIA-860M and EIA-923 | 202406 | -74.0915 | 40.6528
-8646529.9403 | 4289921.4858 | 40386 | 56966 | QVC Inc | 56237 | QVC Inc | Commercial Non-CHP | 100 QVC Blvd | Rocky Mount | Edgecombe | North Carolina | 27801 | solar | Solar = 3.6 MW | Solar Photovoltaic | 3.5 | 3.6 | [9 empty] | 3.6 |  |  | EIA-860, EIA-860M and EIA-923 | 202406 | -77.6731 | 35.9222
-13294018.4934 | 5732674.6199 | 40387 | 56967 | Butter Creek Power LLC | 65187 | Odessa Energy Services LLC | IPP Non-CHP | 28821 Madison Rd. | Echo | Umatilla | Oregon | 97826 | wind | Wind = 5 MW | Onshore Wind Turbine | 5 | 5 | [10 empty] | 5 |  | EIA-860, EIA-860M and EIA-923 | 202406 | -119.4222 | 45.7017
-13298749.5718 | 5725234.0484 | 40388 | 56968 | Big Top LLC | 65187 | Odessa Energy Services LLC | IPP Non-CHP | 28821 Madison Road | Echo | Morrow | Oregon | 97826 | wind | Wind = 1.7 MW | Onshore Wind Turbine | 1.7 | 1.7 | [10 empty] | 1.7 |  | EIA-860, EIA-860M and EIA-923 | 202406 | -119.4647 | 45.655
-13293562.0835 | 5736963.3378 | 40389 | 56969 | Four Corners Windfarm LLC | 56803 | Echo 2 | IPP Non-CHP | 28821 Madison Rd. | Echo | Umatilla | Oregon | 97826 | wind | Wind = 8 MW | Onshore Wind Turbine | 8 | 8 | [10 empty] | 8 |  | EIA-860, EIA-860M and EIA-923 | 202406 | -119.4181 | 45.7286
-13297480.5296 | 5723593.8156 | 40390 | 56970 | Four Mile Canyon Windfarm LLC | 56803 | Echo 2 | IPP Non-CHP | 77252 Mader Rust Lane | Echo | Morrow | Oregon | 97826 | wind | Wind = 10 MW | Onshore Wind Turbine | 10 | 10 | [10 empty] | 10 |  | EIA-860, EIA-860M and EIA-923 | 202406 | -119.4533 | 45.6447
-13292037.0065 | 5734348.4091 | 40391 | 56971 | Oregon Trail Windfarm LLC | 56802 | Echo 1 | IPP Non-CHP | 28821 Madison Road | Echo | Umatilla | Oregon | 97826 | wind | Wind = 9.9 MW | Onshore Wind Turbine | 9.9 | 9.9 | [10 empty] | 9.9 |  | EIA-860, EIA-860M and EIA-923 | 202406 | -119.4044 | 45.7122
-13301220.8645 | 5725106.6409 | 40392 | 56972 | Pacific Canyon Windfarm LLC | 56802 | Echo 1 | IPP Non-CHP | 28821 Madison Road | Echo | Morrow | Oregon | 97826 | wind | Wind = 8.3 MW | Onshore Wind Turbine | 8.3 | 8.3 | [10 empty] | 8.3 |  | EIA-860, EIA-860M and EIA-923 | 202406 | -119.4869 | 45.6542
-13300085.4057 | 5723593.8156 | 40393 | 56973 | Sand Ranch Windfarm LLC | 56802 | Echo 1 | IPP Non-CHP | 28821 Madison Road | Echo | Morrow | Oregon | 97826 | wind | Wind = 9.9 MW | Onshore Wind Turbine | 9.9 | 9.9 | [10 empty] | 9.9 |  | EIA-860, EIA-860M and EIA-923 | 202406 | -119.4767 | 45.6447
-13298504.6689 | 5724931.4585 | 40394 | 56974 | Wagon Trail LLC | 65187 | Odessa Energy Services LLC | IPP Non-CHP | 28821 Madison Road | Echo | Morrow | Oregon | 97826 | wind | Wind = 3.3 MW | Onshore Wind Turbine | 3.3 | 3.3 | [10 empty] | 3.3 |  | EIA-860, EIA-860M and EIA-923 | 202406 | -119.4625 | 45.6531
-13292626.9998 | 5731877.6879 | 40395 | 56975 | Ward Butte Windfarm LLC | 56802 | Echo 1 | IPP Non-CHP | 28821 Madison Road | Echo | Umatilla | Oregon | 97826 | wind | Wind = 6.6 MW | Onshore Wind Turbine | 6.6 | 6.6 | [10 empty] | 6.6 |  | EIA-860, EIA-860M and EIA-923 | 202406 | -119.4097 | 45.6967
-11256259.5547 | 3762326.1759 | 40396 | 56979 | Panther Creek Wind Farm Three | 56215 | RWE Renewables Americas, LLC | IPP Non-CHP | 904 North McDonald Rd | Big Spring | Sterling | Texas | 79720 | wind | Wind = 231.5 MW | Onshore Wind Turbine | 215.5 | 231.5 | [10 empty] | 231.5 |  | EIA-860, EIA-860M and EIA-923 | 202406 | -101.1167 | 31.9925
-8773679.0627 | 4870462.6765 | 40397 | 56980 | Stony Creek Wind Farm LLC | 56215 | RWE Renewables Americas, LLC | IPP Non-CHP | 1139 Imgrund Mountain Rd. | Berlin | Somerset | Pennsylvania | 15926 | wind | Wind = 52.5 MW | Onshore Wind Turbine | 52.5 | 52.5 | [10 empty] | 52.5 |  | EIA-860, EIA-860M and EIA-923 | 202406 | -78.8153 | 40.0311
-11206844.8327 | 3840823.9464 | 40398 | 56981 | Pyron Wind Farm LLC Hybrid | 56215 | RWE Renewables Americas, LLC | IPP Non-CHP | 9871 County Rd. 4146 | Hermleigh | Fisher | Texas | 79545 | wind | Battery = 9.9 MW, Wind = 249 MW | Batteries; Onshore Wind Turbine; | 258.9 | 258.9 | 9.9 | [9 empty] | 249 |  | EIA-860, EIA-860M and EIA-923 | 202406 | -100.6728 | 32.5886
-13151440.4896 | 5011766.4318 | 40399 | 56982 | NGP Blue Mountain I LLC | 56249 | NGP Blue Mountain I LLC | IPP Non-CHP | 15250 Blue Mountain Road | Winnemucca | Humboldt | Nevada | 89445 | geothermal | Geothermal = 39MW | Geothermal | 63.9 | 39 |  |  |  | 39 | [8 empty] | EIA-860, EIA-860M and EIA-923 | 202406 | -118.1414 | 40.9961
-10849041.7254 | 3241234.8575 | 40400 | 56983 | Papalote Creek I LLC | 56215 | RWE Renewables Americas, LLC | IPP Non-CHP | 5399 C.R. 3161 | Taft | San Patricio | Texas | 78390 | wind | Wind = 180 MW | Onshore Wind Turbine | 180 | 180 | [10 empty] | 180 |  | EIA-860, EIA-860M and EIA-923 | 202406 | -97.4586 | 27.9386
-11196480.9881 | 3828714.6741 | 40401 | 56984 | Inadale Wind Farm LLC Hybrid | 56215 | RWE Renewables Americas, LLC | IPP Non-CHP | 130 C.R. 170 | Roscoe | Nolan | Texas | 79545 | wind | Battery = 9.9 MW, Wind = 197 MW | Batteries; Onshore Wind Turbine; | 206.9 | 206.9 | 9.9 | [9 empty] | 197 |  | EIA-860, EIA-860M and EIA-923 | 202406 | -100.5797 | 32.4969
-10928109.2881 | 4706306.6796 | 40402 | 56985 | Smoky Hills Wind Project Phase II | 56285 | Smoky Hills Wind Project II LLC | IPP Non-CHP | 223 North Hwy 14 | Lincoln | Lincoln | Kansas | 67455 | wind | Wind = 148.5 MW | Onshore Wind Turbine | 148.5 | 148.5 | [10 empty] | 148.5 |  | EIA-860, EIA-860M and EIA-923 | 202406 | -98.1689 | 38.8927
-8192491.1332 | 5573115.843 | 40403 | 56986 | Clinton LFGTE Facility | 56983 |  | IPP Non-CHP | 286 Sand Road | Morrisonville | Clinton | New York | 12962 | biomass | Biomass = 6.4 MW | Landfill Gas | 6.4 | 6.4 |  | 6.4 | [10 empty] | EIA-860, EIA-860M and EIA-923 | 202406 | -73.5944 | 44.6917
-8683599.3308 | 5203812.2699 | 40404 | 56987 | Hyland LFGTE Facility | 50158 | Innovative Energy Systems Inc | IPP Non-CHP | 6653 Herdman Road | Angelica | Allegany | New York | 14709 | biomass | Biomass = 4.8 MW | Landfill Gas | 4.8 | 4.8 |  | 4.8 | [10 empty] | EIA-860, EIA-860M and EIA-923 | 202406 | -78.0061 | 42.2853
-7569101.9848 | 5697756.1557 | 40405 | 56989 | Stetson Wind I | 59155 | Evergreen Wind, LLC | IPP Non-CHP | Route 0169X Route 169 | Danforth | Washington | Maine | 4424 | wind | Wind = 57 MW | Onshore Wind Turbine | 57 | 57 | [10 empty] | 57 |  | EIA-860, EIA-860M and EIA-923 | 202406 | -67.9944 | 45.4822
-7612049.0443 | 5676154.4054 | 40406 | 56990 | Rollins Wind Project | 59155 | Evergreen Wind, LLC | IPP Non-CHP | 1600 Lee Road | Winn Village | Penobscot | Maine | 4495 | wind | Wind = 60 MW | Onshore Wind Turbine | 60 | 60 | [10 empty] | 60 |  | EIA-860, EIA-860M and EIA-923 | 202406 | -68.3802 | 45.346
-7566497.1087 | 5718862.7169 | 40407 | 56991 | Stetson Wind II | 59155 | Evergreen Wind, LLC | IPP Non-CHP | Atlas Rd & Route 169 | Danforth | Washington | Maine | 4654 | wind | Wind = 25.5 MW | Onshore Wind Turbine | 25.5 | 25.5 | [10 empty] | 25.5 |  | EIA-860, EIA-860M and EIA-923 | 202406 | -67.971 | 45.615
-8324159.8269 | 4887516.2918 | 40408 | 56993 | MF Mesa Lane LLC | 56284 | MF Mesa Lane LLC | IPP Non-CHP | 1121 Bordentown Rd | Morrisville | Bucks | Pennsylvania | 19067 | solar | Solar = 3 MW | Solar Photovoltaic | 3 | 3 | [9 empty] | 3 |  |  | EIA-860, EIA-860M and EIA-923 | 202406 | -74.7772 | 40.1483
-10319873.394 | 5422043.862 | 40409 | 56994 | Grand Meadow | 13781 | Northern States Power Co - Minnesota | Electric Utility | 228 Industrial Park | Dexter | Mower | Minnesota | 55926 | wind | Wind = 100.5 MW | Onshore Wind Turbine | 100.5 | 100.5 | [10 empty] | 100.5 |  | EIA-860, EIA-860M and EIA-923 | 202406 | -92.705 | 43.7189
-8829429.0882 | 3955669.1813 | 40410 | 56995 | Georgetown LFGTE | 17543 | South Carolina Public Service Authority | Electric Utility | 201 Landfill Rd. | Georgetown | Georgetown | South Carolina | 29442 | biomass | Biomass = 1 MW | Landfill Gas | 1.1 | 1 |  | 1 | [10 empty] | EIA-860, EIA-860M and EIA-923 | 202406 | -79.3161 | 33.4536
-13102396.0163 | 4026820.8279 | 40411 | 56996 | Solar Photovoltaic Project #02 | 17609 | Southern California Edison Co | Electric Utility | 14701 Yorba Ave. | Chino | San Bernardino | California | 91710 | solar | Solar = 1 MW | Solar Photovoltaic | 1 | 1 | [9 empty] | 1 |  |  | EIA-860, EIA-860M and EIA-923 | 202406 | -117.7008 | 33.9852
-12904522.7271 | 5402979.9249 | 40412 | 56997 | Arrowrock Hydroelectric Project | 1932 | Boise-Kuna Irrigation District | IPP Non-CHP | Hwy 21 & Arrowrock Rd | Boise | Elmore | Idaho | 83716 | hydroelectric | Hydroelectric = 16 MW | Conventional Hydroelectric | 15 | 16 |  |  |  |  | 16 | [7 empty] | EIA-860, EIA-860M and EIA-923 | 202406 | -115.9233 | 43.595
-11635824.5093 | 4624848.425 | 40413 | 56998 | Pueblo Airport Generating Station | 56771 | Black Hills Service Company LLC | IPP Non-CHP | 4000 North 27th Lane | Pueblo | Pueblo | Colorado | 81001 | natural gas | Natural Gas = 408 MW | Natural Gas Fired Combined Cycle; Natural Gas Fired Combustion Turbine; | 440 | 408 | [6 empty] | 408 | [5 empty] | EIA-860, EIA-860M and EIA-923 | 202406 | -104.5264 | 38.3208
-13021271.6034 | 3868271.6119 | 40414 | 57001 | El Cajon Energy Center | 20323 | Wellhead Services, Inc | IPP Non-CHP | 222 N. Johnson Ave. | El Cajon | San Diego | California | 92020 | natural gas | Natural Gas = 60.5 MW | Natural Gas Fired Combustion Turbine | 60.5 | 60.5 | [6 empty] | 60.5 | [5 empty] | EIA-860, EIA-860M and EIA-923 | 202406 | -116.9721 | 32.7961
-7586114.052 | 5789657.6209 | 40415 | 57002 | Oakfield Wind Project | 60453 | Onward Energy | IPP Non-CHP | 464 Thompson Settlement Rd | City of Oakfield | Aroostook | Maine | 4747 | wind | Wind = 148 MW | Onshore Wind Turbine | 148 | 148 | [10 empty] | 148 |  | EIA-860, EIA-860M and EIA-923 | 202406 | -68.1472 | 46.0581
-8290396.6254 | 5314133.4816 | 40416 | 57003 | Fulton LFGTE Facility | 50158 | Innovative Energy Systems Inc | IPP Non-CHP | 847 Mud Road | Johnstown | Fulton | New York | 12095 | biomass | Biomass = 3.2 MW | Landfill Gas | 3.2 | 3.2 |  | 3.2 | [10 empty] | EIA-860, EIA-860M and EIA-923 | 202406 | -74.4739 | 43.0142
-13049983.9057 | 4010984.1392 | 40417 | 57004 | SunEdison Walgreens Moreno Valley | 56294 | SunE WG113 Moreno Valley LLC | IPP Non-CHP | 17500 Perris Blvd | Moreno Valley | Riverside | California | 92551 | solar | Solar = 0.9 MW | Solar Photovoltaic | 1 | 0.9 | [9 empty] | 0.9 |  |  | EIA-860, EIA-860M and EIA-923 | 202406 | -117.23 | 33.8672
-13576932.5265 | 4636098.8907 | 40418 | 57005 | Mariani Packing Vacaville Solar | 56431 | SunE U6 Holdings LLC | IPP Non-CHP | 500 Crocker Dr. | Vacaville | Solano | California | 95688 | solar | Solar = 0.9 MW | Solar Photovoltaic | 1 | 0.9 | [9 empty] | 0.9 |  |  | EIA-860, EIA-860M and EIA-923 | 202406 | -121.9637 | 38.4001
-13549069.4806 | 4675209.3406 | 40419 | 57006 | Walgreens Woodland Distribution Center | 56296 | SunE WG45 Woodland LLC | IPP Non-CHP | 2370 East Main Street | Woodland | Yolo | California | 95776 | solar | Solar = 0.9 MW | Solar Photovoltaic | 1 | 0.9 | [9 empty] | 0.9 |  |  | EIA-860, EIA-860M and EIA-923 | 202406 | -121.7134 | 38.6749
-12792610.9053 | 3970843.6442 | 40420 | 57007 | SunEdison Ironwood State Prison | 56297 | SunE CPA CDC2 LLC | IPP Non-CHP | 19005 Wileys Well Road | Blythe | Riverside | California | 92225 | solar | Solar = 0.9 MW | Solar Photovoltaic | 1 | 0.9 | [9 empty] | 0.9 |  |  | EIA-860, EIA-860M and EIA-923 | 202406 | -114.918 | 33.5673
-13261490.9382 | 4056886.8025 | 40421 | 57008 | SunEdison Procter & Gamble Oxnard | 56431 | SunE U6 Holdings LLC | IPP Non-CHP | 800 N. Rice Ave. | Oxnard | Ventura | California | 95826 | solar | Solar = 0.8 MW | Solar Photovoltaic | 1 | 0.8 | [9 empty] | 0.8 |  |  | EIA-860, EIA-860M and EIA-923 | 202406 | -119.13 | 34.2089
-13054083.9139 | 4041524.3495 | 40422 | 57009 | Kohls San Bernardino Solar Facility | 65923 | SunE WF3 KHL A Holdings, LLC | IPP Non-CHP | 890 East Mill St | San Bernardino | San Bernardino | California | 92408 | solar | Solar = 0.9 MW | Solar Photovoltaic | 1 | 0.9 | [9 empty] | 0.9 |  |  | EIA-860, EIA-860M and EIA-923 | 202406 | -117.2668 | 34.0947
-13591297.8615 | 4612266.9776 | 40423 | 57010 | SunEdison Anheuser Busch Fairfield | 56434 | SunE M5 Holdings LLC | IPP Non-CHP | I-80 and Hale Rd. | Fairfield | Solano | California | 94534 | solar | Solar = 0.9 MW | Solar Photovoltaic | 1 | 0.9 | [9 empty] | 0.9 |  |  | EIA-860, EIA-860M and EIA-923 | 202406 | -122.0927 | 38.2321
-12791013.4706 | 3970584.5991 | 40424 | 57011 | Chuckawalla Valley State Prison | 56302 | SunE CPA CDC1 LLC | IPP Non-CHP | 19025 Wileys Well Road | Blythe | Riverside | California | 92225 | solar | Solar = 0.9 MW | Solar Photovoltaic | 1 | 0.9 | [9 empty] | 0.9 |  |  | EIA-860, EIA-860M and EIA-923 | 202406 | -114.9036 | 33.5653
-13046644.321 | 4109316.6431 | 40425 | 57012 | SunEdison Walmart Apple Valley DC | 56434 | SunE M5 Holdings LLC | IPP Non-CHP | 21101 Johnson Rd | Apple Valley | San Bernardino | California | 92307 | solar | Solar = 0.9 MW | Solar Photovoltaic | 1 | 0.9 | [9 empty] | 0.9 |  |  | EIA-860, EIA-860M and EIA-923 | 202406 | -117.2 | 34.5975
-8934624.7825 | 4895893.798 | 40426 | 57014 | Waste Management Arden LFGTE | 54842 | WM Renewable Energy LLC | IPP Non-CHP | Arden Station Road | Washington | Washington | Pennsylvania | 15301 | biomass | Biomass = 4.8 MW | Landfill Gas | 4.8 | 4.8 |  | 4.8 | [10 empty] | EIA-860, EIA-860M and EIA-923 | 202406 | -80.2611 | 40.2058
-13391389.652 | 5712327.3568 | 40427 | 57015 | Waste Management Columbia Ridge LFGTE | 54842 | WM Renewable Energy LLC | IPP Non-CHP | 18177 Cedar Springs Lane | Arlington | Gilliam | Oregon | 97812 | biomass | Biomass = 12.8 MW | Landfill Gas | 12.8 | 12.8 |  | 12.8 | [10 empty] | EIA-860, EIA-860M and EIA-923 | 202406 | -120.2969 | 45.5739
-7773651.5491 | 5574634.8856 | 40428 | 57016 | Waste Management Crossroads LFGTE | 54842 | WM Renewable Energy LLC | IPP Non-CHP | 357 Mercer Road | Norridgewock | Somerset | Maine | 4957 | biomass | Biomass = 3.2 MW | Landfill Gas | 3.2 | 3.2 |  | 3.2 | [10 empty] | EIA-860, EIA-860M and EIA-923 | 202406 | -69.8319 | 44.7014
-10491739.5558 | 5592569.4303 | 40429 | 57017 | Spruce Ridge Gas Recovery | 54842 | WM Renewable Energy LLC | IPP Non-CHP | 12755 137th Street | Glencoe | McLeod | Minnesota | 55336 | biomass | Biomass = 3.2 MW | Landfill Gas | 3.2 | 3.2 |  | 3.2 | [10 empty] | EIA-860, EIA-860M and EIA-923 | 202406 | -94.2489 | 44.8158
-8529800.9902 | 4511797.9312 | 40430 | 57018 | Waste Management Middle Peninsula LFGTE | 54842 | WM Renewable Energy LLC | IPP Non-CHP | 3714 Waste Management Way | Glenns | Middlesex | Virginia | 23149 | biomass | Biomass = 6.4 MW | Landfill Gas | 6.4 | 6.4 |  | 6.4 | [10 empty] | EIA-860, EIA-860M and EIA-923 | 202406 | -76.6245 | 37.5197
-13720249.6917 | 5647882.2232 | 40431 | 57019 | Riverbend Landfill | 54842 | WM Renewable Energy LLC | IPP Non-CHP | 13469 SW Highway 18 | McMinnville | Yamhill | Oregon | 97128 | biomass | Biomass = 4.8 MW | Landfill Gas | 4.8 | 4.8 |  | 4.8 | [10 empty] | EIA-860, EIA-860M and EIA-923 | 202406 | -123.2511 | 45.1672
-10857782.3092 | 3858799.794 | 40432 | 57020 | Westside Landfill Gas Recovery | 54842 | WM Renewable Energy LLC | IPP Non-CHP | 12880 Camp Bowie W | Aledo | Parker | Texas | 76008 | biomass | Biomass = 3.2 MW | Landfill Gas | 3.2 | 3.2 |  | 3.2 | [10 empty] | EIA-860, EIA-860M and EIA-923 | 202406 | -97.5371 | 32.7246
-8605898.3262 | 4618304.721 | 40433 | 57022 | Waste Management King George LFGTE | 54842 | WM Renewable Energy LLC | IPP Non-CHP | 10376 Bullock Road | King George | King George | Virginia | 22485 | biomass | Biomass = 11.3 MW | Landfill Gas | 13.2 | 11.3 |  | 11.3 | [10 empty] | EIA-860, EIA-860M and EIA-923 | 202406 | -77.3081 | 38.2747
-10656740.1994 | 4746709.1698 | 40434 | 57023 | Waste Management Rolling Meadows LFGTE | 54842 | WM Renewable Energy LLC | IPP Non-CHP | 7351 NW Hoghway 75 | Topeka | Shawnee | Kansas | 66618 | biomass | Biomass = 5.6 MW | Landfill Gas | 5.6 | 5.6 |  | 5.6 | [10 empty] | EIA-860, EIA-860M and EIA-923 | 202406 | -95.7311 | 39.1746
-9439926.2151 | 5463987.6269 | 40435 | 57024 | Waste Management Northern Oaks LFGTE | 54842 | WM Renewable Energy LLC | IPP Non-CHP | 513 North Country Farm Road | Harrison | Clare | Michigan | 48625 | biomass | Biomass = 1.6 MW | Landfill Gas | 1.6 | 1.6 |  | 1.6 | [10 empty] | EIA-860, EIA-860M and EIA-923 | 202406 | -84.8003 | 43.9906
-10492943.2535 | 4320019.3247 | 40436 | 57025 | Waste Management Eco Vista LFGTE | 54842 | WM Renewable Energy LLC | IPP Non-CHP | 2210 Waste Managment Drive | Springdale | Washington | Arkansas | 72762 | biomass | Biomass = 0.8 MW | Landfill Gas | 0.8 | 0.8 |  | 0.8 | [10 empty] | EIA-860, EIA-860M and EIA-923 | 202406 | -94.2597 | 36.1408
-9047179.9196 | 3767288.6305 | 40437 | 57026 | Superior Landfill Gas Recovery | 54842 | WM Renewable Energy LLC | IPP Non-CHP | 3001 Little Neck Road | Savannah | Chatham | Georgia | 31419 | biomass | Biomass = 6.4 MW | Landfill Gas | 6.4 | 6.4 |  | 6.4 | [10 empty] | EIA-860, EIA-860M and EIA-923 | 202406 | -81.2722 | 32.0303
-13120300.7545 | 4009758.3023 | 40438 | 57027 | Canyon Power Plant | 590 | City of Anaheim - (CA) | Electric Utility | 3071 East Miraloma Ave. | Anaheim | Orange | California | 92806 | natural gas | Natural Gas = 194.8 MW | Natural Gas Fired Combustion Turbine | 200 | 194.8 | [6 empty] | 194.8 | [5 empty] | EIA-860, EIA-860M and EIA-923 | 202406 | -117.8617 | 33.8581
-13004311.9677 | 5450666.5606 | 40439 | 57028 | Langley Gulch Power Plant | 9191 | Idaho Power Co | Electric Utility | Interstate 84 and Highway 30 | New Plymouth | Payette | Idaho | 83655 | natural gas | Natural Gas = 353 MW | Natural Gas Fired Combined Cycle | 318.5 | 353 | [6 empty] | 353 | [5 empty] | EIA-860, EIA-860M and EIA-923 | 202406 | -116.8197 | 43.9044
-9063259.7975 | 4187082.0209 | 40440 | 57029 | Cleveland Cnty Generating Facility | 17650 | Southern Power Co | IPP Non-CHP | 240 Battleground Road | Kings Mountain | Cleveland | North Carolina | 28086 | natural gas | Natural Gas = 737.9 MW | Natural Gas Fired Combustion Turbine | 736 | 737.9 | [6 empty] | 737.9 | [5 empty] | EIA-860, EIA-860M and EIA-923 | 202406 | -81.4166 | 35.1705
-9099221.7816 | 4150109.8129 | 40441 | 57030 | Pacolet Diesel Generation Facility | 11118 | Lockhart Power Co | Electric Utility | 908 Jerusalem Rd | Pacolet | Spartanburg | South Carolina | 29372 | petroleum | Petroleum = 5.4 MW | Petroleum Liquids | 5.4 | 5.4 | [8 empty] | 5.4 |  |  |  | EIA-860, EIA-860M and EIA-923 | 202406 | -81.7397 | 34.8986
-10897899.8499 | 5995645.9369 | 40442 | 57031 | Luverne Wind Energy Center | 14232 | Otter Tail Power Co | Electric Utility | 12310 20th St. NE | Luverne | Steele | North Dakota | 58056 | wind | Wind = 49.5 MW | Onshore Wind Turbine | 49.5 | 49.5 | [10 empty] | 49.5 |  | EIA-860, EIA-860M and EIA-923 | 202406 | -97.8975 | 47.3272
-10897744.0026 | 5962403.01 | 40443 | 57032 | Ashtabula Wind Energy Center | 14232 | Otter Tail Power Co | Electric Utility | 12431 6th St. NE | Luverne | Barnes | North Dakota | 58056 | wind | Wind = 48 MW | Onshore Wind Turbine | 48 | 48 | [10 empty] | 48 |  | EIA-860, EIA-860M and EIA-923 | 202406 | -97.8961 | 47.1244
-10944587.2444 | 6212362.2774 | 40444 | 57033 | Langdon Wind Energy Center | 14232 | Otter Tail Power Co | Electric Utility | 817 3rd Street | Langdon | Cavalier | North Dakota | 58249 | wind | Wind = 40.5 MW | Onshore Wind Turbine | 40.5 | 40.5 | [10 empty] | 40.5 |  | EIA-860, EIA-860M and EIA-923 | 202406 | -98.3169 | 48.6303
-10578134.6126 | 5641568.8007 | 40445 | 57034 | Willmar Municipal East Substation | 20737 | Willmar Municipal Utilities | Electric Utility | 1214 High Ave NE | Willmar | Kandiyohi | Minnesota | 56209 | petroleum | Petroleum = 6 MW | Petroleum Liquids | 6 | 6 | [8 empty] | 6 |  |  |  | EIA-860, EIA-860M and EIA-923 | 202406 | -95.025 | 45.1272
-10584746.9904 | 5638066.7615 | 40446 | 57035 | Willmar Municipal SW Substation | 20737 | Willmar Municipal Utilities | Electric Utility | 1920 30th St SW | Willmar | Kandiyohi | Minnesota | 56209 | petroleum | Petroleum = 6 MW | Petroleum Liquids | 6 | 6 | [8 empty] | 6 |  |  |  | EIA-860, EIA-860M and EIA-923 | 202406 | -95.0844 | 45.105
-16687382.1085 | 8664366.3628 | 40447 | 57036 | Southcentral Power Project | 3522 | Chugach Electric Assn Inc | Electric Utility | 5601 Electron Dr. | Anchorage | Anchorage | Alaska | 99519 | natural gas | Natural Gas = 169.7 MW | Natural Gas Fired Combined Cycle | 203.9 | 169.7 | [6 empty] | 169.7 | [5 empty] | EIA-860, EIA-860M and EIA-923 | 202406 | -149.9053 | 61.1674
-9880965.3547 | 3849563.2517 | 40448 | 57037 | Ratcliffe | 12686 | Mississippi Power Co | Electric Utility | Int MS HW 493 & Liberty Rd | De Kalb | Kemper | Mississippi | 39328 | natural gas | Natural Gas = 661.7 MW | Natural Gas Fired Combined Cycle | 840 | 661.7 | [6 empty] | 661.7 | [5 empty] | EIA-860, EIA-860M and EIA-923 | 202406 | -88.7622 | 32.6547
-11305019.9407 | 5938810.1742 | 40449 | 57038 | Bison I Wind Energy Center | 12647 | ALLETE, Inc. | Electric Utility | 5198 30th St | New Salem | Morton | North Dakota | 58563 | wind | Wind = 81.8 MW | Onshore Wind Turbine | 81.8 | 81.8 | [10 empty] | 81.8 |  | EIA-860, EIA-860M and EIA-923 | 202406 | -101.5547 | 46.98
-11798819.6209 | 5119784.8857 | 40450 | 57039 | McFadden Ridge | 14354 | PacifiCorp | Electric Utility | 700 Wyoming Highway 13 | Rock River | Albany | Wyoming | 82637 | wind | Wind = 28.8 MW | Onshore Wind Turbine | 35.2 | 28.8 | [10 empty] | 28.8 |  | EIA-860, EIA-860M and EIA-923 | 202406 | -105.9906 | 41.7244
-11801104.3421 | 5112427.4114 | 40451 | 57040 | High Plains | 14354 | PacifiCorp | Electric Utility | 700 Highway 13 | Rock River | Albany | Wyoming | 82083 | wind | Wind = 99 MW | Onshore Wind Turbine | 122.1 | 99 | [10 empty] | 99 |  | EIA-860, EIA-860M and EIA-923 | 202406 | -106.0111 | 41.6751
-13572784.7623 | 4637593.3112 | 40452 | 57041 | Vaca Dixon Solar Station | 14328 | Pacific Gas & Electric Co. | Electric Utility | 5138 Midway Road | Vacaville | Solano | California | 95688 | solar | Solar = 2 MW | Solar Photovoltaic | 2 | 2 | [9 empty] | 2 |  |  | EIA-860, EIA-860M and EIA-923 | 202406 | -121.9264 | 38.4106
-8555492.8608 | 5125379.6776 | 40453 | 57044 | Armenia Mountain Wind Farm | 59496 | ALLETE Clean Energy | IPP Non-CHP | 2806 Mountain Ridge Road | Mainesburg | Tioga | Pennsylvania | 16932 | wind | Wind = 100.5 MW | Onshore Wind Turbine | 100.5 | 100.5 | [10 empty] | 100.5 |  | EIA-860, EIA-860M and EIA-923 | 202406 | -76.8553 | 41.7619
-11035534.0438 | 5539679.5993 | 40454 | 57045 | Rolling Thunder Wind Farm Hybrid | 55963 | AE Power Services LLC | IPP Non-CHP | 606 West 14th Street | Miller | Hand | South Dakota | 57362 | wind | Battery = 0.8 MW, Wind = 25 MW | Batteries; Onshore Wind Turbine; | 25.8 | 25.8 | 0.8 | [9 empty] | 25 |  | EIA-860, EIA-860M and EIA-923 | 202406 | -99.1339 | 44.4778
-10829864.4941 | 5073962.1789 | 40455 | 57046 | Archer Daniels Midland Columbus | 772 | Archer Daniels Midland Co | Industrial CHP | 3000 East 8th Street | Columbus | Platte | Nebraska | 68601 | coal | Coal = 61 MW | Conventional Steam Coal | 71.4 | 61 |  |  | 61 | [9 empty] | EIA-860, EIA-860M and EIA-923 | 202406 | -97.2863 | 41.4164
-10654733.5542 | 5419687.5891 | 40456 | 57047 | Nobles Wind Project | 13781 | Northern States Power Co - Minnesota | Electric Utility | 19469 McCall Ave | Reading | Nobles | Minnesota | 56165 | wind | Wind = 200 MW | Onshore Wind Turbine | 201 | 200 | [10 empty] | 200 |  | EIA-860, EIA-860M and EIA-923 | 202406 | -95.7131 | 43.7036
-11027219.7024 | 5797592.9375 | 40457 | 57048 | Merricourt Wind Energy Center | 14232 | Otter Tail Power Co | Electric Utility | 6510 88Th St. SE | Kulm | McIntosh | North Dakota | 58456 | wind | Wind = 150 MW | Onshore Wind Turbine | 150 | 150 | [10 empty] | 150 |  | EIA-860, EIA-860M and EIA-923 | 202406 | -99.0592 | 46.1075
-12479994.717 | 6192123.9647 | 40458 | 57049 | NaturEner Glacier Wind Energy 1 | 56365 | NaturEner Glacier Wind Energy 1 LLC | IPP Non-CHP | 1321 Hjartarson Road | Ethridge | Toole | Montana | 59435 | wind | Wind = 104.2 MW | Onshore Wind Turbine | 106.5 | 104.2 | [10 empty] | 104.2 |  | EIA-860, EIA-860M and EIA-923 | 202406 | -112.1097 | 48.51
-12488343.6788 | 6196040.0137 | 40459 | 57050 | NaturEner Glacier Wind Energy 2 | 56366 | NaturEner Glacier Wind Energy 2 LLC | IPP Non-CHP | 1321 Hjartarson Road | Ethridge | Toole | Montana | 59435 | wind | Wind = 101.4 MW | Onshore Wind Turbine | 103.5 | 101.4 | [10 empty] | 101.4 |  | EIA-860, EIA-860M and EIA-923 | 202406 | -112.1847 | 48.5333
-18141261.8577 | 10320659.6537 | 40460 | 57051 | Noatak | 221 | Alaska Village Elec Coop, Inc | Electric Utility | PO Box 89 | Noatak | Northwest Arctic | Alaska | 99761 | petroleum | Petroleum = 1.3 MW | Petroleum Liquids | 1.3 | 1.3 | [8 empty] | 1.3 |  |  |  | EIA-860, EIA-860M and EIA-923 | 202406 | -162.9657 | 67.5709
-18977263.7752 | 9272799.1298 | 40461 | 57052 | Savoonga | 221 | Alaska Village Elec Coop, Inc | Electric Utility | PO Box 40 | Savoonga | Nome | Alaska | 99769 | petroleum | Petroleum = 1.7 MW | Petroleum Liquids | 1.7 | 1.7 | [8 empty] | 1.7 |  |  |  | EIA-860, EIA-860M and EIA-923 | 202406 | -170.4757 | 63.6953
-18329243.9649 | 9023013.1568 | 40462 | 57053 | Alakanuk | 221 | Alaska Village Elec Coop, Inc | Electric Utility | PO Box 167 | Alakanuk | Kusilvak | Alaska | 99554 | petroleum | Petroleum = 0.8 MW | Petroleum Liquids | 0.8 | 0.8 | [8 empty] | 0.8 |  |  |  | EIA-860, EIA-860M and EIA-923 | 202406 | -164.6544 | 62.6833
-17849871.9586 | 8747814.0211 | 40463 | 57054 | Upper Kalskag | 221 | Alaska Village Elec Coop, Inc | Electric Utility | PO Box 80 | Upper Kalskag | Bethel | Alaska | 99607 | petroleum | Petroleum = 1.1 MW | Petroleum Liquids | 1.1 | 1.1 | [8 empty] | 1.1 |  |  |  | EIA-860, EIA-860M and EIA-923 | 202406 | -160.3481 | 61.5269
-18065630.7278 | 9229168.498 | 40464 | 57055 | Stebbins | 221 | Alaska Village Elec Coop, Inc | Electric Utility | PO Box 22 | Stebbins | Nome | Alaska | 99671 | petroleum | Petroleum = 2 MW | Petroleum Liquids | 2 | 2 | [8 empty] | 2 |  |  |  | EIA-860, EIA-860M and EIA-923 | 202406 | -162.2863 | 63.521
-18432447.9308 | 8822019.5411 | 40465 | 57056 | Scammon Bay | 221 | Alaska Village Elec Coop, Inc | Electric Utility | PO Box 90 | Scammon Bay | Kusilvak | Alaska | 99662 | petroleum | Petroleum = 1.3 MW | Petroleum Liquids | 1.3 | 1.3 | [8 empty] | 1.3 |  |  |  | EIA-860, EIA-860M and EIA-923 | 202406 | -165.5815 | 61.843
-18023810.778 | 8343720.6918 | 40466 | 57057 | Quinhagak | 221 | Alaska Village Elec Coop, Inc | Electric Utility | PO Box 90 | Quinhagak | Bethel | Alaska | 99655 | petroleum | Petroleum = 1.3 MW | Petroleum Liquids | 1.3 | 1.3 | [8 empty] | 1.3 |  |  |  | EIA-860, EIA-860M and EIA-923 | 202406 | -161.9106 | 59.7474
-18131797.252 | 8844091.1537 | 40467 | 57058 | Pilot Station | 221 | Alaska Village Elec Coop, Inc | Electric Utility | PO Box 5040 | Pilot Station | Kusilvak | Alaska | 99650 | petroleum | Petroleum = 1.3 MW | Petroleum Liquids | 1.3 | 1.3 | [8 empty] | 1.3 |  |  |  | EIA-860, EIA-860M and EIA-923 | 202406 | -162.8807 | 61.9365
-17941039.8386 | 9590506.1482 | 40468 | 57059 | Koyuk | 221 | Alaska Village Elec Coop, Inc | Electric Utility | PO Box 29 | Koyuk | Nome | Alaska | 99753 | petroleum | Petroleum = 1.1 MW | Petroleum Liquids | 1.1 | 1.1 | [8 empty] | 1.1 |  |  |  | EIA-860, EIA-860M and EIA-923 | 202406 | -161.1671 | 64.9321
-18063114.3507 | 9508088.3807 | 40469 | 57060 | Elim | 221 | Alaska Village Elec Coop, Inc | Electric Utility | PO Box 39009 | Elim | Nome | Alaska | 99739 | petroleum | Petroleum = 1.1 MW | Petroleum Liquids | 1.1 | 1.1 | [8 empty] | 1.1 |  |  |  | EIA-860, EIA-860M and EIA-923 | 202406 | -162.2637 | 64.6166
-18038021.045 | 9218304.4653 | 40470 | 57061 | St. Michael | 221 | Alaska Village Elec Coop, Inc | Electric Utility | PO Box 59070 | St. Michael | Nome | Alaska | 99659 | petroleum | Petroleum = 0.7 MW | Petroleum Liquids | 0.7 | 0.7 | [8 empty] | 0.7 |  |  |  | EIA-860, EIA-860M and EIA-923 | 202406 | -162.0383 | 63.4775
-19114941.2724 | 9293375.0189 | 40471 | 57062 | Gambell | 221 | Alaska Village Elec Coop, Inc | Electric Utility | PO Box 189 | Gambell | Nome | Alaska | 99742 | petroleum | Petroleum = 1.8 MW | Petroleum Liquids | 1.8 | 1.8 | [8 empty] | 1.8 |  |  |  | EIA-860, EIA-860M and EIA-923 | 202406 | -171.7124 | 63.7771
-17492767.7151 | 10124255.4248 | 40472 | 57063 | Shungnak | 221 | Alaska Village Elec Coop, Inc | Electric Utility | PO Box 59 | Shungnak | Northwest Arctic | Alaska | 99773 | petroleum | Petroleum = 1.2 MW | Petroleum Liquids | 1.2 | 1.2 | [8 empty] | 1.2 |  |  |  | EIA-860, EIA-860M and EIA-923 | 202406 | -157.1402 | 66.8881
-18206648.4776 | 9108138.5037 | 40473 | 57064 | Kotlik | 221 | Alaska Village Elec Coop, Inc | Electric Utility | PO Box 20268 | Kotlik | Kusilvak | Alaska | 99620 | petroleum | Petroleum = 1.6 MW | Petroleum Liquids | 1.4 | 1.6 | [8 empty] | 1.6 |  |  |  | EIA-860, EIA-860M and EIA-923 | 202406 | -163.5531 | 63.0322
-18316336.136 | 10366241.3941 | 40474 | 57065 | Kivalina | 221 | Alaska Village Elec Coop, Inc | Electric Utility | PO Box 50079 | Kivalina | Northwest Arctic | Alaska | 99750 | petroleum | Petroleum = 1.1 MW | Petroleum Liquids | 1.1 | 1.1 | [8 empty] | 1.1 |  |  |  | EIA-860, EIA-860M and EIA-923 | 202406 | -164.5384 | 67.7266
-18091610.2479 | 8596743.1096 | 40475 | 57066 | Kasigluk | 221 | Alaska Village Elec Coop, Inc | Electric Utility | PO Box 19 Akula Heights | Kasigluk | Bethel | Alaska | 99609 | petroleum | Petroleum = 2 MW | Petroleum Liquids | 2 | 2 | [8 empty] | 2 |  |  |  | EIA-860, EIA-860M and EIA-923 | 202406 | -162.5197 | 60.8731
-18379802.4946 | 8518725.8989 | 40476 | 57067 | Toksook Bay | 221 | Alaska Village Elec Coop, Inc | Electric Utility | Nelson Island, PO Box 37008 | Toksook Bay | Bethel | Alaska | 99637 | petroleum | Petroleum = 2.1 MW | Petroleum Liquids | 2.1 | 2.1 | [8 empty] | 2.1 |  |  |  | EIA-860, EIA-860M and EIA-923 | 202406 | -165.1086 | 60.5301
-8079197.5026 | 5094469.2257 | 40477 | 57068 | GenConn Middletown LLC | 56354 | GenConn Middletown LLC | IPP Non-CHP | 1866 River Road | Middletown | Middlesex | Connecticut | 6457 | petroleum | Petroleum = 187.6 MW | Petroleum Liquids | 242 | 187.6 | [8 empty] | 187.6 |  |  |  | EIA-860, EIA-860M and EIA-923 | 202406 | -72.5767 | 41.5544
-10374909.7502 | 5608244.2055 | 40478 | 57069 | Twin Cities Hydro LLC | 56353 | Twin Cities Hydro LLC | IPP Non-CHP | 965 S. Mississippi River Blvd | St. Paul | Ramsey | Minnesota | 55116 | hydroelectric | Hydroelectric = 18 MW | Conventional Hydroelectric | 18 | 18 |  |  |  |  | 18 | [7 empty] | EIA-860, EIA-860M and EIA-923 | 202406 | -93.1994 | 44.9156
-8138289.6732 | 5043484.5138 | 40479 | 57070 | GenConn Devon LLC | 56352 | GenConn Devon LLC | IPP Non-CHP | 734 Naugatuck Ave | Milford | New Haven | Connecticut | 6460 | petroleum | Petroleum = 196 MW | Petroleum Liquids | 242 | 196 | [8 empty] | 196 |  |  |  | EIA-860, EIA-860M and EIA-923 | 202406 | -73.1075 | 41.2108
-10033036.4621 | 4678390.4164 | 40480 | 57072 | Granite City Works | 56364 | United States Steel Granite City Works | Industrial CHP | 1951 State Street | Granite City | Madison | Illinois | 62040 | other | Other = 78 MW | All Other | 78 | 78 | [11 empty] | 78 | EIA-860, EIA-860M and EIA-923 | 202406 | -90.1283 | 38.6972
-12853906.9791 | 4239713.5791 | 40481 | 57073 | Ivanpah 2 | 57499 | NRG Energy Services | IPP Non-CHP | 100302 Yates Well Road | Nipton | San Bernardino | California | 92364 | solar | Solar = 133.4 MW | Solar Thermal without Energy Storage | 133.4 | 133.4 | [9 empty] | 133.4 |  |  | EIA-860, EIA-860M and EIA-923 | 202406 | -115.4686 | 35.5561
-12852113.5108 | 4236559.3622 | 40482 | 57074 | Ivanpah 1 | 57499 | NRG Energy Services | IPP Non-CHP | 100302 Yates Well Road | Nipton | San Bernardino | California | 92364 | solar | Solar = 126 MW | Solar Thermal without Energy Storage | 126 | 126 | [9 empty] | 126 |  |  | EIA-860, EIA-860M and EIA-923 | 202406 | -115.4525 | 35.5331
-12855453.0955 | 4243096.8709 | 40483 | 57075 | Ivanpah 3 | 57499 | NRG Energy Services | IPP Non-CHP | 100302 Yates Well Road | Nipton | San Bernardino | California | 92364 | solar | Solar = 133.4 MW | Solar Thermal without Energy Storage | 133.4 | 133.4 | [9 empty] | 133.4 |  |  | EIA-860, EIA-860M and EIA-923 | 202406 | -115.4825 | 35.5808
-8778844.2871 | 5282671.6125 | 40484 | 57078 | Steel Winds II | 59155 | Evergreen Wind, LLC | IPP Non-CHP | 1951 Hamburg Turnpike | Lackawanna | Erie | New York | 14218 | wind | Wind = 15 MW | Onshore Wind Turbine | 15 | 15 | [10 empty] | 15 |  | EIA-860, EIA-860M and EIA-923 | 202406 | -78.8617 | 42.8072
-12571866.6927 | 4655379.7004 | 40485 | 57079 | Milford Wind Corridor I LLC | 65908 | Milford Wind Corridor Phase I, LLC (Longroad) | IPP Non-CHP | 2390 East First Wind Rd | Milford | Beaver | Utah | 84751 | wind | Wind = 203.5 MW | Onshore Wind Turbine | 203.5 | 203.5 | [10 empty] | 203.5 |  | EIA-860, EIA-860M and EIA-923 | 202406 | -112.935 | 38.5357
-8026280.0015 | 5570654.5944 | 40486 | 57080 | Sheffield Wind | 59155 | Evergreen Wind, LLC | IPP Non-CHP | 1390 New Duck Pond Rd | Sheffield | Caledonia | Vermont | 5866 | wind | Wind = 40 MW | Onshore Wind Turbine | 40 | 40 | [10 empty] | 40 |  | EIA-860, EIA-860M and EIA-923 | 202406 | -72.1013 | 44.676
-8356386.8195 | 4788297.5368 | 40487 | 57081 | Calpine Vineland Solar LLC | 56610 | Calpine Vineland Solar LLC | IPP Non-CHP | 1776 S. Mill Rd. | Vineland | Cumberland | New Jersey | 8360 | solar | Solar = 4.1 MW | Solar Photovoltaic | 4.1 | 4.1 | [9 empty] | 4.1 |  |  | EIA-860, EIA-860M and EIA-923 | 202406 | -75.0667 | 39.4636
-17425507.8108 | 2367411.9519 | 40488 | 57082 | Kaheawa Wind Power II LLC | 59155 | Evergreen Wind, LLC | IPP Non-CHP | 3000 Honoapiilani Hwy | Wailuku | Maui | Hawaii | 96793 | wind | Battery = 10 MW, Wind = 21 MW | Batteries; Onshore Wind Turbine; | 31 | 31 | 10 | [9 empty] | 21 |  | EIA-860, EIA-860M and EIA-923 | 202406 | -156.536 | 20.7947
-7596720.3505 | 5578027.1845 | 40489 | 57083 | Bull Hill Wind Project | 59155 | Evergreen Wind, LLC | IPP Non-CHP | Stone Dam Road | Eastbrook | Hancock | Maine | 4634 | wind | Wind = 34.5 MW | Onshore Wind Turbine | 34.5 | 34.5 | [10 empty] | 34.5 |  | EIA-860, EIA-860M and EIA-923 | 202406 | -68.2425 | 44.7231
-14922745.0952 | 8016317.9366 | 40490 | 57085 | Lake Dorothy Hydroelectric Project | 213 | Alaska Electric Light & Power Co. | Electric Utility | Lake Dorothy | Juneau | Juneau | Alaska | 99801 | hydroelectric | Hydroelectric = 14.3 MW | Conventional Hydroelectric | 14.3 | 14.3 |  |  |  |  | 14.3 | [7 empty] | EIA-860, EIA-860M and EIA-923 | 202406 | -134.0533 | 58.2325
-17585696.5581 | 2473264.6977 | 40491 | 57087 | Kahuku Wind Power LLC | 59155 | Evergreen Wind, LLC | IPP Non-CHP | Kamehameha Hwy and Charlie Rd | Honolulu | Honolulu | Hawaii | 96731 | wind | Wind = 30 MW | Onshore Wind Turbine | 30 | 30 | [10 empty] | 30 |  | EIA-860, EIA-860M and EIA-923 | 202406 | -157.975 | 21.681
-11799754.7046 | 5314186.7676 | 40492 | 57090 | Campbell Hill Windpower | 65411 | Duke Energy Renewables Services | IPP Non-CHP | 1068 Cole Creek Road | Glenrock | Converse | Wyoming | 82637 | wind | Wind = 99 MW | Onshore Wind Turbine | 99 | 99 | [10 empty] | 99 |  | EIA-860, EIA-860M and EIA-923 | 202406 | -105.999 | 43.0145
-11691218.2011 | 5031488.2922 | 40493 | 57091 | Silver Sage Windpower | 65411 | Duke Energy Renewables Services | IPP Non-CHP | 1425 Happy Jack Rd. | Cheyenne | Laramie | Wyoming | 82009 | wind | Wind = 42 MW | Onshore Wind Turbine | 42 | 42 | [10 empty] | 42 |  | EIA-860, EIA-860M and EIA-923 | 202406 | -105.024 | 41.1297
-11824516.8348 | 5294438.9013 | 40494 | 57093 | Casper Wind Farm | 56394 | Chevron USA | IPP Non-CHP | 3131 Sunburst Drive | Evansville | Natrona | Wyoming | 82636 | wind | Wind = 17 MW | Onshore Wind Turbine | 17 | 17 | [10 empty] | 17 |  | EIA-860, EIA-860M and EIA-923 | 202406 | -106.2214 | 42.8847
-9850661.7403 | 5011884.4253 | 40495 | 57094 | Streator Cayuga Ridge South | 15399 | Avangrid Renewables LLC | IPP Non-CHP | 25482 E 2300 North Road | Odell | Livingston | Illinois | 60460 | wind | Wind = 300 MW | Onshore Wind Turbine | 300 | 300 | [10 empty] | 300 |  | EIA-860, EIA-860M and EIA-923 | 202406 | -88.49 | 40.9969
-10860036.9742 | 3138788.4865 | 40496 | 57095 | Penascal II Wind Project LLC | 15399 | Avangrid Renewables LLC | IPP Non-CHP | 881 South Highway 77 | Sarita | Kenedy | Texas | 78385 | wind | Wind = 201.6 MW | Onshore Wind Turbine | 201.6 | 201.6 | [10 empty] | 201.6 |  | EIA-860, EIA-860M and EIA-923 | 202406 | -97.5574 | 27.1225
-13411772.2508 | 5702171.0889 | 40497 | 57096 | Star Point Wind Project LLC | 15399 | Avangrid Renewables LLC | IPP Non-CHP | 98100 Baseline Lane | Wasco | Sherman | Oregon | 97065 | wind | Wind = 98.7 MW | Onshore Wind Turbine | 98.7 | 98.7 | [10 empty] | 98.7 |  | EIA-860, EIA-860M and EIA-923 | 202406 | -120.48 | 45.51
-11126527.8201 | 6189906.2294 | 40498 | 57097 | Rugby Wind Power Project | 15399 | Avangrid Renewables LLC | IPP Non-CHP | 3212 74th Street NE | Barton | Pierce | North Dakota | 58384 | wind | Wind = 149 MW | Onshore Wind Turbine | 149 | 149 | [10 empty] | 149 |  | EIA-860, EIA-860M and EIA-923 | 202406 | -99.9513 | 48.4968
-12276780.9865 | 4117717.8258 | 40499 | 57098 | Dry Lake Wind LLC | 15399 | Avangrid Renewables LLC | IPP Non-CHP | 533 SR 377 | Heber | Navajo | Arizona | 85928 | wind | Wind = 63 MW | Onshore Wind Turbine | 63 | 63 | [10 empty] | 63 |  | EIA-860, EIA-860M and EIA-923 | 202406 | -110.2842 | 34.6596
-13404447.4283 | 4157590.9377 | 40500 | 57100 | Santa Maria LFG Power Plant | 56396 | J&A-Santa Maria LLC | IPP CHP | 1400 East Church Street | Santa Maria | Santa Barbara | California | 93454 | biomass | Biomass = 1 MW | Landfill Gas | 1.1 | 1 |  | 1 | [10 empty] | EIA-860, EIA-860M and EIA-923 | 202406 | -120.4142 | 34.9537
-13400673.6975 | 4157006.9305 | 40501 | 57101 | J&A-Santa Maria II LLC | 56397 | J&A-Santa Maria II LLC | IPP CHP | 2065 East Main Street | Santa Maria | Santa Barbara | California | 93454 | biomass | Biomass = 1.4 MW | Landfill Gas | 1.4 | 1.4 |  | 1.4 | [10 empty] | EIA-860, EIA-860M and EIA-923 | 202406 | -120.3803 | 34.9494
-13141054.3811 | 4024989.2372 | 40502 | 57102 | Whittier LFG Power Plant #1 | 56395 | J&A-Whittier LLC | IPP CHP | 12442 Putnam Street | Whittier | Los Angeles | California | 90602 | biomass | Biomass = 2 MW | Landfill Gas | 2.2 | 2 |  | 2 | [10 empty] | EIA-860, EIA-860M and EIA-923 | 202406 | -118.0481 | 33.9716
-7998172.3867 | 5245389.5625 | 40503 | 57103 | Newark America Mill | 56406 | Newark America | Industrial CHP | 100 Newark Way | Fitchburg | Worcester | Massachusetts | 1420 | natural gas | Natural Gas = 3 MW | Natural Gas Steam Turbine | 6.3 | 3 | [6 empty] | 3 | [5 empty] | EIA-860, EIA-860M and EIA-923 | 202406 | -71.8488 | 42.561
-11548283.9749 | 4187007.5305 | 40504 | 57106 | Mesalands Comm College Wind Turbine | 56410 | Mesalands Community College | Commercial Non-CHP | 911 South Tenth Street | Tucumcari | Quay | New Mexico | 88401 | wind | Wind = 1.5 MW | Onshore Wind Turbine | 1.5 | 1.5 | [10 empty] | 1.5 |  | EIA-860, EIA-860M and EIA-923 | 202406 | -103.74 | 35.17
-12571421.4148 | 4662432.2768 | 40505 | 57107 | Milford Wind Corridor Stage II LLC | 56409 | Milford Wind Corridor Stage II LLC | IPP Non-CHP | 2390 East First Wind Road | Milford | Beaver | Utah | 84751 | wind | Wind = 102 MW | Onshore Wind Turbine | 102 | 102 | [10 empty] | 102 |  | EIA-860, EIA-860M and EIA-923 | 202406 | -112.931 | 38.5852
-10959682.1673 | 4139677.2077 | 40506 | 57108 | Blue Canyon Windpower V LLC | 56416 | Blue Canyon Windpower V LLC | IPP Non-CHP | Hwy. 277 at Hwy. 281 | Carnegie | Caddo | Oklahoma | 57015 | wind | Wind = 99 MW | Onshore Wind Turbine | 99 | 99 | [10 empty] | 99 |  | EIA-860, EIA-860M and EIA-923 | 202406 | -98.4525 | 34.8217
-9677559.9321 | 4957552.2902 | 40507 | 57109 | Meadow Lake Wind Farm LLC | 56417 | Meadow Lake Wind Farm LLC | IPP Non-CHP | IH-65 at Hwy. 43 | Lafayette | White | Indiana | 49707 | wind | Wind = 199.7 MW | Onshore Wind Turbine | 199.7 | 199.7 | [10 empty] | 199.7 |  | EIA-860, EIA-860M and EIA-923 | 202406 | -86.935 | 40.6275
-9865500.6284 | 5034610.1392 | 40508 | 57110 | Blackstone Wind Farm LLC | 56418 | Blackstone Wind Farm LLC | IPP Non-CHP | 111 Watters Dr | Ransom | Livingston | Illinois | 60420 | wind | Wind = 106 MW | Onshore Wind Turbine | 106 | 106 | [10 empty] | 106 |  | EIA-860, EIA-860M and EIA-923 | 202406 | -88.6233 | 41.1508
-10611341.2167 | 5364724.5123 | 40509 | 57111 | Lost Lakes Wind Farm LLC | 56419 | Lost Lakes Wind Farm LLC | IPP Non-CHP | 1481 135th Ave | Lake Park | Dickinson | Iowa | 51347 | wind | Wind = 100 MW | Onshore Wind Turbine | 100 | 100 | [10 empty] | 100 |  | EIA-860, EIA-860M and EIA-923 | 202406 | -95.3233 | 43.3456
-9687489.6307 | 4959840.671 | 40510 | 57112 | Meadow Lake Wind Farm II LLC | 56420 | Meadow Lake Wind Farm II LLC | IPP Non-CHP | IH-65 at Hwy. 43 | Lafayette | White | Indiana | 49707 | wind | Wind = 102.3 MW | Onshore Wind Turbine | 102.3 | 102.3 | [10 empty] | 102.3 |  | EIA-860, EIA-860M and EIA-923 | 202406 | -87.0242 | 40.6431
-9855114.5199 | 5033102.3035 | 40511 | 57113 | Blackstone Wind Farm II LLC | 56421 | Blackstone Wind Farm II LLC | IPP Non-CHP | 111 Watters Dr | Dwight | Livingston | Illinois | 60420 | wind | Wind = 200 MW | Onshore Wind Turbine | 200 | 200 | [10 empty] | 200 |  | EIA-860, EIA-860M and EIA-923 | 202406 | -88.53 | 41.1406
-9686955.2971 | 4953314.3299 | 40512 | 57115 | Meadow Lake Wind Farm III LLC | 56423 | Meadow Lake Wind Farm III LLC | IPP Non-CHP | IH-65 at Hwy. 43 | Lafayette | White | Indiana | 49707 | wind | Wind = 103.5 MW | Onshore Wind Turbine | 103.5 | 103.5 | [10 empty] | 103.5 |  | EIA-860, EIA-860M and EIA-923 | 202406 | -87.0194 | 40.5986
-10048284.672 | 5262381.2419 | 40513 | 57116 | Quilt Block Wind Farm LLC | 56424 | Quilt Block Wind Farm LLC | IPP Non-CHP | 340 Donahoe Drive | Darlington | Lafayette | Wisconsin | 53530 | wind | Wind = 98 MW | Onshore Wind Turbine | 98 | 98 | [10 empty] | 98 |  | EIA-860, EIA-860M and EIA-923 | 202406 | -90.2653 | 42.6733
-11058968.0212 | 4516035.4604 | 40514 | 57118 | Greensburg | 56246 | Greensburg Wind Farm, LLC | IPP Non-CHP | 11277 25th Ave | Greensburg | Kiowa | Kansas | 67054 | wind | Wind = 12.5 MW | Onshore Wind Turbine | 12.5 | 12.5 | [10 empty] | 12.5 |  | EIA-860, EIA-860M and EIA-923 | 202406 | -99.3444 | 37.5499
-10412669.3215 | 5589400.0832 | 40515 | 57119 | Koda Biomass Plant | 56413 | Koda Energy LLC | IPP CHP | 975 3rd Avenue West | Shakopee | Scott | Minnesota | 55379 | biomass | Biomass = 20.3 MW | Other Waste Biomass | 23.4 | 20.3 |  | 20.3 | [10 empty] | EIA-860, EIA-860M and EIA-923 | 202406 | -93.5386 | 44.7956
-11209995.1743 | 5963859.232 | 40516 | 57120 | Wilton Wind II LLC | 56415 | Wilton Wind II LLC | IPP Non-CHP | 5120 279th Ave NE | Wilton | Burleigh | North Dakota | 58579 | wind | Wind = 49.5 MW | Onshore Wind Turbine | 49.5 | 49.5 | [10 empty] | 49.5 |  | EIA-860, EIA-860M and EIA-923 | 202406 | -100.7011 | 47.1333
-10901706.086 | 5989938.5517 | 40517 | 57121 | Ashtabula Wind II LLC | 56414 | Ashtabula Wind II LLC | IPP Non-CHP | 12306 20th Street NE | Luverne | Steele | North Dakota | 58056 | wind | Wind = 120 MW | Onshore Wind Turbine | 120 | 120 | [10 empty] | 120 |  | EIA-860, EIA-860M and EIA-923 | 202406 | -97.9317 | 47.2924
-13118634.6357 | 3981647.7635 | 40518 | 57122 | UCI Facilities Management Central Plant | 56427 | University of California Irvine | Commercial CHP | West Peltason Dr., Bldg 902 | Irvine | Orange | California | 92697 | natural gas | Natural Gas = 19 MW | Natural Gas Fired Combined Cycle | 19 | 19 | [6 empty] | 19 | [5 empty] | EIA-860, EIA-860M and EIA-923 | 202406 | -117.8467 | 33.6481
-9132749.0972 | 3532884.8579 | 40519 | 57123 | Trail Ridge Landfill Gas Recovery | 57249 | EPP Renewable Energy | IPP Non-CHP | 5110 US Highway 301 S | Baldwin | Duval | Florida | 32234 | biomass | Biomass = 9 MW | Landfill Gas | 9.6 | 9 |  | 9 | [10 empty] | EIA-860, EIA-860M and EIA-923 | 202406 | -82.0409 | 30.228
-12802947.3653 | 5285415.0774 | 40520 | 57124 | Payne's Ferry | 56592 | Idaho Wind Partners 1 LLC | IPP Non-CHP | 186 E 5700 N | Hagerman | Twin Falls | Idaho | 83332 | wind | Wind = 21 MW | Onshore Wind Turbine | 21 | 21 | [10 empty] | 21 |  | EIA-860, EIA-860M and EIA-923 | 202406 | -115.0108 | 42.8253
-12807183.7398 | 5283391.4706 | 40521 | 57125 | Camp Reed | 56592 | Idaho Wind Partners 1 LLC | IPP Non-CHP | Sect 16 Township 7 Sth 12 E | Glenns Ferry | Elmore | Idaho | 83332 | wind | Wind = 22.5 MW | Onshore Wind Turbine | 22.5 | 22.5 | [10 empty] | 22.5 |  | EIA-860, EIA-860M and EIA-923 | 202406 | -115.0489 | 42.8119
-12800473.6235 | 5277155.0895 | 40522 | 57126 | Yahoo Creek | 56592 | Idaho Wind Partners 1 LLC | IPP Non-CHP | Sect 1 Township 8 Sth 12 E | Hagerman | Twin Falls | Idaho | 83332 | wind | Wind = 21 MW | Onshore Wind Turbine | 21 | 21 | [10 empty] | 21 |  | EIA-860, EIA-860M and EIA-923 | 202406 | -114.9886 | 42.7708
-9134371.1335 | 3391295.4761 | 40523 | 57128 | G2 Energy Marion LLC | 56440 | G2 Energy LLC | IPP Non-CHP | 5601 SE 66th Street | Ocala | Marion | Florida | 34480 | biomass | Biomass = 2.3 MW | Landfill Gas | 2.4 | 2.3 |  | 2.3 | [10 empty] | EIA-860, EIA-860M and EIA-923 | 202406 | -82.0555 | 29.1229
-7720006.6865 | 5542632.1759 | 40524 | 57130 | Beaver Ridge Wind | 56439 | CPV Beaver Ridge Wind LLC | IPP Non-CHP | End of Sibley Road | Freedom | Waldo | Maine | 4941 | wind | Wind = 4.5 MW | Onshore Wind Turbine | 4.5 | 4.5 | [10 empty] | 4.5 |  | EIA-860, EIA-860M and EIA-923 | 202406 | -69.35 | 44.4967
-9495363.3215 | 5494892.3549 | 40525 | 57131 | Stoney Corners Wind Farm | 64331 | DTE Sustainable Generation | IPP Non-CHP | 10252 S. LaChance Road | McBain | Missaukee | Michigan | 49657 | wind | Wind = 59 MW | Onshore Wind Turbine | 60 | 59 | [10 empty] | 59 |  | EIA-860, EIA-860M and EIA-923 | 202406 | -85.2983 | 44.19
-13514097.1267 | 4732104.9192 | 40526 | 57133 | G2 Energy Ostrom Road LLC | 56440 | G2 Energy LLC | IPP Non-CHP | 5900 Ostrom Rd | Wheatland | Yuba | California | 95692 | biomass | Biomass = 3.3 MW | Landfill Gas | 3.5 | 3.3 |  | 3.3 | [10 empty] | EIA-860, EIA-860M and EIA-923 | 202406 | -121.3992 | 39.0728
-11449549.8205 | 5011235.4785 | 40527 | 57134 | OREG 4 Peetz | 34691 | Ormat Nevada Inc | IPP Non-CHP | 37500 County Rd 78 | Peetz | Logan | Colorado | 80747 | other | Other = 3 MW | All Other | 4.5 | 3 | [11 empty] | 3 | EIA-860, EIA-860M and EIA-923 | 202406 | -102.8531 | 40.9925
-9958208.7249 | 5101124.4361 | 40528 | 57135 | Big Sky Wind LLC | 64499 | Big Sky Wind LLC | IPP Non-CHP | 911 Easy Road | Ohio | Bureau | Illinois | 61349 | wind | Wind = 239.4 MW | Onshore Wind Turbine | 239.4 | 239.4 | [10 empty] | 239.4 |  | EIA-860, EIA-860M and EIA-923 | 202406 | -89.4561 | 41.5992
-12803567.0809 | 5295623.5386 | 40529 | 57136 | Tuana Springs | 56475 | Tuana Springs Energy, LLC | IPP Non-CHP | 6035 N 158 E Rd. | Hagerman | Twin Falls | Idaho | 83301 | wind | Wind = 16.8 MW | Onshore Wind Turbine | 16.8 | 16.8 | [10 empty] | 16.8 |  | EIA-860, EIA-860M and EIA-923 | 202406 | -115.0164 | 42.8925
-13201489.7327 | 5771219.6306 | 40530 | 57137 | Eurus Combine Hills Turbine Ranch 2 | 56483 | Eurus Combine Hills II LLC | IPP Non-CHP | 84700 Whitewater Reservoir Rd | Milton Freewater | Umatilla | Oregon | 97862 | wind | Wind = 66.1 MW | Onshore Wind Turbine | 66.1 | 66.1 | [10 empty] | 66.1 |  | EIA-860, EIA-860M and EIA-923 | 202406 | -118.591 | 45.943
-9091091.6739 | 3932972.3501 | 40531 | 57138 | Savannah River Site Biomass Cogen | 56476 | Ameresco | IPP CHP | Burma Rd. | Aiken | Aiken | South Carolina | 29808 | biomass | Biomass = 19 MW | Wood/Wood Waste Biomass | 20.8 | 19 |  | 19 | [10 empty] | EIA-860, EIA-860M and EIA-923 | 202406 | -81.6667 | 33.2833
-8759819.7861 | 4910246.7651 | 40532 | 57139 | Cambria Wind LLC | 63081 | Exus North America Management Partners LLC | IPP Non-CHP | 225 Substation Road | Sidman | Cambria | Pennsylvania | 15955 | wind | Wind = 62.5 MW | Onshore Wind Turbine | 62.5 | 62.5 | [10 empty] | 62.5 |  | EIA-860, EIA-860M and EIA-923 | 202406 | -78.6908 | 40.3042
-11704788.4923 | 4952214.6661 | 40533 | 57141 | RV CSU Power LLC | 56493 | RV CSU Power LLC | Commercial Non-CHP | 3840 LaPorte Ave. | Fort Collins | Larimer | Colorado | 80521 | solar | Solar = 1.9 MW | Solar Photovoltaic | 1.9 | 1.9 | [9 empty] | 1.9 |  |  | EIA-860, EIA-860M and EIA-923 | 202406 | -105.1459 | 40.5911
-8960384.1127 | 4591836.4438 | 40534 | 57151 | Beech Ridge Energy LLC | 49893 | Invenergy Services LLC | IPP Non-CHP | 128 Coleman Rd. | Rupert | Greenbrier | West Virginia | 25984 | wind | Wind = 100.5 MW | Onshore Wind Turbine | 100.5 | 100.5 | [10 empty] | 100.5 |  | EIA-860, EIA-860M and EIA-923 | 202406 | -80.4925 | 38.0878
-13397022.4182 | 5750448.7835 | 40535 | 57152 | Harvest Wind Project | 56499 | Harvest Wind Project TIC | IPP Non-CHP | 1135 Dot Rd | Roosevelt | Klickitat | Washington | 99356 | wind | Wind = 98.9 MW | Onshore Wind Turbine | 98.9 | 98.9 | [10 empty] | 98.9 |  | EIA-860, EIA-860M and EIA-923 | 202406 | -120.3475 | 45.8131
-11207514.9761 | 3643849.482 | 40536 | 57153 | Langford Wind Power | 56506 | Langford Wind Power LLC | IPP Non-CHP | 9636 Duff Road | Christoval | Tom Green | Texas | 76935 | wind | Wind = 150 MW | Onshore Wind Turbine | 150 | 150 | [10 empty] | 150 |  | EIA-860, EIA-860M and EIA-923 | 202406 | -100.6788 | 31.0854
-10945869.0883 | 3902238.1449 | 40537 | 57156 | Barton Chapel Wind Farm | 15399 | Avangrid Renewables LLC | IPP Non-CHP | 6868 Rock Creek Rd | Jacksboro | Jack | Texas | 76458 | wind | Wind = 120 MW | Onshore Wind Turbine | 120 | 120 | [10 empty] | 120 |  | EIA-860, EIA-860M and EIA-923 | 202406 | -98.3284 | 33.0522
-13451168.2186 | 5736692.2424 | 40538 | 57159 | Windy Flats Wind Project | 56514 | Windy Flats Partners LLC | IPP Non-CHP | 24 Stringstreet Rd | Centerville | Klickitat | Washington | 98613 | wind | Wind = 262.2 MW | Onshore Wind Turbine | 262.2 | 262.2 | [10 empty] | 262.2 |  | EIA-860, EIA-860M and EIA-923 | 202406 | -120.8339 | 45.7269
-10200971.5987 | 4267291.2646 | 40539 | 57160 | White River Lock and Dam 1 | 56515 | White River Hydroelectric | IPP Non-CHP | 1830 Chaney Dr | Batesville | Independence | Arkansas | 72501 | hydroelectric | Hydroelectric = 4.3 MW | Conventional Hydroelectric | 4.3 | 4.3 |  |  |  |  | 4.3 | [7 empty] | EIA-860, EIA-860M and EIA-923 | 202406 | -91.6369 | 35.7574
-10215279.6042 | 4265458.0387 | 40540 | 57161 | White River Lock and Dam 2 | 56515 | White River Hydroelectric | IPP Non-CHP | 100 Lock 2 Rd | Locust Grove | Independence | Arkansas | 72550 | hydroelectric | Hydroelectric = 3.5 MW | Conventional Hydroelectric | 3.5 | 3.5 |  |  |  |  | 3.5 | [7 empty] | EIA-860, EIA-860M and EIA-923 | 202406 | -91.7654 | 35.744
-10224753.2268 | 4279123.6317 | 40541 | 57162 | White River Lock and Dam 3 | 56515 | White River Hydroelectric | IPP Non-CHP | 30 Martin Access Rd | Marcella | Stone | Arkansas | 72555 | hydroelectric | Hydroelectric = 4.3 MW | Conventional Hydroelectric | 4.3 | 4.3 |  |  |  |  | 4.3 | [7 empty] | EIA-860, EIA-860M and EIA-923 | 202406 | -91.8505 | 35.8436
-13216250.6971 | 4049109.1546 | 40542 | 57163 | Calabasas Gas to Energy Facility | 11217 | Los Angeles County Sanitation | Commercial Non-CHP | 5300 Lost Hills Rd | Agoura | Los Angeles | California | 91301 | biomass | Biomass = 6.6 MW | Landfill Gas | 9.2 | 6.6 |  | 6.6 | [10 empty] | EIA-860, EIA-860M and EIA-923 | 202406 | -118.7236 | 34.1511
-10793228.5818 | 3899434.1567 | 40543 | 57165 | Farmers Branch Renewable Energy Facility | 54842 | WM Renewable Energy LLC | IPP Non-CHP | 580 Huffines Blvd | Lewisville | Denton | Texas | 75067 | biomass | Biomass = 3.2 MW | Landfill Gas | 3.2 | 3.2 |  | 3.2 | [10 empty] | EIA-860, EIA-860M and EIA-923 | 202406 | -96.9572 | 33.0311
-13316071.3298 | 4792583.0847 | 40544 | 57166 | Waste Management Lockwood LFGTE | 54842 | WM Renewable Energy LLC | IPP Non-CHP | 2401 Canyon Way | Sparks | Washoe | Nevada | 89434 | biomass | Biomass = 3.2 MW | Landfill Gas | 3.2 | 3.2 |  | 3.2 | [10 empty] | EIA-860, EIA-860M and EIA-923 | 202406 | -119.6203 | 39.4933
-10911848.1821 | 3469813.8849 | 40545 | 57167 | Mesquite Creek LFGTE Project | 54842 | WM Renewable Energy LLC | IPP Non-CHP | 1000 Kohlenberg | New Braunfels | Comal | Texas | 78130 | biomass | Biomass = 3.2 MW | Landfill Gas | 3.2 | 3.2 |  | 3.2 | [10 empty] | EIA-860, EIA-860M and EIA-923 | 202406 | -98.0228 | 29.7372
-9090133.1018 | 3018394.3643 | 40546 | 57168 | Waste Management Naples LFGTE Project | 54842 | WM Renewable Energy LLC | IPP Non-CHP | 3750 White Lake Blvd | Naples | Collier | Florida | 34117 | biomass | Biomass = 4 MW | Landfill Gas | 4 | 4 |  | 4 | [10 empty] | EIA-860, EIA-860M and EIA-923 | 202406 | -81.6581 | 26.1558
-8910073.8254 | 4327294.7541 | 40547 | 57169 | Waste Management Piedmont LFGTE Project | 54842 | WM Renewable Energy LLC | IPP Non-CHP | 9900 Freeman Road | Kernersville | Forsyth | North Carolina | 27284 | biomass | Biomass = 2.4 MW | Landfill Gas | 2.4 | 2.4 |  | 2.4 | [10 empty] | EIA-860, EIA-860M and EIA-923 | 202406 | -80.0406 | 36.1936
-9155470.6297 | 4853226.1549 | 40548 | 57170 | Suburban Landfill Gas Recovery | 54842 | WM Renewable Energy LLC | IPP Non-CHP | 3415 Township Road 447 | Glenford | Perry | Ohio | 43739 | biomass | Biomass = 5.6 MW | Landfill Gas | 5.6 | 5.6 |  | 5.6 | [10 empty] | EIA-860, EIA-860M and EIA-923 | 202406 | -82.245 | 39.9124
-11551314.3141 | 5819787.4412 | 40549 | 57171 | Cedar Hills Wind Farm | 12199 | Montana-Dakota Utilities Co | Electric Utility | HWY 12 | Rhame | Bowman | North Dakota | 58651 | wind | Wind = 19.5 MW | Onshore Wind Turbine | 19.5 | 19.5 | [10 empty] | 19.5 |  | EIA-860, EIA-860M and EIA-923 | 202406 | -103.7672 | 46.2456
-11327470.633 | 5912970.5753 | 40550 | 57172 | Glen Ullin Station 6 | 12199 | Montana-Dakota Utilities Co | Electric Utility | 4090 62nd Ave | Glen Ullin | Morton | North Dakota | 58631 | other | Other = 5.3 MW | All Other | 5.3 | 5.3 | [11 empty] | 5.3 | EIA-860, EIA-860M and EIA-923 | 202406 | -101.7564 | 46.8214
-11437304.5651 | 4976556.7922 | 40551 | 57174 | Colorado Highlands Wind | 56523 | Colorado Highlands Wind LLC | IPP Non-CHP | 20670 County Road 85 | Fleming | Logan | Colorado | 80728 | wind | Wind = 96.1 MW | Onshore Wind Turbine | 96.1 | 96.1 | [10 empty] | 96.1 |  | EIA-860, EIA-860M and EIA-923 | 202406 | -102.7431 | 40.7569
-8367318.7275 | 4690625.8253 | 40552 | 57176 | University of Delaware Wind Turbine | 56518 | First State Marine Wind | Commercial Non-CHP | 700 Pilottown Road | Lewes | Sussex | Delaware | 19958 | wind | Wind = 2 MW | Onshore Wind Turbine | 2 | 2 | [10 empty] | 2 |  | EIA-860, EIA-860M and EIA-923 | 202406 | -75.1649 | 38.7829
-9688446.9783 | 4964932.7703 | 40553 | 57177 | Meadow Lake Wind Farm IV | 56520 | Meadow Lake Wind Farm IV LLC | IPP Non-CHP | IH-65 at Highway 43 | Lafayette | White | Indiana | 49707 | wind | Wind = 105.7 MW | Onshore Wind Turbine | 105.7 | 105.7 | [10 empty] | 105.7 |  | EIA-860, EIA-860M and EIA-923 | 202406 | -87.0328 | 40.6778
-8089431.5487 | 5125305.0589 | 40554 | 57179 | HSCo CHP | 65384 | Cartier Energy, LLC | Commercial CHP | 60 Columbus Blvd | Hartford | Hartford | Connecticut | 6010 | natural gas | Natural Gas = 3.5 MW | Natural Gas Fired Combustion Turbine | 4 | 3.5 | [6 empty] | 3.5 | [5 empty] | EIA-860, EIA-860M and EIA-923 | 202406 | -72.6686 | 41.7614
-8510993.4509 | 4860010.3122 | 40555 | 57182 | PPL Frey Farm Landfill Wind | 57249 | EPP Renewable Energy | IPP Non-CHP | 3049 River Road | Conestoga | Lancaster | Pennsylvania | 17516 | wind | Wind = 3.2 MW | Onshore Wind Turbine | 3.2 | 3.2 | [10 empty] | 3.2 |  | EIA-860, EIA-860M and EIA-923 | 202406 | -76.4556 | 39.9592
-7643719.4395 | 5602696.8144 | 40556 | 57184 | Orono Hydro Station | 59178 | Brookfield Black Bear Hydro, LLC | IPP Non-CHP | 19 Broadway Street | Orono | Penobscot | Maine | 4461 | hydroelectric | Hydroelectric = 2.7 MW | Conventional Hydroelectric | 2.7 | 2.7 |  |  |  |  | 2.7 | [7 empty] | EIA-860, EIA-860M and EIA-923 | 202406 | -68.6647 | 44.8803
-8191011.8085 | 5112585.2423 | 40557 | 57185 | Cricket Valley Energy | 56534 | Cricket Valley Energy Center LLC | IPP Non-CHP | 2241 Route NY 22 | Dover | Dutchess | New York | 12522 | natural gas | Natural Gas = 1016.1 MW | Natural Gas Fired Combined Cycle | 1312.5 | 1016.1 | [6 empty] | 1016.1 | [5 empty] | EIA-860, EIA-860M and EIA-923 | 202406 | -73.5811 | 41.6761
-8829706.1624 | 5190820.421 | 40558 | 57186 | Chautauqua LFGTE Facility | 64137 | Chautauqua Green Energy, LLC | IPP Non-CHP | 3889 Towerville Road | Jamestown | Chautauqua | New York | 14701 | biomass | Biomass = 9.6 MW | Landfill Gas | 9.6 | 9.6 |  | 9.6 | [10 empty] | EIA-860, EIA-860M and EIA-923 | 202406 | -79.3186 | 42.1989
-16969609.9682 | 7922684.4755 | 40559 | 57187 | Pillar Mountain Wind Project Microgrid | 10433 | Kodiak Electric Assn Inc | Electric Utility | Pillar Mountain | Kodiak | Kodiak Island | Alaska | 99615 | wind | Wind = 9 MW | Onshore Wind Turbine | 9 | 9 | [10 empty] | 9 |  | EIA-860, EIA-860M and EIA-923 | 202406 | -152.4406 | 57.7869
-13378587.9106 | 5934683.0915 | 40560 | 57188 | Vantage Wind Energy LLC | 49893 | Invenergy Services LLC | IPP Non-CHP | 30821 Vantage Highway | Ellensburg | Kittitas | Washington | 98926 | wind | Wind = 90 MW | Onshore Wind Turbine | 90 | 90 | [10 empty] | 90 |  | EIA-860, EIA-860M and EIA-923 | 202406 | -120.1819 | 46.9547
-10521701.8647 | 4863238.1482 | 40561 | 57189 | Lost Creek Wind Energy Facility | 56545 | Pattern Operators LP | IPP Non-CHP | 8479 NW State Road | King City | DeKalb | Missouri | 64463 | wind | Wind = 150 MW | Onshore Wind Turbine | 150 | 150 | [10 empty] | 150 |  | EIA-860, EIA-860M and EIA-923 | 202406 | -94.5181 | 39.9814
-9794935.2032 | 5744142.3929 | 40562 | 57190 | Little Quinnesec Falls Hydro Project | 57280 | Eagle Creek Renewable Energy, LLC | IPP Non-CHP | 1101 Mill St | Niagara | Marinette | Wisconsin | 54151 | hydroelectric | Hydroelectric = 9 MW | Conventional Hydroelectric | 9 | 9 |  |  |  |  | 9 | [7 empty] | EIA-860, EIA-860M and EIA-923 | 202406 | -87.9894 | 45.7736
-9757309.2153 | 5112538.8913 | 40563 | 57191 | Exelon Solar Chicago | 64696 | Luminace Solar Chicago, LLC | IPP Non-CHP | 1201 W 120th St | Chicago | Cook | Illinois | 60643 | solar | Solar = 9 MW | Solar Photovoltaic | 9 | 9 | [9 empty] | 9 |  |  | EIA-860, EIA-860M and EIA-923 | 202406 | -87.6514 | 41.6758
-12745215.8528 | 4736603.6042 | 40564 | 57192 | Spring Valley Wind Project | 56545 | Pattern Operators LP | IPP Non-CHP | 1212 SR 893 | Ely | White Pine | Nevada | 89301 | wind | Wind = 150 MW | Onshore Wind Turbine | 150 | 150 | [10 empty] | 150 |  | EIA-860, EIA-860M and EIA-923 | 202406 | -114.4922 | 39.1042
-10898801.5378 | 5655432.5804 | 40565 | 57194 | Day County Wind LLC | 56561 | Day County Wind LLC | IPP Non-CHP | 14933 416th Avenue | Conde | Day | South Dakota | 57434 | wind | Wind = 99 MW | Onshore Wind Turbine | 99 | 99 | [10 empty] | 99 |  | EIA-860, EIA-860M and EIA-923 | 202406 | -97.9056 | 45.215
-13115847.8635 | 5864748.9436 | 40566 | 57195 | Lower Snake River Wind Energy Project | 15500 | Puget Sound Energy Inc | Electric Utility | 39 Falling Springs Rd | Pomeroy | Garfield | Washington | 99347 | wind | Wind = 342.7 MW | Onshore Wind Turbine | 342.7 | 342.7 | [10 empty] | 342.7 |  | EIA-860, EIA-860M and EIA-923 | 202406 | -117.8217 | 46.5242
-8901106.4838 | 4296494.2031 | 40567 | 57196 | High Point, POLO | 13630 | North Carolina Mun Power Agny #1 | Electric Utility | 201 North Pendleton St. | High Point | Guilford | North Carolina | 27260 | petroleum | Petroleum = 1.8 MW | Petroleum Liquids | 1.8 | 1.8 | [8 empty] | 1.8 |  |  |  | EIA-860, EIA-860M and EIA-923 | 202406 | -79.96 | 35.97
-10953875.6314 | 3414418.2102 | 40568 | 57197 | Blue Wing Solar Energy Generation | 65411 | Duke Energy Renewables Services | IPP Non-CHP | 10810 S Blue Wind Rd. | San Antonio | Bexar | Texas | 78223 | solar | Solar = 13.5 MW | Solar Photovoltaic | 13.9 | 13.5 | [9 empty] | 13.5 |  |  | EIA-860, EIA-860M and EIA-923 | 202406 | -98.4003 | 29.3042
-10402854.1707 | 5422921.2268 | 40569 | 57198 | Bent Tree Wind Farm Phase 1 | 20856 | Wisconsin Power & Light Co | Electric Utility | 31072 State Highway 13 | Hartland | Freeborn | Minnesota | 56042 | wind | Wind = 201.3 MW | Onshore Wind Turbine | 201.3 | 201.3 | [10 empty] | 201.3 |  | EIA-860, EIA-860M and EIA-923 | 202406 | -93.4504 | 43.7246
-9923916.1991 | 5398199.1837 | 40570 | 57199 | Glacier Hills | 20847 | Wisconsin Electric Power Co | Electric Utility | Wisconsin State Hwy 33 & Cty H | Cambria | Columbia | Wisconsin | 53923 | wind | Wind = 162 MW | Onshore Wind Turbine | 162 | 162 | [10 empty] | 162 |  | EIA-860, EIA-860M and EIA-923 | 202406 | -89.1481 | 43.5639
-9083180.643 | 4198397.9993 | 40571 | 57200 | Shelby Solar Energy Generation Facility | 65411 | Duke Energy Renewables Services | IPP Non-CHP | 830 College Ave | Shelby | Cleveland | North Carolina | 28152 | solar | Solar = 0.9 MW | Solar Photovoltaic | 0.9 | 0.9 | [9 empty] | 0.9 |  |  | EIA-860, EIA-860M and EIA-923 | 202406 | -81.5956 | 35.2536
-13558336.6055 | 4602560.1646 | 40572 | 57201 | FPL Energy Montezuma Winds LLC | 56555 | FPL Energy Montezuma Wind | IPP Non-CHP | 6700 Birds Landing Rd | Birds Landing | Solano | California | 94512 | wind | Wind = 36.8 MW | Onshore Wind Turbine | 36.8 | 36.8 | [10 empty] | 36.8 |  | EIA-860, EIA-860M and EIA-923 | 202406 | -121.7966 | 38.1636
-9123342.1549 | 3544845.9961 | 40573 | 57202 | Jacksonville Solar | 56582 | Jacksonville Solar LLC | IPP Non-CHP | 2009 US Highway 301 | Jacksonville | Duval | Florida | 32234 | solar | Solar = 12.5 MW | Solar Photovoltaic | 12.6 | 12.5 | [9 empty] | 12.5 |  |  | EIA-860, EIA-860M and EIA-923 | 202406 | -81.9564 | 30.3207
-9274814.0294 | 4994584.1556 | 40574 | 57203 | Wyandot Solar Farm | 56583 | Wyandot Solar LLC | IPP Non-CHP | 10692 County Highway 44 | Upper Sandusky | Wyandot | Ohio | 43351 | solar | Solar = 10 MW | Solar Photovoltaic | 10 | 10 | [9 empty] | 10 |  |  | EIA-860, EIA-860M and EIA-923 | 202406 | -83.3171 | 40.8795
-8329251.0239 | 4991806.1567 | 40575 | 57204 | PSEG Hackettstown | 56584 | PSEG Solar Hackettstown LLC | IPP Non-CHP | 700 High Street | Hackettstown | Warren | New Jersey | 7840 | solar | Solar = 2 MW | Solar Photovoltaic | 2 | 2 | [9 empty] | 2 |  |  | EIA-860, EIA-860M and EIA-923 | 202406 | -74.8229 | 40.8606
-12800995.6006 | 4270583.8886 | 40576 | 57205 | CM48 | 56769 | Consolidated Edison Development Inc. | IPP Non-CHP | 751 El Dorado Valley Drive | Boulder City | Clark | Nevada | 89005 | solar | Solar = 48 MW | Solar Photovoltaic | 48 | 48 | [9 empty] | 48 |  |  | EIA-860, EIA-860M and EIA-923 | 202406 | -114.9933 | 35.7814
-16808933.8642 | 8511783.0014 | 40577 | 57206 | Soldotna | 19558 | Homer Electric Assn Inc | Electric Utility | 41925 Sterling Highway | Soldotna | Kenai Peninsula | Alaska | 99669 | natural gas | Battery = 46.5 MW, Natural Gas = 44 MW | Batteries; Natural Gas Fired Combustion Turbine; | 96.5 | 90.5 | 46.5 | [5 empty] | 44 | [5 empty] | EIA-860, EIA-860M and EIA-923 | 202406 | -150.9972 | 60.4994
-10365391.9338 | 5593919.0932 | 40578 | 57207 | Thomson Reuters Data Center Bldg ES101 | 18981 | Thomson Corp | Commercial Non-CHP | 610 Opperman Drive | Eagan | Dakota | Minnesota | 55123 | petroleum | Petroleum = 0.6 MW | Petroleum Liquids | 1.2 | 0.6 | [8 empty] | 0.6 |  |  |  | EIA-860, EIA-860M and EIA-923 | 202406 | -93.1139 | 44.8244
-10365703.6284 | 5594625.3924 | 40579 | 57208 | Thomson Reuters Data Center Bldg H | 18981 | Thomson Corp | Commercial Non-CHP | 610 Opperman Drive | Eagan | Dakota | Minnesota | 55123 | petroleum | Petroleum = 2.4 MW | Petroleum Liquids | 8 | 2.4 | [8 empty] | 2.4 |  |  |  | EIA-860, EIA-860M and EIA-923 | 202406 | -93.1167 | 44.8289
-11553169.676 | 5004601.0072 | 40580 | 57210 | Cedar Creek II | 55963 | AE Power Services LLC | IPP Non-CHP | 67125 CR 132 | New Raymer | Weld | Colorado | 80742 | wind | Wind = 248.3 MW | Onshore Wind Turbine | 248.3 | 248.3 | [10 empty] | 248.3 |  | EIA-860, EIA-860M and EIA-923 | 202406 | -103.7839 | 40.9475
-12449568.9851 | 5383335.0577 | 40581 | 57211 | Goshen Phase II | 55963 | AE Power Services LLC | IPP Non-CHP | 444 Bone Road | Idaho Falls | Bonneville | Idaho | 83427 | wind | Wind = 124.5 MW | Onshore Wind Turbine | 124.5 | 124.5 | [10 empty] | 124.5 |  | EIA-860, EIA-860M and EIA-923 | 202406 | -111.8364 | 43.4671
-10831019.0999 | 3248444.2761 | 40582 | 57212 | Papalote Creek II LLC | 56215 | RWE Renewables Americas, LLC | IPP Non-CHP | 546 FM 631 | Taft | San Patricio | Texas | 78390 | wind | Wind = 200.1 MW | Onshore Wind Turbine | 200.1 | 200.1 | [10 empty] | 200.1 |  | EIA-860, EIA-860M and EIA-923 | 202406 | -97.2967 | 27.9958
-13199430.3221 | 4763930.0097 | 40583 | 57213 | ENEL Salt Wells LLC | 56657 | ENEL Salt Wells LLC | IPP Non-CHP | 6059 Salt Wells Road | Fallon | Churchill | Nevada | 89406 | geothermal | Geothermal = 20.2MW | Geothermal | 23.6 | 20.2 |  |  |  | 20.2 | [8 empty] | EIA-860, EIA-860M and EIA-923 | 202406 | -118.5725 | 39.2944
-10293835.7651 | 5271222.6078 | 40584 | 57214 | Waverly Community Wind Project | 20214 | Waverly Municipal Elec Utility | Electric Utility | Garden Avenue | Waverly | Bremer | Iowa | 50677 | wind | Wind = 2.7 MW | Onshore Wind Turbine | 2.7 | 2.7 | [10 empty] | 2.7 |  | EIA-860, EIA-860M and EIA-923 | 202406 | -92.4711 | 42.7317
-8375506.1647 | 4977086.0065 | 40585 | 57216 | Crayola Solar Project | 19391 | UGI Development Co | IPP Non-CHP | 1100 Church Lane | Easton | Northampton | Pennsylvania | 18040 | solar | Solar = 2.8 MW | Solar Photovoltaic | 2.8 | 2.8 | [9 empty] | 2.8 |  |  | EIA-860, EIA-860M and EIA-923 | 202406 | -75.2385 | 40.7605
-13068920.7982 | 4041468.4286 | 40586 | 57217 | Solar Photovoltaic Project #03 | 17609 | Southern California Edison Co | Electric Utility | 1464 Merrill Ave | Rialto | San Bernardino | California | 92376 | solar | Solar = 1 MW | Solar Photovoltaic | 1 | 1 | [9 empty] | 1 |  |  | EIA-860, EIA-860M and EIA-923 | 202406 | -117.4001 | 34.0943
-13050047.4691 | 4040392.6766 | 40587 | 57219 | Solar Photovoltaic Project #05 | 17609 | Southern California Edison Co | Electric Utility | 1901 California St. | Redlands | San Bernardino | California | 92374 | solar | Solar = 2.5 MW | Solar Photovoltaic | 2.5 | 2.5 | [9 empty] | 2.5 |  |  | EIA-860, EIA-860M and EIA-923 | 202406 | -117.2306 | 34.0863
-13088172.6136 | 4034360.9125 | 40588 | 57220 | Solar Photovoltaic Project #06 | 17609 | Southern California Edison Co | Electric Utility | 3510 E. Francis St | Ontario | San Bernardino | California | 91761 | solar | Solar = 2 MW | Solar Photovoltaic | 2 | 2 | [9 empty] | 2 |  |  | EIA-860, EIA-860M and EIA-923 | 202406 | -117.5731 | 34.0414
-13049705.607 | 4040370.4986 | 40589 | 57221 | Solar Photovoltaic Project #07 | 17609 | Southern California Edison Co | Electric Utility | 2200-2250 Palmetto Ave. | Redlands | San Bernardino | California | 92374 | solar | Solar = 2.5 MW | Solar Photovoltaic | 2.5 | 2.5 | [9 empty] | 2.5 |  |  | EIA-860, EIA-860M and EIA-923 | 202406 | -117.2275 | 34.0861
-13087275.9351 | 4034435.472 | 40590 | 57222 | Solar Photovoltaic Project #08 | 17609 | Southern California Edison Co | Electric Utility | 4060 E. Francis St | Ontario | San Bernardino | California | 91761 | solar | Solar = 2 MW | Solar Photovoltaic | 2 | 2 | [9 empty] | 2 |  |  | EIA-860, EIA-860M and EIA-923 | 202406 | -117.565 | 34.0419
-13088017.9908 | 4034547.5137 | 40591 | 57223 | Solar Photovoltaic Project #09 | 17609 | Southern California Edison Co | Electric Utility | 3550 E. Francis St | Ontario | San Bernardino | California | 91761 | solar | Solar = 1 MW | Solar Photovoltaic | 1 | 1 | [9 empty] | 1 |  |  | EIA-860, EIA-860M and EIA-923 | 202406 | -117.5717 | 34.0428
-13081926.3657 | 4038877.1451 | 40592 | 57224 | Solar Photovoltaic Project #10 | 17609 | Southern California Edison Co | Electric Utility | 13277 San Bernardino Ave. | Fontana | San Bernardino | California | 92335 | solar | Solar = 1.5 MW | Solar Photovoltaic | 1.5 | 1.5 | [9 empty] | 1.5 |  |  | EIA-860, EIA-860M and EIA-923 | 202406 | -117.5169 | 34.075
-13051251.6121 | 4038989.0961 | 40593 | 57225 | Solar Photovoltaic Project #11 | 17609 | Southern California Edison Co | Electric Utility | 2501 West San Bernardino | Redlands | San Bernardino | California | 92374 | solar | Solar = 3.5 MW | Solar Photovoltaic | 3.5 | 3.5 | [9 empty] | 3.5 |  |  | EIA-860, EIA-860M and EIA-923 | 202406 | -117.2414 | 34.0758
-13086904.7959 | 4034472.8191 | 40594 | 57226 | Solar Photovoltaic Project #12 | 17609 | Southern California Edison Co | Electric Utility | 4091 E. Francis St. | Ontario | San Bernardino | California | 91761 | solar | Solar = 0.5 MW | Solar Photovoltaic | 0.5 | 0.5 | [9 empty] | 0.5 |  |  | EIA-860, EIA-860M and EIA-923 | 202406 | -117.5617 | 34.0422
-13050603.9553 | 4040019.4199 | 40595 | 57227 | Solar Photovoltaic Project #13 | 17609 | Southern California Edison Co | Electric Utility | 1895 Marigold Ave. | Redlands | San Bernardino | California | 92374 | solar | Solar = 3.5 MW | Solar Photovoltaic | 3.5 | 3.5 | [9 empty] | 3.5 |  |  | EIA-860, EIA-860M and EIA-923 | 202406 | -117.2356 | 34.0835
-13081895.4188 | 4039437.1801 | 40596 | 57229 | Solar Photovoltaic Project #15 | 17609 | Southern California Edison Co | Electric Utility | 13230 San Bernardino Ave. | Fontana | San Bernardino | California | 92335 | solar | Solar = 3.5 MW | Solar Photovoltaic | 3.5 | 3.5 | [9 empty] | 3.5 |  |  | EIA-860, EIA-860M and EIA-923 | 202406 | -117.5167 | 34.0792
-13050385.8804 | 4040295.9002 | 40597 | 57230 | Solar Photovoltaic Project #16 | 17609 | Southern California Edison Co | Electric Utility | 2290 Palmetto Ave | Redlands | San Bernardino | California | 92374 | solar | Solar = 1.5 MW | Solar Photovoltaic | 1.5 | 1.5 | [9 empty] | 1.5 |  |  | EIA-860, EIA-860M and EIA-923 | 202406 | -117.2336 | 34.0856
-13080411.1961 | 4038578.5247 | 40598 | 57231 | Solar Photovoltaic Project #17 | 17609 | Southern California Edison Co | Electric Utility | 13550 Valley Blvd. | Fontana | San Bernardino | California | 92335 | solar | Solar = 3.5 MW | Solar Photovoltaic | 3.5 | 3.5 | [9 empty] | 3.5 |  |  | EIA-860, EIA-860M and EIA-923 | 202406 | -117.5033 | 34.0728
-13081864.472 | 4039997.1082 | 40599 | 57232 | Solar Photovoltaic Project #18 | 17609 | Southern California Edison Co | Electric Utility | 9415 Kaiser Way | Fontana | San Bernardino | California | 92335 | solar | Solar = 1.5 MW | Solar Photovoltaic | 1.5 | 1.5 | [9 empty] | 1.5 |  |  | EIA-860, EIA-860M and EIA-923 | 202406 | -117.5164 | 34.0833
-13082297.3935 | 4039661.0943 | 40600 | 57236 | Solar Photovoltaic Project #23 | 17609 | Southern California Edison Co | Electric Utility | 9687 Transportation Way | Fontana | San Bernardino | California | 92335 | solar | Solar = 2.5 MW | Solar Photovoltaic | 2.5 | 2.5 | [9 empty] | 2.5 |  |  | EIA-860, EIA-860M and EIA-923 | 202406 | -117.5203 | 34.0808
-13047913.3632 | 4039549.1366 | 40601 | 57237 | Solar Photovoltaic Project #22 | 17609 | Southern California Edison Co | Electric Utility | 27223 Pioneer Ave. | Redlands | San Bernardino | California | 92374 | solar | Solar = 2 MW | Solar Photovoltaic | 2 | 2 | [9 empty] | 2 |  |  | EIA-860, EIA-860M and EIA-923 | 202406 | -117.2114 | 34.08
-8846250.6878 | 4758184.3047 | 40602 | 57239 | Roth Rock Wind Farm LLC | 56603 | Roth Rock Wind Farm LLC | IPP Non-CHP | 2860 Wind Park Way | Oakland | Garrett | Maryland | 21550 | wind | Wind = 40 MW | Onshore Wind Turbine | 40 | 40 | [10 empty] | 40 |  | EIA-860, EIA-860M and EIA-923 | 202406 | -79.4672 | 39.2544
-8842601.8575 | 4762897.5661 | 40603 | 57240 | Roth Rock North Wind Farm, LLC | 56603 | Roth Rock Wind Farm LLC | IPP Non-CHP | AP-Substation 2325 Wind Pk Wy | Oakland | Garrett | Maryland | 21550 | wind | Wind = 10 MW | Onshore Wind Turbine | 10 | 10 | [10 empty] | 10 |  | EIA-860, EIA-860M and EIA-923 | 202406 | -79.4344 | 39.2872
-9172323.9554 | 3473699.0085 | 40604 | 57241 | Deerhaven Renewable | 6909 | Gainesville Regional Utilities | Electric Utility | 11201 NW 13th Street | Gainesville | Alachua | Florida | 32653 | biomass | Biomass = 102.5 MW | Wood/Wood Waste Biomass | 116.1 | 102.5 |  | 102.5 | [10 empty] | EIA-860, EIA-860M and EIA-923 | 202406 | -82.3964 | 29.7675
-17590689.2372 | 2442976.756 | 40605 | 57242 | Mililani South Solar Farm | 62893 | Mililani I Solar LLC | IPP Non-CHP | 94-830 Lanikuhana Ave | Mililani | Honolulu | Hawaii | 96789 | solar | Battery = 39 MW, Solar = 39 MW | Batteries; Solar Photovoltaic; | 78 | 78 | 39 | [8 empty] | 39 |  |  | EIA-860, EIA-860M and EIA-923 | 202406 | -158.0198 | 21.4279
-11647988.2787 | 4365220.8075 | 40606 | 57243 | Cimarron Solar Facility | 17650 | Southern Power Co | IPP Non-CHP | 104 Carbide Road | Springer | Colfax | New Mexico | 87747 | solar | Solar = 30.6 MW | Solar Photovoltaic | 30.6 | 30.6 | [9 empty] | 30.6 |  |  | EIA-860, EIA-860M and EIA-923 | 202406 | -104.6357 | 36.4681
-11393917.237 | 4770246.6469 | 40607 | 57244 | Kit Carson Windpower | 65411 | Duke Energy Renewables Services | IPP Non-CHP | 22330 County Road 44 | Burlington | Kit Carson | Colorado | 80807 | wind | Wind = 51 MW | Onshore Wind Turbine | 51 | 51 | [10 empty] | 51 |  | EIA-860, EIA-860M and EIA-923 | 202406 | -102.3533 | 39.3383
-13071727.2739 | 4046434.4979 | 40608 | 57245 | Solar Photovoltaic Project #26 | 17609 | Southern California Edison Co | Electric Utility | 2510 - 2580 West Walnut Ave. | Rialto | San Bernardino | California | 92376 | solar | Solar = 6 MW | Solar Photovoltaic | 6 | 6 | [9 empty] | 6 |  |  | EIA-860, EIA-860M and EIA-923 | 202406 | -117.4253 | 34.1312
-13071320.0672 | 4046420.6461 | 40609 | 57246 | Solar Photovoltaic Project #27 | 17609 | Southern California Edison Co | Electric Utility | 1590 North Tamarind Ave. | Rialto | San Bernardino | California | 92376 | solar | Solar = 2 MW | Solar Photovoltaic | 2 | 2 | [9 empty] | 2 |  |  | EIA-860, EIA-860M and EIA-923 | 202406 | -117.4217 | 34.1311
-13054900.4423 | 4041453.373 | 40610 | 57247 | Solar Photovoltaic Project #28 | 17609 | Southern California Edison Co | Electric Utility | 570 Mill St. | San Bernardino | San Bernardino | California | 92408 | solar | Solar = 3.5 MW | Solar Photovoltaic | 3.5 | 3.5 | [9 empty] | 3.5 |  |  | EIA-860, EIA-860M and EIA-923 | 202406 | -117.2742 | 34.0942
-10529621.5785 | 5416439.0749 | 40611 | 57248 | Welcome Wind Turbine | 6258 | Federated Rural Electric Assn | Electric Utility | 1250 140th Avenue | Welcome | Martin | Minnesota | 56181 | wind | Wind = 2.1 MW | Onshore Wind Turbine | 2.1 | 2.1 | [10 empty] | 2.1 |  | EIA-860, EIA-860M and EIA-923 | 202406 | -94.5892 | 43.6825
-9195212.5785 | 5062058.278 | 40612 | 57249 | Renewable Energy Services of Ohio | 55920 | Bio-Gas Technologies LTD | IPP Non-CHP | 10215 Hoover Road | Milan | Erie | Ohio | 44846 | biomass | Biomass = 2.4 MW | Landfill Gas | 2.4 | 2.4 |  | 2.4 | [10 empty] | EIA-860, EIA-860M and EIA-923 | 202406 | -82.602 | 41.3362
-9570711.1434 | 5104664.2611 | 40613 | 57250 | Earthmovers LFGTE | 40211 | Wabash Valley Power Assn, Inc | Electric Utility | 26488 C. R. 26 | Elkhart | Elkhart | Indiana | 46517 | biomass | Biomass = 4.8 MW | Landfill Gas | 4.8 | 4.8 |  | 4.8 | [10 empty] | EIA-860, EIA-860M and EIA-923 | 202406 | -85.9752 | 41.6229
-10480451.7595 | 5370589.0967 | 40614 | 57251 | Lakota Wind Wind Farm | 9425 | Iowa Lakes Electric Coop | Electric Utility | 4208 160 Ave | Lakota | Kossuth | Iowa | 50451 | wind | Wind = 10.5 MW | Onshore Wind Turbine | 10.5 | 10.5 | [10 empty] | 10.5 |  | EIA-860, EIA-860M and EIA-923 | 202406 | -94.1475 | 43.3839
-10573156.1824 | 5379952.5452 | 40615 | 57252 | Iowa Lakes Superior Wind Farm | 9425 | Iowa Lakes Electric Coop | Electric Utility | 3150 Hwy 9 | Superior | Dickinson | Iowa | 51363 | wind | Wind = 10.5 MW | Onshore Wind Turbine | 10.5 | 10.5 | [10 empty] | 10.5 |  | EIA-860, EIA-860M and EIA-923 | 202406 | -94.9803 | 43.445
-7858510.397 | 5110884.7097 | 40616 | 57253 | MA Military Reservation Wind Project | 56619 | Air Force Civil Engineer Center | IPP Non-CHP | 575 Cole Road | Otis ANG Base Bourne | Barnstable | Massachusetts | 2542 | wind | Wind = 4.5 MW | Onshore Wind Turbine | 4.5 | 4.5 | [10 empty] | 4.5 |  | EIA-860, EIA-860M and EIA-923 | 202406 | -70.5942 | 41.6647
-13053093.9496 | 4093460.8061 | 40617 | 57254 | Victor Valley CC CPV Solar | 56618 | Victor Valley Community College District | Commercial Non-CHP | 18422 Bear Valley Road | Victorville | San Bernardino | California | 92395 | solar | Solar = 1 MW | Solar Photovoltaic | 1 | 1 | [9 empty] | 1 |  |  | EIA-860, EIA-860M and EIA-923 | 202406 | -117.2579 | 34.4802
-8443828.9475 | 4991734.4759 | 40618 | 57256 | PA Solar Park | 56769 | Consolidated Edison Development Inc. | IPP Non-CHP | 109 Forth Hollow Road | Nesquehoning | Carbon | Pennsylvania | 18240 | solar | Solar = 10 MW | Solar Photovoltaic | 10.1 | 10 | [9 empty] | 10 |  |  | EIA-860, EIA-860M and EIA-923 | 202406 | -75.8522 | 40.8601
-10554830.4338 | 5370810.7373 | 40619 | 57257 | Iowa Lakes Community College Wind Farm | 56617 | Iowa Lakes Community College | Commercial Non-CHP | 1802 19th Street | Estherville | Emmet | Iowa | 51334 | wind | Wind = 1 MW | Onshore Wind Turbine | 1.7 | 1 | [10 empty] | 1 |  | EIA-860, EIA-860M and EIA-923 | 202406 | -94.8157 | 43.3853
-11010085.1837 | 3195635.4392 | 40620 | 57260 | Cedro Hill Wind LLC | 64634 | Cedro Hill Wind, LLC | IPP Non-CHP | 7476 FM 2050 | Bruni | Webb | Texas | 78344 | wind | Wind = 300 MW | Onshore Wind Turbine | 300 | 300 | [10 empty] | 300 |  | EIA-860, EIA-860M and EIA-923 | 202406 | -98.9053 | 27.5761
-11017104.4342 | 4280764.2593 | 40621 | 57261 | Taloga Wind LLC | 64663 | Taloga Wind LLC | IPP Non-CHP | Route 1, Box 40 | Putnam | Dewey | Oklahoma | 73659 | wind | Wind = 130 MW | Onshore Wind Turbine | 130 | 130 | [10 empty] | 130 |  | EIA-860, EIA-860M and EIA-923 | 202406 | -98.9683 | 35.8556
-10911969.4091 | 5143062.5055 | 40622 | 57262 | Laredo Ridge Wind LLC | 64649 | Laredo Ridge Wind LLC | IPP Non-CHP | 2443 State Highway 32 | Petersburg | Boone | Nebraska | 68652 | wind | Wind = 79.9 MW | Onshore Wind Turbine | 79.9 | 79.9 | [10 empty] | 79.9 |  | EIA-860, EIA-860M and EIA-923 | 202406 | -98.0239 | 41.8803
-11303407.5892 | 4295706.3673 | 40623 | 57263 | Little Pringle I Wind Farm | 65609 | Everpoint Services Inc | IPP Non-CHP | 8570 Co Rd H | Morse | Hutchinson | Texas | 79062 | wind | Wind = 10 MW | Onshore Wind Turbine | 10 | 10 | [10 empty] | 10 |  | EIA-860, EIA-860M and EIA-923 | 202406 | -101.5402 | 35.9643
-11303532.8236 | 4290286.8686 | 40624 | 57264 | Little Pringle II Wind Farm | 65609 | Everpoint Services Inc | IPP Non-CHP | 8571 Co Rd H | Morse | Hutchinson | Texas | 79062 | wind | Wind = 10 MW | Onshore Wind Turbine | 10 | 10 | [10 empty] | 10 |  | EIA-860, EIA-860M and EIA-923 | 202406 | -101.5414 | 35.9249
-7908934.898 | 5206145.1685 | 40625 | 57265 | Dorchester Solar Site | 11804 | Massachusetts Electric Co | Electric Utility | 220 Victory Rd | Dorchester | Suffolk | Massachusetts | 2122 | solar | Solar = 1 MW | Solar Photovoltaic | 1 | 1 | [9 empty] | 1 |  |  | EIA-860, EIA-860M and EIA-923 | 202406 | -71.0472 | 42.3008
-13554817.7964 | 4581819.7084 | 40626 | 57267 | Marsh Landing Generating Station | 56635 | Marsh Landing LLC | IPP Non-CHP | 3201 Wilbur Avenue | Antioch | Contra Costa | California | 94509 | natural gas | Natural Gas = 765.2 MW | Natural Gas Fired Combustion Turbine | 828 | 765.2 | [6 empty] | 765.2 | [5 empty] | EIA-860, EIA-860M and EIA-923 | 202406 | -121.765 | 38.0169
-8736010.8847 | 4942214.2814 | 40627 | 57268 | Chestnut Flats Wind Farm | 57170 | EDF Renewable Asset Holdings, Inc. | IPP Non-CHP | 1226 Mill Run Road | Altoona | Blair | Pennsylvania | 16601 | wind | Wind = 38 MW | Onshore Wind Turbine | 38 | 38 | [10 empty] | 38 |  | EIA-860, EIA-860M and EIA-923 | 202406 | -78.4769 | 40.5228
-7913987.801 | 5278705.4925 | 40628 | 57269 | Haverhill Solar Power Project | 11804 | Massachusetts Electric Co | Electric Utility | 98 Hilldale Ave | Haverhill | Essex | Massachusetts | 1832 | solar | Solar = 0.9 MW | Solar Photovoltaic | 1 | 0.9 | [9 empty] | 0.9 |  |  | EIA-860, EIA-860M and EIA-923 | 202406 | -71.0926 | 42.7811
-7981939.1106 | 5176756.4948 | 40629 | 57270 | NEDC Solar Site | 11804 | Massachusetts Electric Co | Electric Utility | 1152 Main Street | Whitinsville | Worcester | Massachusetts | 1588 | solar | Solar = 0.9 MW | Solar Photovoltaic | 1 | 0.9 | [9 empty] | 0.9 |  |  | EIA-860, EIA-860M and EIA-923 | 202406 | -71.703 | 42.1052
-10673802.583 | 5748883.7431 | 40630 | 57274 | Grant County Wind LLC | 56642 | Grant County Wind, LLC | IPP Non-CHP | 996 190th Ave | Woodstock | Grant | Minnesota | 56186 | wind | Wind = 20 MW | Onshore Wind Turbine | 21 | 20 | [10 empty] | 20 |  | EIA-860, EIA-860M and EIA-923 | 202406 | -95.8844 | 45.8033
-13064857.3029 | 4613227.9997 | 40631 | 57275 | Crescent Dunes Solar Energy | 56641 | Tonopah Solar Energy LLC | IPP Non-CHP | 11 Gabbs Pole Line Road | Tonopah | Nye | Nevada | 89049 | solar | Solar = 110 MW | Solar Thermal with Energy Storage | 125 | 110 | [9 empty] | 110 |  |  | EIA-860, EIA-860M and EIA-923 | 202406 | -117.3636 | 38.2389
-10862555.9116 | 5266167.1955 | 40632 | 57278 | Crofton Bluffs Wind LLC | 64636 | Crofton Bluffs Wind, LLC | IPP Non-CHP | 4540 Oackridge Circle | Bloomfield | Knox | Nebraska | 68516 | wind | Wind = 40 MW | Onshore Wind Turbine | 40 | 40 | [10 empty] | 40 |  | EIA-860, EIA-860M and EIA-923 | 202406 | -97.58 | 42.6983
-8422187.7705 | 4860813.9049 | 40633 | 57280 | Aqua Ingrams Mill | 56645 | Aqua America Inc | IPP Non-CHP | 780 N Creek Road | West Chester | Chester | Pennsylvania | 19380 | solar | Solar = 0.9 MW | Solar Photovoltaic | 1 | 0.9 | [9 empty] | 0.9 |  |  | EIA-860, EIA-860M and EIA-923 | 202406 | -75.6578 | 39.9647
-10547677.5999 | 5428376.4386 | 40634 | 57281 | OREG 3 Inc | 34691 | Ormat Nevada Inc | IPP Non-CHP | 1896 60th Ave | Trimont | Martin | Minnesota | 56176 | other | Other = 3.3 MW | All Other | 5 | 3.3 | [11 empty] | 3.3 | EIA-860, EIA-860M and EIA-923 | 202406 | -94.7514 | 43.76
-13175042.6707 | 4168465.1818 | 40635 | 57282 | Alta Wind Energy Center I | 64618 | Alta Wind Energy Center I | IPP Non-CHP | 15100 Tehachapi Willow Springs | Mojave | Kern | California | 93501 | wind | Wind = 150 MW | Onshore Wind Turbine | 150 | 150 | [10 empty] | 150 |  | EIA-860, EIA-860M and EIA-923 | 202406 | -118.3534 | 35.0337
-10678756.3004 | 4866102.1298 | 40636 | 57283 | Flat Water Wind Farm LLC | 56625 | Flat Water Wind Farm LLC | IPP Non-CHP | 63428 702 Rd. | Du Bois | Richardson | Nebraska | 68345 | wind | Wind = 60 MW | Onshore Wind Turbine | 60 | 60 | [10 empty] | 60 |  | EIA-860, EIA-860M and EIA-923 | 202406 | -95.9289 | 40.0011
-9907125.4351 | 4995925.6689 | 40637 | 57284 | Minonk Wind Farm | 59050 | Algonquin Power Co | IPP Non-CHP | County Road 2800 E | Minonk | Woodford | Illinois | 61760 | wind | Wind = 192.3 MW | Onshore Wind Turbine | 200 | 192.3 | [10 empty] | 192.3 |  | EIA-860, EIA-860M and EIA-923 | 202406 | -88.9972 | 40.8886
-8714907.9376 | 4972481.4358 | 40638 | 57285 | Sandy Ridge Wind Farm | 59050 | Algonquin Power Co | IPP Non-CHP | 150 Big Fill Run | Tyrone | Blair | Pennsylvania | 16686 | wind | Wind = 48.2 MW | Onshore Wind Turbine | 50 | 48.2 | [10 empty] | 48.2 |  | EIA-860, EIA-860M and EIA-923 | 202406 | -78.2874 | 40.7292
-11074078.9741 | 4346649.8946 | 40639 | 57286 | OU Spirit Wind Farm | 14063 | Oklahoma Gas & Electric Co | Electric Utility | 46997 S. County Road 198 | Woodward | Woodward | Oklahoma | 73801 | wind | Wind = 101.2 MW | Onshore Wind Turbine | 101.2 | 101.2 | [10 empty] | 101.2 |  | EIA-860, EIA-860M and EIA-923 | 202406 | -99.4801 | 36.3338
-8335479.6833 | 5329068.8088 | 40640 | 57287 | Hardscrabble Wind Power LLC | 15399 | Avangrid Renewables LLC | IPP Non-CHP | 1408 State Route 170 | Little Falls | Herkimer | New York | 13365 | wind | Wind = 74 MW | Onshore Wind Turbine | 74 | 74 | [10 empty] | 74 |  | EIA-860, EIA-860M and EIA-923 | 202406 | -74.8789 | 43.1122
-10485399.2429 | 5405627.4447 | 40641 | 57289 | Big Blue | 58150 | Big Blue Wind Farm LLC (MN) | IPP Non-CHP | Township 102 N Range 28S | Blue Earth | Faribault | Minnesota | 56013 | wind | Wind = 36 MW | Onshore Wind Turbine | 36 | 36 | [10 empty] | 36 |  | EIA-860, EIA-860M and EIA-923 | 202406 | -94.1919 | 43.6122
-11454430.5122 | 5010586.575 | 40642 | 57290 | Northern Colorado Wind LLC | 56653 | Northern Colorado Wind LLC | IPP Non-CHP | 9500 County Road 78 | Peetz | Logan | Colorado | 80747 | wind | Wind = 174.3 MW | Onshore Wind Turbine | 174.3 | 174.3 | [10 empty] | 174.3 |  | EIA-860, EIA-860M and EIA-923 | 202406 | -102.8969 | 40.9881
-13168570.1102 | 4167128.0378 | 40643 | 57291 | Alta Wind Energy Center II | 64620 | Alta Wind Energy Center II | IPP Non-CHP | 14047 90th Street West | Mojave | Kern | California | 93501 | wind | Wind = 150 MW | Onshore Wind Turbine | 150 | 150 | [10 empty] | 150 |  | EIA-860, EIA-860M and EIA-923 | 202406 | -118.2953 | 35.0239
-13168570.1102 | 4167128.0378 | 40644 | 57292 | Alta Wind Energy Center III | 64621 | Alta Wind Energy Center III | IPP Non-CHP | 14047 90th Street West | Mojave | Kern | California | 93501 | wind | Wind = 150 MW | Onshore Wind Turbine | 150 | 150 | [10 empty] | 150 |  | EIA-860, EIA-860M and EIA-923 | 202406 | -118.2953 | 35.0239
-13162663.9433 | 4165051.4061 | 40645 | 57293 | Alta Wind Energy Center IV | 64622 | Alta Wind Energy Center IV | IPP Non-CHP | 12941 60th Street West | Mojave | Kern | California | 93501 | wind | Wind = 102 MW | Onshore Wind Turbine | 102 | 102 | [10 empty] | 102 |  | EIA-860, EIA-860M and EIA-923 | 202406 | -118.2422 | 35.0086
-13162663.9433 | 4165051.4061 | 40646 | 57294 | Alta Wind Energy Center V | 64623 | Alta Wind Energy Center V | IPP Non-CHP | 12941 60th Street West | Mojave | Kern | California | 93501 | wind | Wind = 168 MW | Onshore Wind Turbine | 168 | 168 | [10 empty] | 168 |  | EIA-860, EIA-860M and EIA-923 | 202406 | -118.2422 | 35.0086
-13191882.8606 | 4135271.038 | 40647 | 57295 | Alpine Solar | 64617 | Alpine Solar | IPP Non-CHP | 21125 West Avenue C | Lancaster | Los Angeles | California | 93536 | solar | Solar = 66 MW | Solar Photovoltaic | 66 | 66 | [9 empty] | 66 |  |  | EIA-860, EIA-860M and EIA-923 | 202406 | -118.5047 | 34.7892
-10370121.565 | 5537203.9931 | 40648 | 57296 | Carleton College | 56654 | Carleton College | Commercial Non-CHP | One North College Street | Northfield | Rice | Minnesota | 55057 | petroleum | Petroleum = 4.6 MW, Wind = 3.2 MW | Petroleum Liquids; Onshore Wind Turbine; | 7.8 | 7.8 | [8 empty] | 4.6 |  | 3.2 |  | EIA-860, EIA-860M and EIA-923 | 202406 | -93.1564 | 44.4619
-13585739.902 | 6016797.6185 | 40649 | 57298 | Cedar Hills | 60736 | Bio Energy Washington, LLC | IPP Non-CHP | 16650 228th Ave SE | Maple Valley | King | Washington | 98038 | biomass | Biomass = 5.4 MW | Landfill Gas | 5.4 | 5.4 |  | 5.4 | [10 empty] | EIA-860, EIA-860M and EIA-923 | 202406 | -122.0428 | 47.4558
-11817708.0894 | 5167514.4006 | 40650 | 57299 | Dunlap | 14354 | PacifiCorp | Electric Utility | 124 Dunlap Road | Medicine Bow | Carbon | Wyoming | 82329 | wind | Wind = 111 MW | Onshore Wind Turbine | 129.5 | 111 | [10 empty] | 111 |  | EIA-860, EIA-860M and EIA-923 | 202406 | -106.1603 | 42.0436
-8826522.425 | 4779808.283 | 40651 | 57300 | Criterion | 56661 | Criterion Power Partners LLC | IPP Non-CHP | 1295 Eagle Rock Road | Oakland | GARRETT | Maryland | 21550 | wind | Wind = 70 MW | Onshore Wind Turbine | 70 | 70 | [10 empty] | 70 |  | EIA-860, EIA-860M and EIA-923 | 202406 | -79.29 | 39.4047
-12977904.5354 | 4016093.2069 | 40652 | 57302 | Garnet Wind Energy Center | 2770 | Terra-Gen Operating Co-Wind | IPP Non-CHP | 61983 Garnet Road | North Palm Springs | Riverside | California | 92258 | wind | Wind = 6.5 MW | Onshore Wind Turbine | 6.5 | 6.5 | [10 empty] | 6.5 |  | EIA-860, EIA-860M and EIA-923 | 202406 | -116.5825 | 33.9053
-11214815.3083 | 3820877.3067 | 40653 | 57303 | Loraine Windpark Project LLC | 56667 | Loraine Windpower Project | IPP Non-CHP | 4274 CR 446 | Loraine | Mitchell | Texas | 79532 | wind | Wind = 148.5 MW | Onshore Wind Turbine | 150 | 148.5 | [10 empty] | 148.5 |  | EIA-860, EIA-860M and EIA-923 | 202406 | -100.7444 | 32.4375
-13072835.2368 | 4103007.4429 | 40654 | 57305 | Adelanto Solar Project | 11208 | Los Angeles Department of Water & Power | Electric Utility | 16800 Aster Road | Adelanto | San Bernardino | California | 92301 | solar | Solar = 6.8 MW | Solar Photovoltaic | 6.8 | 6.8 | [9 empty] | 6.8 |  |  | EIA-860, EIA-860M and EIA-923 | 202406 | -117.4353 | 34.5508
-13157485.138 | 4195131.5774 | 40655 | 57306 | Pine Tree Solar Project | 11208 | Los Angeles Department of Water & Power | Electric Utility | 22500 Jawbone Canyon Rd | Owenyo | Kern | California | 93518 | solar | Solar = 8.5 MW | Solar Photovoltaic | 8.5 | 8.5 | [9 empty] | 8.5 |  |  | EIA-860, EIA-860M and EIA-923 | 202406 | -118.1957 | 35.2296
-13183660.0238 | 4071814.1 | 40656 | 57308 | Maclay Solar Project | 11208 | Los Angeles Department of Water & Power | Electric Utility | 13600 Astoria St | Sylmar | Los Angeles | California | 91342 | solar | Solar = 1.8 MW | Solar Photovoltaic | 2 | 1.8 | [9 empty] | 1.8 |  |  | EIA-860, EIA-860M and EIA-923 | 202406 | -118.4308 | 34.3197
-13166559.9028 | 3993019.933 | 40657 | 57309 | Pacific Cruise Ship Terminals Berth 93 | 64344 | City of Los Angeles Harbor Department | Commercial Non-CHP | 93 Berth | San Pedro | Los Angeles | California | 90731 | solar | Solar = 1 MW | Solar Photovoltaic | 1 | 1 | [9 empty] | 1 |  |  | EIA-860, EIA-860M and EIA-923 | 202406 | -118.2772 | 33.7331
-13158732.2502 | 4046042.6193 | 40658 | 57311 | Occidental College Solar Project | 59551 | Occidental College | Commercial Non-CHP | 1600 Campus Rd | Los Angeles | Los Angeles | California | 90041 | solar | Solar = 1 MW | Solar Photovoltaic | 1 | 1 | [9 empty] | 1 |  |  | EIA-860, EIA-860M and EIA-923 | 202406 | -118.2069 | 34.1283
-13161272.4497 | 4036565.797 | 40659 | 57313 | Metro Support Services Center Solar | 57275 | Metropolitan Transportation Authority | Commercial Non-CHP | 900 Lyon St | Los Angeles | Los Angeles | California | 90012 | solar | Solar = 1.1 MW | Solar Photovoltaic | 1.2 | 1.1 | [9 empty] | 1.1 |  |  | EIA-860, EIA-860M and EIA-923 | 202406 | -118.2297 | 34.0578
-13167418.1761 | 3999714.9744 | 40660 | 57314 | Los Angeles Harbor College | 57276 | Los Angeles Community College District | Commercial Non-CHP | 1111 Figueroa Pl | Wilmington | Los Angeles | California | 90744 | solar | Solar = 2.2 MW | Solar Photovoltaic | 1.2 | 2.2 | [9 empty] | 2.2 |  |  | EIA-860, EIA-860M and EIA-923 | 202406 | -118.2849 | 33.7831
-11541397.7512 | 4782270.2925 | 40661 | 57315 | Cedar Point Wind | 56662 | Cedar Point LLC | IPP Non-CHP | 63095 CR 21 | Limon | Lincoln | Colorado | 80828 | wind | Wind = 252 MW | Onshore Wind Turbine | 252 | 252 | [10 empty] | 252 |  | EIA-860, EIA-860M and EIA-923 | 202406 | -103.6781 | 39.4218
-11791808.942 | 4536363.272 | 40662 | 57317 | San Luis Valley Solar Ranch | 15399 | Avangrid Renewables LLC | IPP Non-CHP | 8200 Country Road 106 North | Mosca | Alamosa | Colorado | 81146 | solar | Solar = 35 MW | Solar Photovoltaic | 35 | 35 | [9 empty] | 35 |  |  | EIA-860, EIA-860M and EIA-923 | 202406 | -105.9276 | 37.6945
-12410343.3361 | 3916640.5133 | 40663 | 57318 | Poseidon Solar, LLC | 63287 | Axium Arizona Renewables, LLC | IPP Non-CHP | Highway 70 W | Globe | GILA | Arizona | 85501 | solar | Solar = 20 MW | Solar Photovoltaic | 20 | 20 | [9 empty] | 20 |  |  | EIA-860, EIA-860M and EIA-923 | 202406 | -111.484 | 33.1606
-13392168.8884 | 5767410.4045 | 40664 | 57319 | Big Horn Wind II | 15399 | Avangrid Renewables LLC | IPP Non-CHP | 300 Big Horn Road | Bickleton | Klickitat | Washington | 99322 | wind | Wind = 50 MW | Onshore Wind Turbine | 50 | 50 | [10 empty] | 50 |  | EIA-860, EIA-860M and EIA-923 | 202406 | -120.3039 | 45.9192
-13384554.6353 | 5767778.4517 | 40665 | 57320 | Juniper Canyon I Wind Project | 15399 | Avangrid Renewables LLC | IPP Non-CHP | 1051 East Rd | Bickleton | Klickitat | Washington | 99322 | wind | Wind = 148.8 MW | Onshore Wind Turbine | 151.2 | 148.8 | [10 empty] | 148.8 |  | EIA-860, EIA-860M and EIA-923 | 202406 | -120.2355 | 45.9215
-8972474.6339 | 4366409.803 | 40666 | 57321 | Mayberry Solar LLC | 63026 | Oppidum Renewables USA, LLC | IPP Non-CHP | Wastewater Treatment Rd | Mt. Airy | Surry | North Carolina | 27030 | solar | Solar = 1.2 MW | Solar Photovoltaic | 1.2 | 1.2 | [9 empty] | 1.2 |  |  | EIA-860, EIA-860M and EIA-923 | 202406 | -80.6011 | 36.4767
-10564293.2585 | 3482760.914 | 40667 | 57322 | Mont Belvieu Cogeneration Unit | 56672 | Targa Co-Generation LLC | Industrial CHP | 10319 Highway 146 North | Mont Belvieu | Chambers | Texas | 77580 | natural gas | Natural Gas = 12.3 MW | Natural Gas Fired Combustion Turbine | 15 | 12.3 | [6 empty] | 12.3 | [5 empty] | EIA-860, EIA-860M and EIA-923 | 202406 | -94.9007 | 29.8381
-12510022.0364 | 3965346.4283 | 40668 | 57324 | Luke Solar | 803 | Arizona Public Service Co | Electric Utility | 6476 N. Ammo Rd. | Glendale | Maricopa | Arizona | 85309 | solar | Solar = 11.2 MW | Solar Photovoltaic | 11.2 | 11.2 | [9 empty] | 11.2 |  |  | EIA-860, EIA-860M and EIA-923 | 202406 | -112.3794 | 33.5261
-9894822.1823 | 5126260.2224 | 40669 | 57325 | FPL Energy Illinois Wind LLC Hybrid | 56678 | FPL Energy Illinois Wind LLC | IPP Non-CHP | 1008 W. Comanche Ave. | Shabbona | DeKalb | Illinois | 60550 | wind | Battery = 20 MW, Wind = 217.5 MW | Batteries; Onshore Wind Turbine; | 237.5 | 237.5 | 20 | [9 empty] | 217.5 |  | EIA-860, EIA-860M and EIA-923 | 202406 | -88.8867 | 41.7678
-11343511.7716 | 4293111.0947 | 40670 | 57326 | Sunray Wind I | 56680 | Diamond Shamrock Refining Company LP | IPP Non-CHP | 6701 FM119 | Sunray | Moore | Texas | 79086 | wind | Wind = 49.5 MW | Onshore Wind Turbine | 49.5 | 49.5 | [10 empty] | 49.5 |  | EIA-860, EIA-860M and EIA-923 | 202406 | -101.9005 | 35.9454
-11776177.2364 | 5300684.6612 | 40671 | 57327 | Top of the World Windpower Project | 65411 | Duke Energy Renewables Services | IPP Non-CHP | 849 St. HWY 95 | Glenrock | Converse | Wyoming | 82637 | wind | Wind = 200 MW | Onshore Wind Turbine | 200 | 200 | [10 empty] | 200 |  | EIA-860, EIA-860M and EIA-923 | 202406 | -105.7872 | 42.9258
-8397664.0867 | 4720676.953 | 40672 | 57330 | Kent County Wastewater Treatment Solar | 56681 | Kent County Levy Court Dept of Pub Work | IPP Non-CHP | 139 Milford Neck Road | Milford | Kent | Delaware | 19963 | solar | Solar = 1.1 MW | Solar Photovoltaic | 1.2 | 1.1 | [9 empty] | 1.1 |  |  | EIA-860, EIA-860M and EIA-923 | 202406 | -75.4375 | 38.9931
-13062133.7602 | 4166289.0743 | 40673 | 57331 | Mojave Solar Project | 56660 | Mojave Solar LLC | IPP Non-CHP | 42134 Harper Lake Road | Hinkley | San Bernardino | California | 92347 | solar | Solar = 275 MW | Solar Thermal without Energy Storage | 280 | 275 | [9 empty] | 275 |  |  | EIA-860, EIA-860M and EIA-923 | 202406 | -117.3391 | 35.0177
-10989707.483 | 4305438.3874 | 40674 | 57332 | Crossroads Wind Farm | 14063 | Oklahoma Gas & Electric Co | Electric Utility | 64856 N 2380 Road | Canton | Dewey | Oklahoma | 73724 | wind | Wind = 227.5 MW | Onshore Wind Turbine | 227.5 | 227.5 | [10 empty] | 227.5 |  | EIA-860, EIA-860M and EIA-923 | 202406 | -98.7222 | 36.035
-13387259.6989 | 5724597.029 | 40675 | 57333 | Leaning Juniper Wind Power II | 15399 | Avangrid Renewables LLC | IPP Non-CHP | 72766 Rattlesnake Road | Arlington | Gilliam | Oregon | 97812 | wind | Wind = 199.2 MW | Onshore Wind Turbine | 199.2 | 199.2 | [10 empty] | 199.2 |  | EIA-860, EIA-860M and EIA-923 | 202406 | -120.2598 | 45.651
-9016511.3999 | 4197334.7558 | 40676 | 57334 | DE Solar 10240 Old Dowd Rd | 5416 | Duke Energy Carolinas, LLC | Electric Utility | 10240 Old Dowd Rd | Charlotte | Mecklenburg | North Carolina | 28214 | solar | Solar = 1.9 MW | Solar Photovoltaic | 1.9 | 1.9 | [9 empty] | 1.9 |  |  | EIA-860, EIA-860M and EIA-923 | 202406 | -80.9967 | 35.2458
-8902130.6231 | 4315120.1798 | 40677 | 57335 | DE Solar 657 Brigham Rd | 5416 | Duke Energy Carolinas, LLC | Electric Utility | 657 Brigham Rd | Greensboro | Guilford | North Carolina | 27409 | solar | Solar = 1.3 MW | Solar Photovoltaic | 1.3 | 1.3 | [9 empty] | 1.3 |  |  | EIA-860, EIA-860M and EIA-923 | 202406 | -79.9692 | 36.1053
-9016511.3999 | 4208285.6117 | 40678 | 57336 | DE Solar 1725 Drywall Dr | 5416 | Duke Energy Carolinas, LLC | Electric Utility | 1725 Drywall Dr | Mt. Holly | Gaston | North Carolina | 28210 | solar | Solar = 1 MW | Solar Photovoltaic | 1 | 1 | [9 empty] | 1 |  |  | EIA-860, EIA-860M and EIA-923 | 202406 | -80.9967 | 35.3261
-8405116.2587 | 4748006.503 | 40679 | 57337 | Dover Sun Park | 61230 | Arevon Energy, Inc. | IPP Non-CHP | 1455 White Oak Blvd | Dover | Kent | Delaware | 19901 | solar | Solar = 10 MW | Solar Photovoltaic | 10 | 10 | [9 empty] | 10 |  |  | EIA-860, EIA-860M and EIA-923 | 202406 | -75.5044 | 39.1836
-11874821.1108 | 3736140.151 | 40680 | 57338 | Roadrunner Solar | 59400 | NRG Solar Roadrunner | IPP Non-CHP | 6500 Bi-National Avenue | Santa Teresa | Dona Ana | New Mexico | 88044 | solar | Solar = 20 MW | Solar Photovoltaic | 20.2 | 20 | [9 empty] | 20 |  |  | EIA-860, EIA-860M and EIA-923 | 202406 | -106.6733 | 31.7928
-13456188.7276 | 4387242.1439 | 40681 | 57340 | Panoche Valley Solar Farm | 56769 | Consolidated Edison Development Inc. | IPP Non-CHP | 721 Little Panoche Road | Paicines | San Benito | California | 95053 | solar | Solar = 140 MW | Solar Photovoltaic | 140 | 140 | [9 empty] | 140 |  |  | EIA-860, EIA-860M and EIA-923 | 202406 | -120.879 | 36.627
-8282115.6798 | 4938108.5378 | 40682 | 57341 | Silver Lake Solar Farm | 15477 | Public Service Elec & Gas Co | Electric Utility | 410 Silver Lake Avenue | Edison | Middlesex | New Jersey | 8817 | solar | Solar = 1.7 MW | Solar Photovoltaic | 1.7 | 1.7 | [9 empty] | 1.7 |  |  | EIA-860, EIA-860M and EIA-923 | 202406 | -74.3995 | 40.4948
-9912629.516 | 4952175.6722 | 40683 | 57342 | White Oak Energy LLC | 56684 | White Oak Energy LLC | IPP Non-CHP | 11827 East 2100 North Road | Carlock | McLean | Illinois | 61725 | wind | Wind = 150 MW | Onshore Wind Turbine | 150 | 150 | [10 empty] | 150 |  | EIA-860, EIA-860M and EIA-923 | 202406 | -89.0467 | 40.5908
-12759072.6804 | 5268949.6313 | 40684 | 57343 | Cargill B6 Biofactory | 60524 | Pico Energy, LLC | IPP CHP | 3350 S. 2400 E. | Jerome | Gooding | Idaho | 83338 | biomass | Biomass = 2.2 MW | Other Waste Biomass | 2.2 | 2.2 |  | 2.2 | [10 empty] | EIA-860, EIA-860M and EIA-923 | 202406 | -114.6167 | 42.7167
-12498921.4795 | 5408660.2183 | 40685 | 57345 | Kettle Butte Digester, LLC | 62697 | Kettle Butte Digester, LLC | IPP CHP | 20 N 2100 E | Roberts | Jefferson | Idaho | 83444 | biomass | Biomass = 1.8 MW | Other Waste Biomass | 1.8 | 1.8 |  | 1.8 | [10 empty] | EIA-860, EIA-860M and EIA-923 | 202406 | -112.2797 | 43.6319
-11120627.8871 | 4227144.3778 | 40686 | 57346 | Elk City LLC | 56683 | Elk City LLC | IPP Non-CHP | 17265 East 1070 Road | Sweetwater | Roger Mills | Oklahoma | 73666 | wind | Wind = 198.1 MW | Onshore Wind Turbine | 198.1 | 198.1 | [10 empty] | 198.1 |  | EIA-860, EIA-860M and EIA-923 | 202406 | -99.8983 | 35.4642
-11210830.0705 | 5960587.1643 | 40687 | 57347 | Baldwin Wind LLC | 56688 | Baldwin Wind LLC | IPP Non-CHP | 5120 279th Ave NE | Wilton | Burleigh | North Dakota | 58579 | wind | Wind = 102.4 MW | Onshore Wind Turbine | 102.4 | 102.4 | [10 empty] | 102.4 |  | EIA-860, EIA-860M and EIA-923 | 202406 | -100.7086 | 47.1133
-12821712.1579 | 4314927.2858 | 40688 | 57348 | CityCenter Central Plant Cogen Units | 56687 | CityCenter Land LLC | Commercial CHP | 4720 Frank Sinatra Drive | Las Vegas | Clark | Nevada | 89109 | natural gas | Natural Gas = 8 MW | Natural Gas Fired Combustion Turbine | 8.6 | 8 | [6 empty] | 8 | [5 empty] | EIA-860, EIA-860M and EIA-923 | 202406 | -115.1794 | 36.1039
-8404554.3179 | 4748521.2317 | 40689 | 57349 | Garrison Energy Center LLC | 56691 | Garrison Energy Center LLC | IPP Non-CHP | 450 Garrison Oak Drive | Dover | Kent | Delaware | 19901 | natural gas | Natural Gas = 309 MW | Natural Gas Fired Combined Cycle | 361 | 309 | [6 empty] | 309 | [5 empty] | EIA-860, EIA-860M and EIA-923 | 202406 | -75.4994 | 39.1872
-10734193.4068 | 5462517.8305 | 40690 | 57351 | Uilk Wind LLC | 56689 | RENEW Energy Inc | Commercial Non-CHP | 266 Hwy 30 | Pipestone | Pipestone | Minnesota | 56164 | wind | Wind = 4.5 MW | Onshore Wind Turbine | 4.5 | 4.5 | [10 empty] | 4.5 |  | EIA-860, EIA-860M and EIA-923 | 202406 | -96.4269 | 43.9811
-8321566.0828 | 4899625.8954 | 40691 | 57352 | Trenton Solar Farm | 15477 | Public Service Elec & Gas Co | Electric Utility | 500-520 Brunswick Avenue | Trenton | Mercer | New Jersey | 8638 | solar | Solar = 1 MW | Solar Photovoltaic | 1 | 1 | [9 empty] | 1 |  |  | EIA-860, EIA-860M and EIA-923 | 202406 | -74.7539 | 40.2314
-12600749.8705 | 4602145.6183 | 40692 | 57353 | Thermo No 1 | 56694 | Thermo No 1 BE 01 LLC | IPP Non-CHP | 7966 West Southside Rd | Milford | Beaver | Utah | 84751 | geothermal | Geothermal = 14MW | Geothermal | 14 | 14 |  |  |  | 14 | [8 empty] | EIA-860, EIA-860M and EIA-923 | 202406 | -113.1945 | 38.1607
-7666109.4626 | 5480026.3266 | 40693 | 57354 | Fox Island Wind LLC | 56693 | Fox Island Wind LLC | IPP Non-CHP | Zion Farm Rd. | Vinalhaven | Knox | Maine | 4863 | wind | Wind = 4.5 MW | Onshore Wind Turbine | 4.5 | 4.5 | [10 empty] | 4.5 |  | EIA-860, EIA-860M and EIA-923 | 202406 | -68.8658 | 44.0942
-8634807.998 | 4534149.868 | 40694 | 57356 | Henrico | 55938 | Industrial Power Generating Company LLC | IPP Non-CHP | 10610 Fords Country Lane | Glen Allen | Henrico | Virginia | 23059 | biomass | Biomass = 3.6 MW | Landfill Gas | 3.6 | 3.6 |  | 3.6 | [10 empty] | EIA-860, EIA-860M and EIA-923 | 202406 | -77.5678 | 37.6788
-11953798.616 | 4200483.8895 | 40695 | 57357 | Red Mesa Wind LLC | 56698 | Red Mesa Wind LLC | IPP Non-CHP | 401 Red Mesa Road | Seboyeta | Sandoval | New Mexico | 87014 | wind | Wind = 102.4 MW | Onshore Wind Turbine | 102.4 | 102.4 | [10 empty] | 102.4 |  | EIA-860, EIA-860M and EIA-923 | 202406 | -107.3828 | 35.2689
-11075268.8682 | 4338680.6336 | 40696 | 57358 | Keenan II Renewable Energy Co LLC | 56699 | CPV Keenan II Renewable Energy Co LLC | IPP Non-CHP | 197352 East County Road 51 | Woodward | Woodward | Oklahoma | 73801 | wind | Wind = 151.8 MW | Onshore Wind Turbine | 151.8 | 151.8 | [10 empty] | 151.8 |  | EIA-860, EIA-860M and EIA-923 | 202406 | -99.4908 | 36.2761
-13370584.0392 | 4299207.2272 | 40697 | 57359 | Avenal Park | 56700 | Avenal Solar Holdings LLC | IPP Non-CHP | 36th Avenue | Avenal | Kings | California | 93204 | solar | Solar = 6 MW | Solar Photovoltaic | 6 | 6 | [9 empty] | 6 |  |  | EIA-860, EIA-860M and EIA-923 | 202406 | -120.11 | 35.9897
-13370614.8747 | 4298290.1542 | 40698 | 57360 | Sun City Project LLC | 56700 | Avenal Solar Holdings LLC | IPP Non-CHP | 36th Avenue | Avenal | Kings | California | 93204 | solar | Solar = 20 MW | Solar Photovoltaic | 20 | 20 | [9 empty] | 20 |  |  | EIA-860, EIA-860M and EIA-923 | 202406 | -120.1103 | 35.9831
-13370614.8747 | 4298251.9101 | 40699 | 57361 | Sand Drag LLC | 56700 | Avenal Solar Holdings LLC | IPP Non-CHP | 36th Avenue | Avenal | Kings | California | 93204 | solar | Solar = 19 MW | Solar Photovoltaic | 19 | 19 | [9 empty] | 19 |  |  | EIA-860, EIA-860M and EIA-923 | 202406 | -120.1103 | 35.9828
-8445355.1377 | 4888065.2018 | 40700 | 57362 | Morgantown Solar Park | 56701 | The Hankin Group | IPP Non-CHP | 32 Timber Road | Morgantown | Berks | Pennsylvania | 19543 | solar | Solar = 1.6 MW | Solar Photovoltaic | 2 | 1.6 | [9 empty] | 1.6 |  |  | EIA-860, EIA-860M and EIA-923 | 202406 | -75.8659 | 40.1521
-8639038.1386 | 4369252.7688 | 40701 | 57363 | 510 REPP One | 56702 | 510 REPP One LLC | IPP Non-CHP | 964 Lebanon Church Rd | Garysburg | Northampton | North Carolina | 27831 | solar | Solar = 1.3 MW | Solar Photovoltaic | 1.3 | 1.3 | [9 empty] | 1.3 |  |  | EIA-860, EIA-860M and EIA-923 | 202406 | -77.6058 | 36.4972
-12761043.0354 | 3866032.9957 | 40702 | 57364 | Siphon Drop Power Plant | 56707 | Yuma County Water User's Association | IPP Non-CHP | All-American Canal at Yuma | Winterhaven | Imperial | California | 92283 | hydroelectric | Hydroelectric = 4.4 MW | Conventional Hydroelectric | 4.4 | 4.4 |  |  |  |  | 4.4 | [7 empty] | EIA-860, EIA-860M and EIA-923 | 202406 | -114.6344 | 32.7792
-8778655.044 | 4304901.5283 | 40703 | 57365 | Mas Durham Power, LLC | 63989 | Mas Durham Power, LLC | IPP Non-CHP | 2115 East Club Blvd | Durham | Durham | North Carolina | 27704 | biomass | Biomass = 2.2 MW | Landfill Gas | 2.2 | 2.2 |  | 2.2 | [10 empty] | EIA-860, EIA-860M and EIA-923 | 202406 | -78.86 | 36.0311
-8690746.0421 | 4203211.1376 | 40704 | 57366 | Terreva Wayne County RNG, LLC | 65245 | Terreva Wayne County RNG, LLC | IPP Non-CHP | 460B South Landfill Road | Dudley | Wayne | North Carolina | 28333 | biomass | Biomass = 2.2 MW | Landfill Gas | 2.2 | 2.2 |  | 2.2 | [10 empty] | EIA-860, EIA-860M and EIA-923 | 202406 | -78.0703 | 35.2889
-8406282.887 | 5021346.5657 | 40705 | 57367 | Pocono Solar Project | 56705 | Pocono International Raceway Inc | Commercial Non-CHP | 1207 Long Pond Road | Long Pond | Monroe | Pennsylvania | 18334 | solar | Solar = 2.5 MW | Solar Photovoltaic | 2.7 | 2.5 | [9 empty] | 2.5 |  |  | EIA-860, EIA-860M and EIA-923 | 202406 | -75.5149 | 41.061
-11794949.2648 | 4522872.6655 | 40706 | 57368 | Alamosa Solar | 56696 | Solar of Alamosa LLC | IPP Non-CHP | 4533 Lane 2 North | Mosca | Alamosa | Colorado | 81146 | solar | Solar = 30 MW | Solar Photovoltaic | 30 | 30 | [9 empty] | 30 |  |  | EIA-860, EIA-860M and EIA-923 | 202406 | -105.9558 | 37.5986
-11756389.0838 | 4399725.5291 | 40707 | 57369 | Questa Solar Facility | 56706 | Chevron Technology Ventures | IPP Non-CHP | 24 Abra Road | Questa | Taos | New Mexico | 87556 | solar | Solar = 1 MW | Solar Photovoltaic | 1 | 1 | [9 empty] | 1 |  |  | EIA-860, EIA-860M and EIA-923 | 202406 | -105.6094 | 36.7169
-13718426.5011 | 5639205.879 | 40708 | 57372 | Bellevue Solar Project | 57170 | EDF Renewable Asset Holdings, Inc. | IPP Non-CHP | Bellevue Highway | Amnity | Yamhill | Oregon | 97101 | solar | Solar = 1.6 MW | Solar Photovoltaic | 1.6 | 1.6 | [9 empty] | 1.6 |  |  | EIA-860, EIA-860M and EIA-923 | 202406 | -123.2347 | 45.1122
-12634149.9478 | 3892304.5754 | 40709 | 57373 | Agua Caliente Solar Project | 59396 | Agua Caliente Solar | IPP Non-CHP | 67500 East Palomas Rd | Dateland | Yuma | Arizona | 85333 | solar | Solar = 347.7 MW | Solar Photovoltaic | 347.7 | 347.7 | [9 empty] | 347.7 |  |  | EIA-860, EIA-860M and EIA-923 | 202406 | -113.4945 | 32.9774
-10592791.6047 | 5415284.665 | 40710 | 57374 | Lakefield Wind Project LLC | 57170 | EDF Renewable Asset Holdings, Inc. | IPP Non-CHP | 502 South. Highway 86 | Lakefield | Jackson | Minnesota | 56150 | wind | Wind = 205.5 MW | Onshore Wind Turbine | 205.5 | 205.5 | [10 empty] | 205.5 |  | EIA-860, EIA-860M and EIA-923 | 202406 | -95.1567 | 43.675
-10545913.7426 | 5608455.4822 | 40711 | 57375 | Adams Wind Generations LLC | 63024 | BEAM US, LLC | IPP Non-CHP | 701 Astro Blvd. E | Cosmos | Meeker | Minnesota | 56228 | wind | Wind = 20 MW | Onshore Wind Turbine | 20 | 20 | [10 empty] | 20 |  | EIA-860, EIA-860M and EIA-923 | 202406 | -94.7356 | 44.9169
-13077134.7295 | 4892250.5317 | 40712 | 57376 | Jersey Valley Geothermal Power Plant | 34691 | Ormat Nevada Inc | IPP Non-CHP | Jersey Valley Rd | Imlay | Pershing | Nevada | 89418 | geothermal | Geothermal = 15.6MW | Geothermal | 23.5 | 15.6 |  |  |  | 15.6 | [8 empty] | EIA-860, EIA-860M and EIA-923 | 202406 | -117.4739 | 40.1808
-11787721.0676 | 4535087.6413 | 40713 | 57377 | Greater Sandhill I | 56720 | Greater Sandhill I LLC | IPP Non-CHP | County Road 108 & Eightmile Ln | Mosca | Alamosa | Colorado | 81146 | solar | Solar = 19 MW | Solar Photovoltaic | 19 | 19 | [9 empty] | 19 |  |  | EIA-860, EIA-860M and EIA-923 | 202406 | -105.8909 | 37.6855
-13182948.3583 | 4134061.7466 | 40714 | 57378 | AV Solar Ranch One | 56722 | AV Solar Ranch 1 LLC | IPP Non-CHP | 49881 West 170 St. | Lancaster | Los Angeles | California | 93536 | solar | Solar = 241.5 MW | Solar Photovoltaic | 253 | 241.5 | [9 empty] | 241.5 |  |  | EIA-860, EIA-860M and EIA-923 | 202406 | -118.4244 | 34.7803
-12264446.787 | 4110493.2418 | 40715 | 57379 | Poseidon Wind, LLC | 63287 | Axium Arizona Renewables, LLC | IPP Non-CHP | 533 SR 377 | Herber | Navajo | Arizona | 85928 | wind | Wind = 65.1 MW | Onshore Wind Turbine | 65.1 | 65.1 | [10 empty] | 65.1 |  | EIA-860, EIA-860M and EIA-923 | 202406 | -110.1734 | 34.6062
-8128949.9679 | 5270919.5125 | 40716 | 57380 | New England Wind LLC | 15399 | Avangrid Renewables LLC | IPP Non-CHP | 169 Tilda Hill Road | Florida | Berkshire | Massachusetts | 1247 | wind | Wind = 28.5 MW | Onshore Wind Turbine | 28.5 | 28.5 | [10 empty] | 28.5 |  | EIA-860, EIA-860M and EIA-923 | 202406 | -73.0236 | 42.7297
-8261509.2175 | 4956452.2973 | 40717 | 57381 | Linden Solar Farm | 15477 | Public Service Elec & Gas Co | Electric Utility | South Wood Avenue | Linden | Union | New Jersey | 7036 | solar | Solar = 2.7 MW | Solar Photovoltaic | 2.7 | 2.7 | [9 empty] | 2.7 |  |  | EIA-860, EIA-860M and EIA-923 | 202406 | -74.2144 | 40.62
-8310747.9434 | 4890503.8432 | 40718 | 57382 | Yardville Solar Farm | 15477 | Public Service Elec & Gas Co | Electric Utility | Broad Street | Hamilton | Mercer | New Jersey | 8611 | solar | Solar = 3.6 MW | Solar Photovoltaic | 3.6 | 3.6 | [9 empty] | 3.6 |  |  | EIA-860, EIA-860M and EIA-923 | 202406 | -74.6567 | 40.1688
-8247872.5799 | 4964844.6999 | 40719 | 57383 | WEA Texas Bayonne | 15477 | Public Service Elec & Gas Co | Electric Utility | 30-100 Pulaski Street | Bayonne | Hudson | New Jersey | 7002 | solar | Solar = 1.5 MW | Solar Photovoltaic | 1.5 | 1.5 | [9 empty] | 1.5 |  |  | EIA-860, EIA-860M and EIA-923 | 202406 | -74.0919 | 40.6772
-8267698.3586 | 4943905.4241 | 40720 | 57384 | Matrix Buildings A&B (Perth Amboy) Solar | 15477 | Public Service Elec & Gas Co | Electric Utility | 1000 & 1050 Amboy Avenue | Perth Amboy | Middlesex | New Jersey | 8861 | solar | Solar = 2.5 MW | Solar Photovoltaic | 2.5 | 2.5 | [9 empty] | 2.5 |  |  | EIA-860, EIA-860M and EIA-923 | 202406 | -74.27 | 40.5344
-10731910.1327 | 5503521.5107 | 40721 | 57385 | Community Wind North LLC | 13781 | Northern States Power Co - Minnesota | Electric Utility | Verdi Township | Verdi Township | Lincoln | Minnesota | 56136 | wind | Wind = 30 MW | Onshore Wind Turbine | 30 | 30 | [10 empty] | 30 |  | EIA-860, EIA-860M and EIA-923 | 202406 | -96.4064 | 44.2456
-10693937.7186 | 5468365.765 | 40722 | 57386 | Ridgewind | 56715 | Ridgewind Power Partners LLC | IPP Non-CHP | 1169 County Line Ave | Woodstock | Pipestone | Minnesota | 56186 | wind | Wind = 25.3 MW | Onshore Wind Turbine | 25.3 | 25.3 | [10 empty] | 25.3 |  | EIA-860, EIA-860M and EIA-923 | 202406 | -96.0653 | 44.0189
-10897688.3429 | 5962370.2887 | 40723 | 57387 | Ashtabula Wind III LLC | 14232 | Otter Tail Power Co | Electric Utility | 12306 20th St NE | Luverne | Barnes | North Dakota | 58056 | wind | Wind = 62.4 MW | Onshore Wind Turbine | 62.4 | 62.4 | [10 empty] | 62.4 |  | EIA-860, EIA-860M and EIA-923 | 202406 | -97.8956 | 47.1242
-8542153.8915 | 4872317.362 | 40724 | 57390 | Haleon York RDC Solar Facility | 56732 | Haleon PLC | IPP Non-CHP | 105 Willow Springs Lane | York | York | Pennsylvania | 17406 | solar | Solar = 1.6 MW | Solar Photovoltaic | 2.6 | 1.6 | [9 empty] | 1.6 |  |  | EIA-860, EIA-860M and EIA-923 | 202406 | -76.7355 | 40.0439
-12335379.5665 | 3776046.5823 | 40725 | 57392 | UASTP I | 24211 | Tucson Electric Power Co | Electric Utility | 9070 S. Rita Road | Tucson | Pima | Arizona | 85747 | solar | Solar = 1.5 MW | Solar Photovoltaic | 1.2 | 1.5 | [9 empty] | 1.5 |  |  | EIA-860, EIA-860M and EIA-923 | 202406 | -110.8106 | 32.097
-12778520.1954 | 5291537.1193 | 40726 | 57393 | Big Sky Dairy Digester | 56718 | DF-AP #1 LLC | IPP Non-CHP | 2395 S. 1500 E | Gooding | Gooding | Idaho | 83330 | biomass | Biomass = 1.4 MW | Other Waste Biomass | 1.6 | 1.4 |  | 1.4 | [10 empty] | EIA-860, EIA-860M and EIA-923 | 202406 | -114.7914 | 42.8656
-12801524.9248 | 3983907.9229 | 40727 | 57394 | Genesis Solar Energy Project | 56723 | Genesis Solar LLC | IPP Non-CHP | 11995 Wiley's Road | Blythe | Riverside | California | 92225 | solar | Solar = 250 MW | Solar Thermal without Energy Storage | 250 | 250 | [9 empty] | 250 |  |  | EIA-860, EIA-860M and EIA-923 | 202406 | -114.9981 | 33.665
-10547769.1046 | 5632811.0536 | 40728 | 57396 | Danielson Wind Farms LLC | 63024 | BEAM US, LLC | IPP Non-CHP | 701 Astro Blvd E. | Cosmos | Meeker | Minnesota | 56228 | wind | Wind = 20 MW | Onshore Wind Turbine | 20 | 20 | [10 empty] | 20 |  | EIA-860, EIA-860M and EIA-923 | 202406 | -94.7522 | 45.0717
-8302970.1619 | 4919822.9361 | 40729 | 57397 | Dow Jones South Brunswick Solar | 56728 | Dow Jones & Co | IPP Non-CHP | 4300 US Highway 1 | Monmouth Junction | Middlesex | New Jersey | 8852 | solar | Solar = 3.6 MW | Solar Photovoltaic | 3.6 | 3.6 | [9 empty] | 3.6 |  |  | EIA-860, EIA-860M and EIA-923 | 202406 | -74.5868 | 40.3698
-9652049.1784 | 4565269.5638 | 40730 | 57399 | Cannelton Hydroelectric Plant | 40577 | American Mun Power-Ohio, Inc | Electric Utility | 700 West Wecor Road | Hawesville | Hancock | Kentucky | 42348 | hydroelectric | Hydroelectric = 87.9 MW | Conventional Hydroelectric | 87.9 | 87.9 |  |  |  |  | 87.9 | [7 empty] | EIA-860, EIA-860M and EIA-923 | 202406 | -86.7058 | 37.8997
-9842815.7199 | 4462778.3086 | 40731 | 57400 | Smithland Hydroelectric Plant | 40577 | American Mun Power-Ohio, Inc | Electric Utility | 1297B Smithland Dam Road | Smithland | Livingston | Kentucky | 42081 | hydroelectric | Hydroelectric = 75.9 MW | Conventional Hydroelectric | 75.9 | 75.9 |  |  |  |  | 75.9 | [7 empty] | EIA-860, EIA-860M and EIA-923 | 202406 | -88.4195 | 37.1696
-9052272.7864 | 4773047.9557 | 40732 | 57401 | Willow Island Hydroelectric Plant | 40577 | American Mun Power-Ohio, Inc | Electric Utility | 32400 WV 2 | Willow Island | Pleasants | West Virginia | 26134 | hydroelectric | Hydroelectric = 44 MW | Conventional Hydroelectric | 44 | 44 |  |  |  |  | 44 | [7 empty] | EIA-860, EIA-860M and EIA-923 | 202406 | -81.3179 | 39.3578
-9033854.754 | 4288117.2966 | 40733 | 57402 | Taylorsville Solar LLC | 65411 | Duke Energy Renewables Services | IPP Non-CHP | 677 Boston Road | Taylorsville | Alexander | North Carolina | 28681 | solar | Solar = 1 MW | Solar Photovoltaic | 1 | 1 | [9 empty] | 1 |  |  | EIA-860, EIA-860M and EIA-923 | 202406 | -81.1525 | 35.9091
-12520845.1852 | 3986174.4126 | 40734 | 57403 | Northwest Regional | 54842 | WM Renewable Energy LLC | IPP Non-CHP | 19401 W Deer Valley Road | Surprise | Maricopa | Arizona | 85387 | biomass | Biomass = 3.2 MW | Landfill Gas | 3.2 | 3.2 |  | 3.2 | [10 empty] | EIA-860, EIA-860M and EIA-923 | 202406 | -112.4767 | 33.6819
-8395530.426 | 5382593.4892 | 40735 | 57404 | Oneida Herkimer | 54842 | WM Renewable Energy LLC | IPP Non-CHP | 7044 State Route 294 | Boonville | Oneida | New York | 13309 | biomass | Biomass = 3.2 MW | Landfill Gas | 3.2 | 3.2 |  | 3.2 | [10 empty] | EIA-860, EIA-860M and EIA-923 | 202406 | -75.4183 | 43.4622
-9268800.8845 | 5269828.4504 | 40736 | 57405 | Eagle Valley (MI) | 54842 | WM Renewable Energy LLC | IPP Non-CHP | 600 W Silver Bell Road | Orion | Oakland | Michigan | 48359 | biomass | Biomass = 3.2 MW | Landfill Gas | 3.2 | 3.2 |  | 3.2 | [10 empty] | EIA-860, EIA-860M and EIA-923 | 202406 | -83.2631 | 42.7225
-9906599.7844 | 4022686.6074 | 40737 | 57408 | Prairie Bluff | 54842 | WM Renewable Energy LLC | IPP Non-CHP | 1649 Highway 15 North | Houston | Chickasaw | Mississippi | 38851 | biomass | Biomass = 1.6 MW | Landfill Gas | 1.6 | 1.6 |  | 1.6 | [10 empty] | EIA-860, EIA-860M and EIA-923 | 202406 | -88.9925 | 33.9544
-9811918.6613 | 4308590.1486 | 40738 | 57409 | West Camden | 54842 | WM Renewable Energy LLC | IPP Non-CHP | 2410 Highway 70 West | Camden | Benton | Tennessee | 38320 | biomass | Biomass = 4.8 MW | Landfill Gas | 4.8 | 4.8 |  | 4.8 | [10 empty] | EIA-860, EIA-860M and EIA-923 | 202406 | -88.142 | 36.0579
-9006860.0001 | 5130320.7311 | 40739 | 57410 | Geneva | 54842 | WM Renewable Energy LLC | IPP Non-CHP | 4339 Tuttle Road | Geneva | Ashtabula | Ohio | 44041 | biomass | Biomass = 4 MW | Landfill Gas | 4 | 4 |  | 4 | [10 empty] | EIA-860, EIA-860M and EIA-923 | 202406 | -80.91 | 41.795
-8970804.8415 | 4999730.352 | 40740 | 57411 | Mahoning | 54842 | WM Renewable Energy LLC | IPP Non-CHP | 3510 E Garfield Road | New Springfield | Mahoning | Ohio | 44443 | biomass | Biomass = 4 MW | Landfill Gas | 4 | 4 |  | 4 | [10 empty] | EIA-860, EIA-860M and EIA-923 | 202406 | -80.5861 | 40.9144
-8597694.0797 | 4869779.3975 | 40741 | 57412 | Knouse Solar Project 1 | 56741 | Knouse Food Cooperative Inc | Industrial Non-CHP | 47 Coon Road | Gardners | Cumberland | Pennsylvania | 17324 | solar | Solar = 2.8 MW | Solar Photovoltaic | 3 | 2.8 | [9 empty] | 2.8 |  |  | EIA-860, EIA-860M and EIA-923 | 202406 | -77.2344 | 40.0264
-7860146.7935 | 5102484.0808 | 40742 | 57414 | Notus Wind 1 | 56742 | Notus Clean Energy LLC | IPP Non-CHP | 82 Technology Park Drive | E. Falmouth | Barnstable | Massachusetts | 2536 | wind | Wind = 1.7 MW | Onshore Wind Turbine | 1.7 | 1.7 | [10 empty] | 1.7 |  | EIA-860, EIA-860M and EIA-923 | 202406 | -70.6089 | 41.6083
-11410894.3499 | 3603248.7658 | 40743 | 57415 | Sherbino II | 62077 | Sherbino II Wind Farm LLC | IPP Non-CHP | 5697 Tran Pecos Road | Ft. Stockton | Pecos | Texas | 79735 | wind | Wind = 132 MW | Onshore Wind Turbine | 132 | 132 | [10 empty] | 132 |  | EIA-860, EIA-860M and EIA-923 | 202406 | -102.5058 | 30.7726
-10171354.6029 | 5248848.4637 | 40744 | 57417 | Elk Wind Farm | 60025 | Greenbacker Renewable Energy Corporation | IPP Non-CHP | 1419 220th Avenue | Greeley | Delaware | Iowa | 52050 | wind | Wind = 40.8 MW | Onshore Wind Turbine | 40.8 | 40.8 | [10 empty] | 40.8 |  | EIA-860, EIA-860M and EIA-923 | 202406 | -91.3708 | 42.5839
-9406218.6733 | 5378249.1045 | 40745 | 57421 | Gratiot Wind Park | 5109 | DTE Electric Company | Electric Utility | 7330 E. Monroe Rd | Breckenridge | Gratiot | Michigan | 48615 | wind | Wind = 102 MW | Onshore Wind Turbine | 102 | 102 | [10 empty] | 102 |  | EIA-860, EIA-860M and EIA-923 | 202406 | -84.4975 | 43.4339
-13550854.8226 | 4673046.2164 | 40746 | 57422 | Yolo County Solar Project | 56751 | Yolo County of | Commercial Non-CHP | 2420 East Gibson Street | Woodland | Yolo | California | 95695 | solar | Solar = 1 MW | Solar Photovoltaic | 1 | 1 | [9 empty] | 1 |  |  | EIA-860, EIA-860M and EIA-923 | 202406 | -121.7294 | 38.6597
-10756435.041 | 5547533.9264 | 40747 | 57424 | Buffalo Ridge II LLC | 15399 | Avangrid Renewables LLC | IPP Non-CHP | 21006 486th Avenue | Elkton | Brookings | South Dakota | 57026 | wind | Wind = 210 MW | Onshore Wind Turbine | 210 | 210 | [10 empty] | 210 |  | EIA-860, EIA-860M and EIA-923 | 202406 | -96.6267 | 44.5281
-12850692.0722 | 5317627.7094 | 40748 | 57427 | Ryegrass Windfarm | 64742 | Mountain Air Projects, LLC | IPP Non-CHP | 6000 N Foxtail Way | Glenns Ferry | Elmore | Idaho | 83623 | wind | Wind = 23 MW | Onshore Wind Turbine | 23 | 23 | [10 empty] | 23 |  | EIA-860, EIA-860M and EIA-923 | 202406 | -115.4397 | 43.0371
-12853314.5368 | 5312905.3987 | 40749 | 57428 | Hammett Hill Windfarm | 64742 | Mountain Air Projects, LLC | IPP Non-CHP | 6000 N Foxtail Way | Glenns Ferry | Elmore | Idaho | 83623 | wind | Wind = 23 MW | Onshore Wind Turbine | 23 | 23 | [10 empty] | 23 |  | EIA-860, EIA-860M and EIA-923 | 202406 | -115.4633 | 43.0061
-12847703.7005 | 5319334.108 | 40750 | 57429 | Mainline Windfarm | 64742 | Mountain Air Projects, LLC | IPP Non-CHP | 6000 N Foxtail Way | Glenns Ferry | Elmore | Idaho | 83623 | wind | Wind = 23 MW | Onshore Wind Turbine | 23 | 23 | [10 empty] | 23 |  | EIA-860, EIA-860M and EIA-923 | 202406 | -115.4129 | 43.0483
-12852060.6341 | 5320594.2677 | 40751 | 57430 | Desert Meadow Windfarm | 64742 | Mountain Air Projects, LLC | IPP Non-CHP | 6000 N Foxtail Way | Glenns Ferry | Elmore | Idaho | 83623 | wind | Wind = 23 MW | Onshore Wind Turbine | 23 | 23 | [10 empty] | 23 |  | EIA-860, EIA-860M and EIA-923 | 202406 | -115.452 | 43.0566
-12846321.4464 | 5316243.2317 | 40752 | 57431 | Cold Springs Windfarm | 64742 | Mountain Air Projects, LLC | IPP Non-CHP | 6000 N Foxtail Way | Glenns Ferry | Elmore | Idaho | 83623 | wind | Wind = 23 MW | Onshore Wind Turbine | 23 | 23 | [10 empty] | 23 |  | EIA-860, EIA-860M and EIA-923 | 202406 | -115.4005 | 43.0281
-10368359.1548 | 5453156.2609 | 40753 | 57432 | Oak Glen Wind Farm | 12667 | Minnesota Municipal Power Agny | Electric Utility | 4401-5399 SE 118th Street | Blooming Prairie | Steele | Minnesota | 55319 | wind | Wind = 44 MW | Onshore Wind Turbine | 44 | 44 | [10 empty] | 44 |  | EIA-860, EIA-860M and EIA-923 | 202406 | -93.1406 | 43.9206
-10689091.6472 | 5450405.2986 | 40754 | 57434 | Valley View Transmission LLC | 56769 | Consolidated Edison Development Inc. | IPP Non-CHP | 399 15th Avenue | Chandler | Murray | Minnesota | 56128 | wind | Wind = 10 MW | Onshore Wind Turbine | 10 | 10 | [10 empty] | 10 |  | EIA-860, EIA-860M and EIA-923 | 202406 | -96.0217 | 43.9028
-8578725.2385 | 4359259.4045 | 40755 | 57435 | Solar Star North Carolina II LLC | 65411 | Duke Energy Renewables Services | IPP Non-CHP | US-158 | Murfreesboro | Hertford | North Carolina | 27855 | solar | Solar = 5 MW | Solar Photovoltaic | 6.5 | 5 | [9 empty] | 5 |  |  | EIA-860, EIA-860M and EIA-923 | 202406 | -77.064 | 36.425
-8925981.7146 | 4278806.2745 | 40756 | 57436 | Davidson Gas Producers LLC | 56760 | Davidson Gas Producers LLC | IPP Non-CHP | 1211 Davidson County Landfill | Lexington | Davidson | North Carolina | 27292 | biomass | Biomass = 1.6 MW | Landfill Gas | 1.6 | 1.6 |  | 1.6 | [10 empty] | EIA-860, EIA-860M and EIA-923 | 202406 | -80.1835 | 35.8413
-13499686.4847 | 5487551.6487 | 40757 | 57437 | Juniper Ridge Hydroelectric Project | 3220 | Central Oregon Irrigation Dist | IPP Non-CHP | 64555 N Highway 97 | Bend | Deschutes | Oregon | 97701 | hydroelectric | Hydroelectric = 3.3 MW | Conventional Hydroelectric | 5 | 3.3 |  |  |  |  | 3.3 | [7 empty] | EIA-860, EIA-860M and EIA-923 | 202406 | -121.2697 | 44.1427
-9165805.086 | 3465097.7939 | 40758 | 57438 | Solar Park Gainesville, LLC | 60281 | Altus Power America Management, LLC | IPP Non-CHP | 4911 NW 6th Street | Gainesville | Alachua | Florida | 32609 | solar | Solar = 1.6 MW | Solar Photovoltaic | 1.6 | 1.6 | [9 empty] | 1.6 |  |  | EIA-860, EIA-860M and EIA-923 | 202406 | -82.3378 | 29.7004
-13349058.1892 | 4207963.4769 | 40759 | 57439 | California Valley Solar Ranch | 64536 | Clearway Energy Operating LLC | IPP Non-CHP | 13505 Carrisa Highway | California Valley | San Luis Obispo | California | 93453 | solar | Solar = 249.8 MW | Solar Photovoltaic | 249.8 | 249.8 | [9 empty] | 249.8 |  |  | EIA-860, EIA-860M and EIA-923 | 202406 | -119.9166 | 35.3237
-13255337.4194 | 4304482.5214 | 40760 | 57441 | Solar Photovoltaic Project #42 | 17609 | Southern California Edison Co | Electric Utility | 2782 West Edison Court | Tulare | Tulare | California | 93257 | solar | Solar = 5 MW | Solar Photovoltaic | 5 | 5 | [9 empty] | 5 |  |  | EIA-860, EIA-860M and EIA-923 | 202406 | -119.0747 | 36.0281
-12840734.4325 | 4272183.4316 | 40761 | 57442 | Silver State Solar Power North | 62968 | Silver State Solar Power North, LLC | IPP Non-CHP | 1250 East Primm Blvd | Primm | Clark | Nevada | 89019 | solar | Solar = 50 MW | Solar Photovoltaic | 52 | 50 | [9 empty] | 50 |  |  | EIA-860, EIA-860M and EIA-923 | 202406 | -115.3503 | 35.7931
-9211193.048 | 5276270.5812 | 40762 | 57443 | Pine Tree Acres WM LFGTE | 54842 | WM Renewable Energy LLC | IPP Non-CHP | 36600 29 Mile Road | Lenox | Macomb | Michigan | 48048 | biomass | Biomass = 12.8 MW | Landfill Gas | 12.8 | 12.8 |  | 12.8 | [10 empty] | EIA-860, EIA-860M and EIA-923 | 202406 | -82.7456 | 42.765
-12855463.3369 | 5317115.0739 | 40763 | 57444 | Two Ponds Windfarm | 64742 | Mountain Air Projects, LLC | IPP Non-CHP | 6000 N Foxtail Way | Glenns Ferry | Elmore | Idaho | 83623 | wind | Wind = 23 MW | Onshore Wind Turbine | 23 | 23 | [10 empty] | 23 |  | EIA-860, EIA-860M and EIA-923 | 202406 | -115.4826 | 43.0338
-13014573.1757 | 4806698.753 | 40764 | 57446 | McGinness Hills | 34691 | Ormat Nevada Inc | IPP Non-CHP | 1350 Grass Valley Road | Austin | Lander | Nevada | 89310 | geothermal | Geothermal = 70.6MW | Geothermal | 104 | 70.6 |  |  |  | 70.6 | [8 empty] | EIA-860, EIA-860M and EIA-923 | 202406 | -116.9119 | 39.5911
-8892935.6332 | 4722702.9633 | 40765 | 57447 | Laurel Mountain Hybrid | 61012 | AES Distributed Energy | IPP Non-CHP | 57 Turbine View Road | Belington | Barbour | West Virginia | 26250 | wind | Battery = 16 MW, Wind = 97.6 MW | Batteries; Onshore Wind Turbine; | 113.6 | 113.6 | 16 | [9 empty] | 97.6 |  | EIA-860, EIA-860M and EIA-923 | 202406 | -79.8866 | 39.0072
-8383412.6315 | 4809866.8836 | 40766 | 57448 | Pilesgrove | 56769 | Consolidated Edison Development Inc. | IPP Non-CHP | 388 Mannington-Yorketown Road | Pilesgrove | Salem | New Jersey | 8098 | solar | Solar = 17.7 MW | Solar Photovoltaic | 18 | 17.7 | [9 empty] | 17.7 |  |  | EIA-860, EIA-860M and EIA-923 | 202406 | -75.3095 | 39.613
-9413379.1882 | 5002245.3839 | 40767 | 57449 | Blue Creek Wind Project | 15399 | Avangrid Renewables LLC | IPP Non-CHP | 10900 Road 24 | Paulding | Van Wert | Ohio | 45616 | wind | Wind = 302 MW | Onshore Wind Turbine | 302 | 302 | [10 empty] | 302 |  | EIA-860, EIA-860M and EIA-923 | 202406 | -84.5618 | 40.9315
-12929881.3071 | 5083817.5021 | 40768 | 57451 | Tuscarora Geothermal Power Plant | 34691 | Ormat Nevada Inc | IPP Non-CHP | Spanish Ranch Road | Tuscarora | Elko | Nevada | 89834 | geothermal | Geothermal = 21.4MW | Geothermal | 32 | 21.4 |  |  |  | 21.4 | [8 empty] | EIA-860, EIA-860M and EIA-923 | 202406 | -116.1511 | 41.4828
-12952115.149 | 3935044.0112 | 40769 | 57455 | Solar Borrego I | 57271 | NRG Solar Borrego I | IPP Non-CHP | South of Henderson County Road | Borrego Springs | San Diego | California | 92004 | solar | Solar = 26 MW | Solar Photovoltaic | 26 | 26 | [9 empty] | 26 |  |  | EIA-860, EIA-860M and EIA-923 | 202406 | -116.3508 | 33.2989
-13291516.2539 | 4921398.7292 | 40770 | 57456 | San Emidio | 56764 | USG Nevada LLC | IPP Non-CHP | PO Box 135 | Gerlach | Washoe | Nevada | 89412 | geothermal | Geothermal = 6MW | Geothermal | 11.8 | 6 |  |  |  | 6 | [8 empty] | EIA-860, EIA-860M and EIA-923 | 202406 | -119.3997 | 40.3806
-13712224.3357 | 5483458.4813 | 40771 | 57457 | Seneca Sustainable Energy LLC | 56776 | Seneca Sustainable Energy LLC | Industrial CHP | 29650 E Enid Road | Eugene | Lane | Oregon | 97440 | biomass | Biomass = 19.8 MW | Wood/Wood Waste Biomass | 19.8 | 19.8 |  | 19.8 | [10 empty] | EIA-860, EIA-860M and EIA-923 | 202406 | -123.179 | 44.1163
-8281198.0732 | 4944109.6053 | 40772 | 57458 | 145 Talmadge Solar | 56777 | Avidan Energy Solutions | IPP Non-CHP | 145 Talmadge Rd | Edison | Middlesex | New Jersey | 8817 | solar | Solar = 3.8 MW | Solar Photovoltaic | 3.8 | 3.8 | [9 empty] | 3.8 |  |  | EIA-860, EIA-860M and EIA-923 | 202406 | -74.3913 | 40.5358
-12974587.2146 | 4012914.8572 | 40773 | 57459 | Mountain View IV | 61012 | AES Distributed Energy | IPP Non-CHP | 19435 Ruppert St. | North Palm Springs | Riverside | California | 92258 | wind | Wind = 49 MW | Onshore Wind Turbine | 49 | 49 | [10 empty] | 49 |  | EIA-860, EIA-860M and EIA-923 | 202406 | -116.5527 | 33.8816
-13149804.0931 | 4047051.2567 | 40774 | 57460 | Caltech Central | 56778 | Bloom Energy 2009 PPA | IPP Non-CHP | 1124 E California St | Pasadena | Los Angeles | California | 91106 | natural gas | Natural Gas = 1.1 MW | Other Natural Gas | 1.1 | 1.1 | [6 empty] | 1.1 | [5 empty] | EIA-860, EIA-860M and EIA-923 | 202406 | -118.1267 | 34.1358
-9352582.271 | 4166655.8072 | 40775 | 57461 | Martins Creek Solar NC, LLC | 65411 | Duke Energy Renewables Services | IPP Non-CHP | 1459 Tobe Stalcup Road | Murphy | Cherokee | North Carolina | 28906 | solar | Solar = 0.9 MW | Solar Photovoltaic | 0.9 | 0.9 | [9 empty] | 0.9 |  |  | EIA-860, EIA-860M and EIA-923 | 202406 | -84.0157 | 35.0204
-9361506.198 | 5069805.0782 | 40776 | 57462 | Napoleon Solar I | 56780 | Enfinity BNB Napoleon Solar LLC | IPP Non-CHP | 12733 State Route 110 | Napoleon | Henry | Ohio | 43545 | solar | Solar = 8 MW | Solar Photovoltaic | 8 | 8 | [9 empty] | 8 |  |  | EIA-860, EIA-860M and EIA-923 | 202406 | -84.0958 | 41.3884
-10032205.2394 | 5044147.1642 | 40777 | 57463 | Bishop Hill Energy LLC | 59139 | SunEdison LLC | IPP Non-CHP | E 1670 (CR39) and N 450 | Cambridge | Henry | Illinois | 61491 | wind | Wind = 200 MW | Onshore Wind Turbine | 200 | 200 | [10 empty] | 200 |  | EIA-860, EIA-860M and EIA-923 | 202406 | -90.1208 | 41.2153
-8464610.2926 | 5002922.6133 | 40778 | 57465 | Romark PA Solar | 56783 | Romark Logistics of PA Inc. | Commercial Non-CHP | 546 Can-Do Highway | Hazle Township | Luzerne | Pennsylvania | 18202 | solar | Solar = 1.8 MW | Solar Photovoltaic | 1.8 | 1.8 | [9 empty] | 1.8 |  |  | EIA-860, EIA-860M and EIA-923 | 202406 | -76.0389 | 40.9361
-8634063.3819 | 4860413.6254 | 40779 | 57466 | Blue Ridge Landfill | 57249 | EPP Renewable Energy | IPP Non-CHP | 3747 White Church Road | Chambersburg | Franklin | Pennsylvania | 17201 | biomass | Biomass = 6.4 MW | Landfill Gas | 6.4 | 6.4 |  | 6.4 | [10 empty] | EIA-860, EIA-860M and EIA-923 | 202406 | -77.5611 | 39.9619
-10451074.5458 | 5360684.2374 | 40780 | 57468 | Crystal Lake 3 LLC | 56786 | Crystal Lake 3 LLC | IPP Non-CHP | 804 310th Street | Britt | Winnebago | Iowa | 50423 | wind | Wind = 66 MW | Onshore Wind Turbine | 66 | 66 | [10 empty] | 66 |  | EIA-860, EIA-860M and EIA-923 | 202406 | -93.8836 | 43.3192
-10394304.3885 | 5194658.3826 | 40781 | 57469 | Garden Wind LLC | 56787 | Garden Wind LLC | IPP Non-CHP | 18327 720th Ave | Zearing | Hardin | Iowa | 50278 | wind | Wind = 150 MW | Onshore Wind Turbine | 150 | 150 | [10 empty] | 150 |  | EIA-860, EIA-860M and EIA-923 | 202406 | -93.3736 | 42.2244
-8881625.5729 | 4110330.945 | 40782 | 57470 | Marlboro Mill | 56788 | Domtar Paper Company Bennettsville | Industrial CHP | 585 Willamette Road | Bennettsville | Marlboro | South Carolina | 29512 | biomass | Biomass = 34.2 MW | Wood/Wood Waste Biomass | 51.4 | 34.2 |  | 34.2 | [10 empty] | EIA-860, EIA-860M and EIA-923 | 202406 | -79.785 | 34.605
-8282664.8188 | 4965908.0555 | 40783 | 57471 | Murray Hill Solar | 56769 | Consolidated Edison Development Inc. | IPP Non-CHP | 600 Mountain Ave | New Providence | Union | New Jersey | 7974 | solar | Solar = 1 MW | Solar Photovoltaic | 1 | 1 | [9 empty] | 1 |  |  | EIA-860, EIA-860M and EIA-923 | 202406 | -74.4044 | 40.6844
-7900839.4107 | 5118502.8704 | 40784 | 57473 | Dartmouth Solar | 56769 | Consolidated Edison Development Inc. | IPP Non-CHP | 420 Samuel Barnet Blvd | Dartmouth | Bristol | Massachusetts | 2747 | solar | Solar = 1.6 MW | Solar Photovoltaic | 1.6 | 1.6 | [9 empty] | 1.6 |  |  | EIA-860, EIA-860M and EIA-923 | 202406 | -70.9744 | 41.7158
-11286683.1715 | 3983387.7794 | 40785 | 57474 | Ralls Wind Farm | 56790 | Ralls Wind Farm LLC | IPP Non-CHP | 1247 State Highway #207 | Ralls | Crosby | Texas | 79357 | wind | Wind = 10 MW | Onshore Wind Turbine | 10 | 10 | [10 empty] | 10 |  | EIA-860, EIA-860M and EIA-923 | 202406 | -101.39 | 33.6611
-12865561.2393 | 3922497.4433 | 40786 | 57475 | John L. Featherstone Plant | 56791 | Hudson Ranch Power I LLC | IPP Non-CHP | 409 West McDonald Road | Calipatria | Imperial | California | 92233 | geothermal | Geothermal = 49.9MW | Geothermal | 55 | 49.9 |  |  |  | 49.9 | [8 empty] | EIA-860, EIA-860M and EIA-923 | 202406 | -115.5733 | 33.2046
-8142494.9896 | 5533181.2815 | 40787 | 57481 | Chittenden County Solar Partners | 56795 | Chittenden County Solar Partners LLC | IPP Non-CHP | 350 Dubois Dr | South Burlington | Chittenden | Vermont | 5403 | solar | Solar = 2.1 MW | Solar Photovoltaic | 2.2 | 2.1 | [9 empty] | 2.1 |  |  | EIA-860, EIA-860M and EIA-923 | 202406 | -73.1453 | 44.4361
-12976667.5532 | 4019965.6844 | 40788 | 57482 | Sentinel Energy Center, LLC | 56887 | Sentinel Energy Center LLC | IPP Non-CHP | 62575 Powerline Road | Desert Hot Springs | Riverside | California | 92240 | natural gas | Natural Gas = 800 MW | Natural Gas Fired Combustion Turbine | 800 | 800 | [6 empty] | 800 | [5 empty] | EIA-860, EIA-860M and EIA-923 | 202406 | -116.5714 | 33.9342
-13536666.4856 | 4549684.8449 | 40789 | 57483 | Mariposa Energy Project | 49981 | Diamond Generating Corporation | IPP Non-CHP | 4887 Bruns Road | Byron | Alameda | California | 94514 | natural gas | Natural Gas = 199.6 MW | Natural Gas Fired Combustion Turbine | 199.6 | 199.6 | [6 empty] | 199.6 | [5 empty] | EIA-860, EIA-860M and EIA-923 | 202406 | -121.6019 | 37.7892
-13187040.4628 | 4155037.8295 | 40790 | 57484 | Manzana Wind LLC | 15399 | Avangrid Renewables LLC | IPP Non-CHP | 17890 Champagne Ave | Rosamond | Kern | California | 93560 | wind | Wind = 189 MW | Onshore Wind Turbine | 189 | 189 | [10 empty] | 189 |  | EIA-860, EIA-860M and EIA-923 | 202406 | -118.4612 | 34.9349
-8333005.9416 | 4936510.7457 | 40791 | 57485 | Flemington Solar | 56769 | Consolidated Edison Development Inc. | IPP Non-CHP | 21 Kuhl Road | Flemington | Hunterdon | New Jersey | 8822 | solar | Solar = 7.9 MW | Solar Photovoltaic | 8 | 7.9 | [9 empty] | 7.9 |  |  | EIA-860, EIA-860M and EIA-923 | 202406 | -74.8567 | 40.4839
-8350322.3563 | 4942041.6247 | 40792 | 57486 | Frenchtown I Solar | 56769 | Consolidated Edison Development Inc. | IPP Non-CHP | 1038 Route 12 | Frenchtown | Hunterdon | New Jersey | 8225 | solar | Solar = 3 MW | Solar Photovoltaic | 3 | 3 | [9 empty] | 3 |  |  | EIA-860, EIA-860M and EIA-923 | 202406 | -75.0122 | 40.5217
-8346395.2273 | 4940983.9302 | 40793 | 57487 | Frenchtown II Solar | 56769 | Consolidated Edison Development Inc. | IPP Non-CHP | 30 Slacktown Road | Frenchtown | Hunterdon | New Jersey | 8825 | solar | Solar = 3 MW | Solar Photovoltaic | 3 | 3 | [9 empty] | 3 |  |  | EIA-860, EIA-860M and EIA-923 | 202406 | -74.9769 | 40.5144
-8339190.4072 | 4964644.0493 | 40794 | 57488 | Lebanon Solar | 56769 | Consolidated Edison Development Inc. | IPP Non-CHP | 111 Buffalo Hollow Road | Glen Gardner | Hunterdon | New Jersey | 8826 | solar | Solar = 2 MW | Solar Photovoltaic | 2 | 2 | [9 empty] | 2 |  |  | EIA-860, EIA-860M and EIA-923 | 202406 | -74.9122 | 40.6758
-10535432.456 | 4527246.1072 | 40795 | 57489 | Oak Grove Power Producers | 61038 | Cube District Energy, LLC | IPP Non-CHP | 1152 E 700th Ave PO Box 55 | Arcadia | Crawford | Kansas | 66711 | biomass | Biomass = 3.4 MW | Landfill Gas | 3.6 | 3.4 |  | 3.4 | [10 empty] | EIA-860, EIA-860M and EIA-923 | 202406 | -94.6414 | 37.6297
-12875021.2809 | 3850696.0197 | 40796 | 57490 | Imperial Solar Energy Center South | 56819 | CSOLAR IV South LLC | IPP Non-CHP | 147 Pulliam Rd | Calexico | Imperial | California | 92231 | solar | Solar = 128.9 MW | Solar Photovoltaic | 128.9 | 128.9 | [9 empty] | 128.9 |  |  | EIA-860, EIA-860M and EIA-923 | 202406 | -115.6583 | 32.6633
-12888493.9449 | 3865109.5216 | 40797 | 57491 | Imperial Solar Energy Center West | 57260 | CSOLAR IV West LLC | IPP Non-CHP | 3020 West County Road 16 | Seeley | Imperial | California | 92273 | solar | Solar = 148.7 MW | Solar Photovoltaic | 148.7 | 148.7 | [9 empty] | 148.7 |  |  | EIA-860, EIA-860M and EIA-923 | 202406 | -115.7793 | 32.7722
-9748340.5379 | 4967376.1575 | 40798 | 57493 | Settlers Trail Wind Farm LLC | 56215 | RWE Renewables Americas, LLC | IPP Non-CHP | 1570 N CR 41 | Sheldon | Iroquois | Illinois | 60966 | wind | Wind = 150.4 MW | Onshore Wind Turbine | 150.4 | 150.4 | [10 empty] | 150.4 |  | EIA-860, EIA-860M and EIA-923 | 202406 | -87.5708 | 40.6944
-8527676.0124 | 4959467.4524 | 40799 | 57494 | Masser Farms Realty Solar | 56816 | Masser Farms Realty Ltd | IPP Non-CHP | 2 Fearnot Road | Sacramento | Schuylkill | Pennsylvania | 17968 | solar | Solar = 1 MW | Solar Photovoltaic | 1 | 1 | [9 empty] | 1 |  |  | EIA-860, EIA-860M and EIA-923 | 202406 | -76.6054 | 40.6406
-13483985.2045 | 5886428.5419 | 40800 | 57496 | Tieton Dam Hydro Electric Project | 2507 | City of Burbank Water and Power | Electric Utility | 34582 Highway 12 | Rimrock | Yakima | Washington | 98937 | hydroelectric | Hydroelectric = 13.8 MW | Conventional Hydroelectric | 13.8 | 13.8 |  |  |  |  | 13.8 | [7 empty] | EIA-860, EIA-860M and EIA-923 | 202406 | -121.1287 | 46.658
-13370243.8468 | 4373988.1953 | 40801 | 57497 | Stroud Solar Station | 14328 | Pacific Gas & Electric Co. | Electric Utility | 18285 W Kamm Avenue | Helm | Fresno | California | 93627 | solar | Solar = 20 MW | Solar Photovoltaic | 20 | 20 | [9 empty] | 20 |  |  | EIA-860, EIA-860M and EIA-923 | 202406 | -120.1069 | 36.5314
-13369841.8721 | 4355839.7134 | 40802 | 57498 | Five Points Solar Station | 14328 | Pacific Gas & Electric Co. | Electric Utility | 23011 S Lassen Avenue | Five Points | Fresno | California | 96324 | solar | Solar = 15 MW | Solar Photovoltaic | 15 | 15 | [9 empty] | 15 |  |  | EIA-860, EIA-860M and EIA-923 | 202406 | -120.1033 | 36.4003
-13372242.477 | 4352859.4026 | 40803 | 57499 | Westside Solar Station | 14328 | Pacific Gas & Electric Co. | Electric Utility | 34345 S Trinity Avenue | Five Points | Fresno | California | 96324 | solar | Solar = 15 MW | Solar Photovoltaic | 15 | 15 | [9 empty] | 15 |  |  | EIA-860, EIA-860M and EIA-923 | 202406 | -120.1249 | 36.3787
-10345291.3073 | 5143519.2822 | 40804 | 57500 | Laurel Wind Farm | 12341 | MidAmerican Energy Co | Electric Utility | 1805 E Anson St | Laurel | Marshall | Iowa | 50158 | wind | Wind = 119.6 MW | Onshore Wind Turbine | 123.4 | 119.6 | [10 empty] | 119.6 |  | EIA-860, EIA-860M and EIA-923 | 202406 | -92.9333 | 41.8833
-10550237.9482 | 5041487.0705 | 40805 | 57501 | Rolling Hills Wind Farm | 12341 | MidAmerican Energy Co | Electric Utility | 75121 Pella Road | Massena | Cass | Iowa | 50853 | wind | Wind = 443.2 MW | Onshore Wind Turbine | 484.2 | 443.2 | [10 empty] | 443.2 |  | EIA-860, EIA-860M and EIA-923 | 202406 | -94.7744 | 41.1973
-9728210.3004 | 3577030.4705 | 40806 | 57502 | Perdido | 6452 | Florida Power & Light Co | Electric Utility | 12196 Beulah Road | Pensacola | Escambia | Florida | 32533 | biomass | Biomass = 3 MW | Landfill Gas | 3.2 | 3 |  | 3 | [10 empty] | EIA-860, EIA-860M and EIA-923 | 202406 | -87.39 | 30.57
-10619692.071 | 3465488.2898 | 40807 | 57504 | TECO CHP-1 | 56826 | Texas Medical Center Central | Commercial CHP | 1615 Braeswood | Houston | Harris | Texas | 77030 | natural gas | Natural Gas = 97 MW | Natural Gas Fired Combustion Turbine | 98 | 97 | [6 empty] | 97 | [5 empty] | EIA-860, EIA-860M and EIA-923 | 202406 | -95.3983 | 29.7035
-8961891.0446 | 4161953.4904 | 40808 | 57505 | Monroe Generating Station | 13630 | North Carolina Mun Power Agny #1 | Electric Utility | 2446 Ashcraft Ave | Monroe | Union | North Carolina | 28110 | natural gas | Natural Gas = 24 MW | Natural Gas Fired Combustion Turbine | 30 | 24 | [6 empty] | 24 | [5 empty] | EIA-860, EIA-860M and EIA-923 | 202406 | -80.506 | 34.9858
-13513195.4388 | 4648438.6403 | 40809 | 57506 | FRV SI Transport Solar LP | 65924 | FRV SI Transport Solar, L.P. (Sacremento) | IPP Non-CHP | 7340 French Road | Sacramento | Sacramento | California | 95828 | solar | Solar = 1 MW | Solar Photovoltaic | 1 | 1 | [9 empty] | 1 |  |  | EIA-860, EIA-860M and EIA-923 | 202406 | -121.3911 | 38.4869
-11704921.2964 | 4952470.0363 | 40810 | 57507 | RV CSU Power II LLC | 56828 | RV CSU Power II LLC | Commercial Non-CHP | 3841 LaPorte Avenue | Fort Collins | Larimer | Colorado | 80521 | solar | Solar = 3 MW | Solar Photovoltaic | 3 | 3 | [9 empty] | 3 |  |  | EIA-860, EIA-860M and EIA-923 | 202406 | -105.1471 | 40.5928
-11664245.4885 | 4682042.475 | 40811 | 57509 | Carson Solar I | 56830 | Carson Solar 1 LLC | IPP Non-CHP | SW Corner of Titus Blvd and Bu | Colorado Springs | El Paso | Colorado | 80913 | solar | Solar = 1.5 MW | Solar Photovoltaic | 2 | 1.5 | [9 empty] | 1.5 |  |  | EIA-860, EIA-860M and EIA-923 | 202406 | -104.7817 | 38.7228
-12918039.3623 | 3862535.1653 | 40812 | 57514 | Ocotillo Express LLC | 56545 | Pattern Operators LP | IPP Non-CHP | 1377 West Imerial Highway | Ocotillo | Imperial | California | 92259 | wind | Wind = 265.4 MW | Onshore Wind Turbine | 265.4 | 265.4 | [10 empty] | 265.4 |  | EIA-860, EIA-860M and EIA-923 | 202406 | -116.0447 | 32.7528
-13129562.2022 | 4029971.492 | 40813 | 57515 | Walnut Creek Energy Park | 59980 | Walnut Creek LLC | IPP Non-CHP | 911 Bixby Drive | Industry | Los Angeles | California | 91744 | natural gas | Natural Gas = 485 MW | Natural Gas Fired Combustion Turbine | 500 | 485 | [6 empty] | 485 | [5 empty] | EIA-860, EIA-860M and EIA-923 | 202406 | -117.9449 | 34.0087
-11310647.8089 | 4369434.7288 | 40814 | 57517 | DeWind Frisco | 56627 | DeWind Co. | IPP Non-CHP | 15150 County Road 2 | Gruver | Hansford | Texas | 79040 | wind | Wind = 20 MW | Onshore Wind Turbine | 20 | 20 | [10 empty] | 20 |  | EIA-860, EIA-860M and EIA-923 | 202406 | -101.6053 | 36.4985
-10988563.3413 | 3946333.3067 | 40815 | 57520 | Trinity Hills | 62075 | Trinity Hills Wind Farm LLC | IPP Non-CHP | 116 Hilton Ranch Road | Olney | Young | Texas | 76374 | wind | Wind = 198 MW | Onshore Wind Turbine | 198 | 198 | [10 empty] | 198 |  | EIA-860, EIA-860M and EIA-923 | 202406 | -98.7119 | 33.3836
-13393528.2107 | 4373834.2807 | 40816 | 57521 | Giffen | 14328 | Pacific Gas & Electric Co. | Electric Utility | 14240 San Mateo Avenue | TBD | Fresno | California | 93608 | solar | Solar = 10 MW | Solar Photovoltaic | 10 | 10 | [9 empty] | 10 |  |  | EIA-860, EIA-860M and EIA-923 | 202406 | -120.3161 | 36.5303
-13396581.927 | 4359271.1641 | 40817 | 57522 | Cantua Solar Station | 14328 | Pacific Gas & Electric Co. | Electric Utility | 21007 Stanislaus Avenue | TBD | Fresno | California | 93608 | solar | Solar = 20 MW | Solar Photovoltaic | 20 | 20 | [9 empty] | 20 |  |  | EIA-860, EIA-860M and EIA-923 | 202406 | -120.3435 | 36.4251
-13361740.2622 | 4325609.0087 | 40818 | 57523 | Huron Solar Station | 14328 | Pacific Gas & Electric Co. | Electric Utility | 17123 W Gale Avenue | Huron | Fresno | California | 93234 | solar | Solar = 20 MW | Solar Photovoltaic | 20 | 20 | [9 empty] | 20 |  |  | EIA-860, EIA-860M and EIA-923 | 202406 | -120.0306 | 36.1814
-12360148.1532 | 3801359.1122 | 40819 | 57524 | Roger Road WWTP | 56857 | SunE M5C Holdings LLC | IPP Non-CHP | 2600 W Sweetwater Drive | Tucson | Pima | Arizona | 85705 | solar | Solar = 0.9 MW | Solar Photovoltaic | 1.1 | 0.9 | [9 empty] | 0.9 |  |  | EIA-860, EIA-860M and EIA-923 | 202406 | -111.0331 | 32.2894
-17736712.468 | 2521182.8773 | 40820 | 57525 | Kapaa Photovoltaic Project | 56863 | Kapaa Solar LLC | IPP Non-CHP | Lot No. 2 of Tax Map Key (4)4- | Kapaa | Kauai | Hawaii | 96746 | solar | Solar = 1 MW | Solar Photovoltaic | 1 | 1 | [9 empty] | 1 |  |  | EIA-860, EIA-860M and EIA-923 | 202406 | -159.3316 | 22.0804
-13367630.2878 | 5737443.5157 | 40821 | 57526 | North Hurlburt Wind LLC | 56865 | Caithness Shepherds Flat LLC | IPP Non-CHP | 76288 Rhea Road | Arlington | Gilliam | Oregon | 97812 | wind | Wind = 265 MW | Onshore Wind Turbine | 265 | 265 | [10 empty] | 265 |  | EIA-860, EIA-860M and EIA-923 | 202406 | -120.0835 | 45.7316
-17593025.0541 | 2464798.2732 | 40822 | 57529 | Kawailoa Wind | 56868 | Kawailoa Wind LLC | IPP Non-CHP | 61-488 Kamehameha Hwy | Haleiwa | Honolulu | Hawaii | 96712 | wind | Wind = 69 MW | Onshore Wind Turbine | 69 | 69 | [10 empty] | 69 |  | EIA-860, EIA-860M and EIA-923 | 202406 | -158.0408 | 21.6103
-13064950.1433 | 5967547.1816 | 40823 | 57530 | Palouse | 60453 | Onward Energy | IPP Non-CHP | 1171 Baird Road | Oakesdale | Whitman | Washington | 99170 | wind | Wind = 105.3 MW | Onshore Wind Turbine | 105.3 | 105.3 | [10 empty] | 105.3 |  | EIA-860, EIA-860M and EIA-923 | 202406 | -117.3644 | 47.1558
-7765864.0828 | 5637803.8481 | 40824 | 57531 | Bingham Wind | 60453 | Onward Energy | IPP Non-CHP | Piscataquis and Somerset Coun | Bingham | Piscataquis | Maine | 4920 | wind | Wind = 186 MW | Onshore Wind Turbine | 186 | 186 | [10 empty] | 186 |  | EIA-860, EIA-860M and EIA-923 | 202406 | -69.7619 | 45.1033
-13088048.9377 | 4033054.9235 | 40825 | 57534 | Solar Photovoltaic Project #32 | 17609 | Southern California Edison Co | Electric Utility | 2250 Sequoia Avenue | Ontario | San Bernardino | California | 91761 | solar | Solar = 1.5 MW | Solar Photovoltaic | 1.5 | 1.5 | [9 empty] | 1.5 |  |  | EIA-860, EIA-860M and EIA-923 | 202406 | -117.5719 | 34.0317
-13087739.6921 | 4033166.8174 | 40826 | 57535 | Solar Photovoltaic Project #33 | 17609 | Southern California Edison Co | Electric Utility | 3800 E Philadelphia Street | Ontario | San Bernardino | California | 91761 | solar | Solar = 1 MW | Solar Photovoltaic | 1 | 1 | [9 empty] | 1 |  |  | EIA-860, EIA-860M and EIA-923 | 202406 | -117.5692 | 34.0325
-13060466.5282 | 4053782.2361 | 40827 | 57544 | Cal State Univ San Bernardino FC01 | 17609 | Southern California Edison Co | Electric Utility | California State University Sa | San Bernardino | San Bernardino | California | 93106 | natural gas | Natural Gas = 1.4 MW | Other Natural Gas | 1.4 | 1.4 | [6 empty] | 1.4 | [5 empty] | EIA-860, EIA-860M and EIA-923 | 202406 | -117.3242 | 34.1858
-10233013.2444 | 5482868.355 | 40828 | 57547 | Winona County Wind LLC | 56874 | Winona County Wind LLC | IPP Non-CHP | 15535 County Rd 31 | Altura | Winona | Minnesota | 55910 | wind | Wind = 0.5 MW | Onshore Wind Turbine | 1.5 | 0.5 | [10 empty] | 0.5 |  | EIA-860, EIA-860M and EIA-923 | 202406 | -91.9247 | 44.1125
-13367243.0073 | 5733401.8029 | 40829 | 57549 | South Hurlburt Wind LLC | 56865 | Caithness Shepherds Flat LLC | IPP Non-CHP | 76287 Rhea Road | Arlington | Gilliam | Oregon | 97812 | wind | Wind = 290 MW | Onshore Wind Turbine | 290 | 290 | [10 empty] | 290 |  | EIA-860, EIA-860M and EIA-923 | 202406 | -120.08 | 45.7063
-13359257.1697 | 5714180.2532 | 40830 | 57550 | Horseshoe Bend Wind LLC | 56865 | Caithness Shepherds Flat LLC | IPP Non-CHP | 6889 Eight Mile Road | Arlington | Gilliam | Oregon | 97812 | wind | Wind = 290 MW | Onshore Wind Turbine | 290 | 290 | [10 empty] | 290 |  | EIA-860, EIA-860M and EIA-923 | 202406 | -120.0082 | 45.5855
-12118729.5735 | 5578551.1177 | 40831 | 57551 | Garland Canal Power Plant | 56880 | Shoshone Irrigation District | IPP Non-CHP | 1457 Lane 11 | Powell | Park | Wyoming | 82435 | hydroelectric | Hydroelectric = 2.6 MW | Conventional Hydroelectric | 2.9 | 2.6 |  |  |  |  | 2.6 | [7 empty] | EIA-860, EIA-860M and EIA-923 | 202406 | -108.8644 | 44.7264
-9788077.9226 | 5519470.4411 | 40832 | 57553 | Shirley Wind | 65411 | Duke Energy Renewables Services | IPP Non-CHP | 6080 Glenmore Rd | Denmark | Brown | Wisconsin | 54208 | wind | Wind = 20 MW | Onshore Wind Turbine | 20 | 20 | [10 empty] | 20 |  | EIA-860, EIA-860M and EIA-923 | 202406 | -87.9278 | 44.3481
-11667020.3494 | 4715643.0448 | 40833 | 57554 | AFA Solar Farm | 56892 | Solar Star Colorado II LLC | IPP Non-CHP | Air Force Academy | Colorado Springs | El Paso | Colorado | 80840 | solar | Solar = 5.5 MW | Solar Photovoltaic | 5.5 | 5.5 | [9 empty] | 5.5 |  |  | EIA-860, EIA-860M and EIA-923 | 202406 | -104.8066 | 38.9579
-13015227.4003 | 3838880.4795 | 40834 | 57555 | Pio Pico Energy Center | 56895 | Pio Pico Energy Center LLC | IPP Non-CHP | 7363 Calzada de la Fuente | San Diego | San Diego | California | 92154 | natural gas | Natural Gas = 318 MW | Natural Gas Fired Combustion Turbine | 395.4 | 318 | [6 empty] | 318 | [5 empty] | EIA-860, EIA-860M and EIA-923 | 202406 | -116.9178 | 32.5739
-12690933.0182 | 4196772.505 | 40835 | 57556 | La Senita | 19728 | UNS Electric, Inc | Electric Utility | E Gordon Drive | Kingman | Mohave | Arizona | 86409 | solar | Solar = 1 MW | Solar Photovoltaic | 1 | 1 | [9 empty] | 1 |  |  | EIA-860, EIA-860M and EIA-923 | 202406 | -114.0046 | 35.2417
-13582681.065 | 4497728.0879 | 40836 | 57557 | Sunnyvale City of WPCP | 56898 | Sunnyvale City of WPCP | Electric Utility | 1444 Borregas Ave | Sunnyvale | Santa Clara | California | 94088 | natural gas | Natural Gas = 1.6 MW | Natural Gas Internal Combustion Engine | 1.6 | 1.6 | [6 empty] | 1.6 | [5 empty] | EIA-860, EIA-860M and EIA-923 | 202406 | -122.0153 | 37.4194
-13634606.932 | 4544295.0118 | 40837 | 57559 | Sunset Reservoir North Basin | 65411 | Duke Energy Renewables Services | IPP Non-CHP | 24th Ave & Ortega St | San Francisco | San Francisco | California | 94121 | solar | Solar = 4.5 MW | Solar Photovoltaic | 4.5 | 4.5 | [9 empty] | 4.5 |  |  | EIA-860, EIA-860M and EIA-923 | 202406 | -122.4818 | 37.7509
-12515537.9172 | 4125682.4363 | 40838 | 57560 | Chino Solar Valley | 803 | Arizona Public Service Co | Electric Utility | 1900 E Road 4 South | Chino Valley | Yavapai | Arizona | 86323 | solar | Solar = 19 MW | Solar Photovoltaic | 19 | 19 | [9 empty] | 19 |  |  | EIA-860, EIA-860M and EIA-923 | 202406 | -112.429 | 34.7184
-12541439.4024 | 3899913.6356 | 40839 | 57561 | Cotton Center Solar Hybrid | 803 | Arizona Public Service Co | Electric Utility | 45625 S Old US 80 | Gila Bend | Maricopa | Arizona | 85337 | solar | Battery = 17 MW, Solar = 17 MW | Batteries; Solar Photovoltaic; | 34 | 34 | 17 | [8 empty] | 17 |  |  | EIA-860, EIA-860M and EIA-923 | 202406 | -112.6617 | 33.0347
-12541408.4555 | 3898106.4309 | 40840 | 57562 | Paloma Solar Hybrid | 803 | Arizona Public Service Co | Electric Utility | 46700 S Old US 80 | Gila Bend | Maricopa | Arizona | 85337 | solar | Battery = 17 MW, Solar = 17 MW | Batteries; Solar Photovoltaic; | 34 | 34 | 17 | [8 empty] | 17 |  |  | EIA-860, EIA-860M and EIA-923 | 202406 | -112.6614 | 33.0211
-12617393.0249 | 3898710.3947 | 40841 | 57563 | Hyder Solar Hybrid | 803 | Arizona Public Service Co | Electric Utility | 75100 E County 14 1/2 St | Hyder | Yuma | Arizona | 85333 | solar | Battery = 16 MW, Solar = 31 MW | Batteries; Solar Photovoltaic; | 48 | 47 | 16 | [8 empty] | 31 |  |  | EIA-860, EIA-860M and EIA-923 | 202406 | -113.344 | 33.0257
-13308490.0272 | 4395179.2789 | 40842 | 57564 | Algonquin Power Sanger LLC | 56905 | Algonquin Power Sanger LLC | IPP Non-CHP | 1125 Muscat Ave | Sanger | Fresno | California | 93657 | natural gas | Natural Gas = 61.5 MW | Natural Gas Fired Combined Cycle | 61.5 | 61.5 | [6 empty] | 61.5 | [5 empty] | EIA-860, EIA-860M and EIA-923 | 202406 | -119.5522 | 36.6842
-9037163.6145 | 3310752.507 | 40843 | 57565 | RP-Orlando, LLC | 65411 | Duke Energy Renewables Services | IPP Non-CHP | 5100 S. Alafaya Trail | Orlando | Orange | Florida | 32831 | solar | Solar = 5.1 MW | Solar Photovoltaic | 5.1 | 5.1 | [9 empty] | 5.1 |  |  | EIA-860, EIA-860M and EIA-923 | 202406 | -81.1822 | 28.4889
-11866663.2845 | 4186865.4962 | 40844 | 57567 | Albuquerque Solar Energy Center | 59300 | PNM Resources | Electric Utility | 4400 Paseo Del Norte | Albuquerque | Bernalillo | New Mexico | 87113 | solar | Solar = 2 MW | Solar Photovoltaic | 2 | 2 | [9 empty] | 2 |  |  | EIA-860, EIA-860M and EIA-923 | 202406 | -106.6 | 35.169
-7862248.1715 | 5564024.2887 | 40845 | 57568 | Record Hill Wind | 56909 | Record Hill Wind LLC | IPP Non-CHP | Roxbury Notch Road | Roxbury | Oxford | Maine | 4275 | wind | Wind = 50.6 MW | Onshore Wind Turbine | 50.6 | 50.6 | [10 empty] | 50.6 |  | EIA-860, EIA-860M and EIA-923 | 202406 | -70.6278 | 44.6336
-9414320.1719 | 4998461.9592 | 40846 | 57570 | Cooper Farms VW Project | 56912 | Cooper Hatchery Inc. | Industrial Non-CHP | 6793 US Route 127 North | Van Wert | Van Wert | Ohio | 45891 | wind | Wind = 4.5 MW | Onshore Wind Turbine | 4.5 | 4.5 | [10 empty] | 4.5 |  | EIA-860, EIA-860M and EIA-923 | 202406 | -84.5703 | 40.9058
-11885850.6459 | 4141228.0506 | 40847 | 57571 | Los Lunas Solar Energy Center | 59300 | PNM Resources | Electric Utility | 900 PNM Lane | Los Lunas | Valencia | New Mexico | 87031 | solar | Solar = 7 MW | Solar Photovoltaic | 7 | 7 | [9 empty] | 7 |  |  | EIA-860, EIA-860M and EIA-923 | 202406 | -106.7724 | 34.8331
-13588736.8453 | 4579115.0313 | 40848 | 57573 | CCCSD Wastewater Treatment Plnt | 56914 | Central Contra Costa Sanitary District | Commercial CHP | 5019 Imhoff Place | Martinez | Contra Costa | California | 94553 | natural gas | Natural Gas = 3 MW | Natural Gas Fired Combustion Turbine | 3.5 | 3 | [6 empty] | 3 | [5 empty] | EIA-860, EIA-860M and EIA-923 | 202406 | -122.0697 | 37.9978
-8325989.6967 | 4906977.7333 | 40849 | 57574 | ETS Ewing Solar Facility | 61944 | MN8 Energy LLC | IPP Non-CHP | 225 Philips Blvd | Ewing | Mercer | New Jersey | 8618 | solar | Solar = 1.3 MW | Solar Photovoltaic | 1.3 | 1.3 | [9 empty] | 1.3 |  |  | EIA-860, EIA-860M and EIA-923 | 202406 | -74.7936 | 40.2818
-11994737.4719 | 3785098.5243 | 40850 | 57575 | Deming Solar Energy Center | 59300 | PNM Resources | Electric Utility | 65 Coyote Road SW | Deming | Luna | New Mexico | 88030 | solar | Solar = 9 MW | Solar Photovoltaic | 9 | 9 | [9 empty] | 9 |  |  | EIA-860, EIA-860M and EIA-923 | 202406 | -107.7506 | 32.1658
-11711552.5985 | 4251654.875 | 40851 | 57576 | Las Vegas Solar Energy Center | 59300 | PNM Resources | Electric Utility | 80 Highway 518 | Las Vegas | San Miguel | New Mexico | 87701 | solar | Solar = 5 MW | Solar Photovoltaic | 5 | 5 | [9 empty] | 5 |  |  | EIA-860, EIA-860M and EIA-923 | 202406 | -105.2067 | 35.6433
-11799840.9772 | 3877492.7473 | 40852 | 57577 | Alamogordo Solar Energy Center | 59300 | PNM Resources | Electric Utility | 21117 U. S Highway 70 | Alamogordo | Otero | New Mexico | 88310 | solar | Solar = 4.9 MW | Solar Photovoltaic | 5 | 4.9 | [9 empty] | 4.9 |  |  | EIA-860, EIA-860M and EIA-923 | 202406 | -105.9998 | 32.8657
-13427012.557 | 5718557.3193 | 40853 | 57578 | PaTu Wind Farm LLC | 56916 | PaTu Wind Farm LLC | IPP Non-CHP | 71190 N. Klondike Road | Wasco | Sherman | Oregon | 97065 | wind | Wind = 9 MW | Onshore Wind Turbine | 9 | 9 | [10 empty] | 9 |  | EIA-860, EIA-860M and EIA-923 | 202406 | -120.6169 | 45.6131
-13457602.4851 | 4559427.6491 | 40854 | 57579 | Robert O Schulz Solar Farm | 17573 | South San Joaquin Irr District | Electric Utility | 5835 Dodds Road | Oakdale | Stanislaus | California | 95361 | solar | Solar = 1.3 MW | Solar Photovoltaic | 1.3 | 1.3 | [9 empty] | 1.3 |  |  | EIA-860, EIA-860M and EIA-923 | 202406 | -120.8917 | 37.8583
-13475936.8053 | 4667142.8715 | 40855 | 57580 | Broadridge Cogen | 56917 | Broadridge Customer Communications | IPP CHP | 5261 Robert J Matthews Pkwy | El Dorado Hills | El Dorado | California | 95762 | natural gas | Natural Gas = 4.2 MW, Solar = 0.8 MW | Natural Gas Internal Combustion Engine; Solar Photovoltaic; | 5.2 | 5 | [6 empty] | 4.2 |  |  | 0.8 |  |  | EIA-860, EIA-860M and EIA-923 | 202406 | -121.0564 | 38.6183
-8562447.7686 | 5034656.1171 | 40856 | 57581 | Allenwood | 57249 | EPP Renewable Energy | IPP Non-CHP | 447 Alexander Drive | Montgomery | Lycoming | Pennsylvania | 17752 | biomass | Biomass = 3.2 MW | Landfill Gas | 3.2 | 3.2 |  | 3.2 | [10 empty] | EIA-860, EIA-860M and EIA-923 | 202406 | -76.9178 | 41.1511
-8562447.7686 | 5034656.1171 | 40857 | 57582 | Lycoming County | 57249 | EPP Renewable Energy | IPP Non-CHP | 447 Alexander Drive | Montgomery | Lycoming | Pennsylvania | 17752 | biomass | Biomass = 3 MW | Landfill Gas | 3.2 | 3 |  | 3 | [10 empty] | EIA-860, EIA-860M and EIA-923 | 202406 | -76.9178 | 41.1511
-16444671.7774 | 9560254.2801 | 40858 | 57583 | Battery Energy Storage System | 7353 | Golden Valley Elec Assn Inc | Electric Utility | 925 Bidwell Ave & 901 Bidwell | Fairbanks | Fairbanks North Star | Alaska | 99701 | batteries | Battery = 40 MW | Batteries | 40 | 40 | 40 | [11 empty] | EIA-860, EIA-860M and EIA-923 | 202406 | -147.725 | 64.8167
-13051008.045 | 3878684.2696 | 40859 | 57584 | University of California San Diego Hybrid | 56918 | University of California San Diego | Commercial CHP | 9500 Gilman Drive | La Jolla | San Diego | California | 92093 | natural gas | Battery = 2.5 MW, Natural Gas = 30 MW | Batteries; Natural Gas Fired Combined Cycle; | 35.5 | 32.5 | 2.5 | [5 empty] | 30 | [5 empty] | EIA-860, EIA-860M and EIA-923 | 202406 | -117.2392 | 32.8747
-13267402.0032 | 4047804.431 | 40860 | 57585 | Oxnard Paper Mill | 58264 | New-Indy, Oxnard LLC | Industrial CHP | 5936 Perkins Road | Oxnard | Ventura | California | 93033 | natural gas | Natural Gas = 29 MW | Natural Gas Fired Combustion Turbine | 29 | 29 | [6 empty] | 29 | [5 empty] | EIA-860, EIA-860M and EIA-923 | 202406 | -119.1831 | 34.1414
-13563939.7608 | 4603390.2982 | 40861 | 57586 | Shiloh III Wind Project LLC | 57170 | EDF Renewable Asset Holdings, Inc. | IPP Non-CHP | 6523 Montezuma Hills Rd | Birds Landing | Solano | California | 94512 | wind | Wind = 102.5 MW | Onshore Wind Turbine | 102.5 | 102.5 | [10 empty] | 102.5 |  | EIA-860, EIA-860M and EIA-923 | 202406 | -121.8469 | 38.1694
-8291042.2784 | 4918716.6416 | 40862 | 57588 | Matrix Stults Road Solar Facility | 15477 | Public Service Elec & Gas Co | Electric Utility | 45 Stults Road | South Brunswick | Middlesex | New Jersey | 8876 | solar | Solar = 2.6 MW | Solar Photovoltaic | 2.6 | 2.6 | [9 empty] | 2.6 |  |  | EIA-860, EIA-860M and EIA-923 | 202406 | -74.4797 | 40.3622
-8109377.4411 | 4991877.102 | 40863 | 57589 | Long Island Solar Farm LLC | 56924 | Long Island Solar Farm LLC | IPP Non-CHP | 295 North Street | Upton | Suffolk | New York | 11949 | solar | Solar = 31.5 MW | Solar Photovoltaic | 31.5 | 31.5 | [9 empty] | 31.5 |  |  | EIA-860, EIA-860M and EIA-923 | 202406 | -72.8478 | 40.8611
-10906589.0041 | 4202035.3383 | 40864 | 57590 | Minco Wind I, LLC | 56925 | FPLE Wind, LLC | IPP Non-CHP | 491 County Road | Minco | Grady | Oklahoma | 73059 | wind | Wind = 99.2 MW | Onshore Wind Turbine | 99.2 | 99.2 | [10 empty] | 99.2 |  | EIA-860, EIA-860M and EIA-923 | 202406 | -97.9756 | 35.2803
-11940097.6357 | 3846295.0041 | 40865 | 57591 | Hatch Solar Energy Center I, LLC | 56926 | Hatch Solar Energy Center I, LLC | IPP Non-CHP | 7349 Hwy. 26 | Hatch | Dona Ana | New Mexico | 87937 | solar | Solar = 5 MW | Solar Photovoltaic | 5 | 5 | [9 empty] | 5 |  |  | EIA-860, EIA-860M and EIA-923 | 202406 | -107.2597 | 32.63
-11083865.2932 | 5079646.1978 | 40866 | 57593 | Broken Bow Wind LLC | 64616 | Broken Bow Wind LLC | IPP Non-CHP | 80347 Road 444 | Broken Bow | Custer | Nebraska | 68822 | wind | Wind = 79.9 MW | Onshore Wind Turbine | 79.9 | 79.9 | [10 empty] | 79.9 |  | EIA-860, EIA-860M and EIA-923 | 202406 | -99.5681 | 41.4547
-13509332.6525 | 4525418.9915 | 40867 | 57594 | Teichert Materials-Teichert Vernalis | 56930 | Foundation HA Energy Generation, LLC | IPP Non-CHP | 36314 South Bird Road | San Joaquin | San Joaquin | California | 95304 | wind | Wind = 1 MW | Onshore Wind Turbine | 1 | 1 | [10 empty] | 1 |  | EIA-860, EIA-860M and EIA-923 | 202406 | -121.3564 | 37.6167
-8797579.3574 | 4785615.9443 | 40868 | 57595 | Pinnacle Wind Force LLC | 64537 | Pinnacle Wind, LLC | IPP Non-CHP | 2530 Green Mountain Road | Keyser | Mineral | West Virginia | 26726 | wind | Wind = 52.9 MW | Onshore Wind Turbine | 53.7 | 52.9 | [10 empty] | 52.9 |  | EIA-860, EIA-860M and EIA-923 | 202406 | -79.03 | 39.445
-10920564.4983 | 4236565.3811 | 40869 | 57597 | Cana Gas Processing Plant | 59366 | EnLink Midstream Services, LLC | Industrial Non-CHP | 260 S. Courtney Rd. | Calumet | Canadian | Oklahoma | 73014 | petroleum | Petroleum = 7.5 MW | Petroleum Liquids | 7.5 | 7.5 | [8 empty] | 7.5 |  |  |  | EIA-860, EIA-860M and EIA-923 | 202406 | -98.1011 | 35.5331
-8024187.1951 | 5065999.4982 | 40870 | 57598 | Bridge Street 1 & 2 | 4180 | Connecticut Mun Elec Engy Coop | Electric Utility | 70 Bridge Street | Groton | New London | Connecticut | 6340 | petroleum | Petroleum = 5 MW | Petroleum Liquids | 5.2 | 5 | [8 empty] | 5 |  |  |  | EIA-860, EIA-860M and EIA-923 | 202406 | -72.0825 | 41.3628
-8026380.1891 | 5082079.1153 | 40871 | 57599 | Fort Hill 1, 2, 3 & 4 | 4180 | Connecticut Mun Elec Engy Coop | Electric Utility | 1 Fort Hill Dr | Uncasville | New London | Connecticut | 6382 | petroleum | Petroleum = 10 MW | Petroleum Liquids | 10.4 | 10 | [8 empty] | 10 |  |  |  | EIA-860, EIA-860M and EIA-923 | 202406 | -72.1022 | 41.4711
-8016116.532 | 5052042.8236 | 40872 | 57600 | Fishers Island 1 | 4180 | Connecticut Mun Elec Engy Coop | Electric Utility | 1866 Central Ave | Fisher's Island | Suffolk | New York | 6390 | petroleum | Petroleum = 2.5 MW | Petroleum Liquids | 2.6 | 2.5 | [8 empty] | 2.5 |  |  |  | EIA-860, EIA-860M and EIA-923 | 202406 | -72.01 | 41.2686
-8017229.7269 | 5062132.4076 | 40873 | 57601 | Gary Court 1 & 2 | 4180 | Connecticut Mun Elec Engy Coop | Electric Utility | 170 Gary Court | Groton | New London | Connecticut | 6340 | petroleum | Petroleum = 5 MW | Petroleum Liquids | 5.2 | 5 | [8 empty] | 5 |  |  |  | EIA-860, EIA-860M and EIA-923 | 202406 | -72.02 | 41.3367
-8013055.246 | 5101858.796 | 40874 | 57602 | Jewett City 1 | 4180 | Connecticut Mun Elec Engy Coop | Electric Utility | 8 Water Street | Jewett City | New London | Connecticut | 6351 | petroleum | Petroleum = 2.5 MW | Petroleum Liquids | 2.6 | 2.5 | [8 empty] | 2.5 |  |  |  | EIA-860, EIA-860M and EIA-923 | 202406 | -71.9825 | 41.6041
-8028083.3773 | 5096694.3088 | 40875 | 57603 | LNG 1 & 2 | 4180 | Connecticut Mun Elec Engy Coop | Electric Utility | 10 Wisconsin Ave | Norwich | New London | Connecticut | 6360 | petroleum | Petroleum = 5 MW | Petroleum Liquids | 5.2 | 5 | [8 empty] | 5 |  |  |  | EIA-860, EIA-860M and EIA-923 | 202406 | -72.1175 | 41.5694
-8040851.7229 | 5096530.6385 | 40876 | 57604 | Lebanon Pines 1 & 2 | 4180 | Connecticut Mun Elec Engy Coop | Electric Utility | 37 Camp Moween Rd | Lebanon | New London | Connecticut | 6249 | petroleum | Petroleum = 5 MW | Petroleum Liquids | 5.2 | 5 | [8 empty] | 5 |  |  |  | EIA-860, EIA-860M and EIA-923 | 202406 | -72.2322 | 41.5683
-8019578.5682 | 5063644.7749 | 40877 | 57605 | Water Treatment 1 & 2 | 4180 | Connecticut Mun Elec Engy Coop | Electric Utility | 1268 Poquonnock Rd | Groton | New London | Connecticut | 6340 | petroleum | Petroleum = 5 MW | Petroleum Liquids | 5.2 | 5 | [8 empty] | 5 |  |  |  | EIA-860, EIA-860M and EIA-923 | 202406 | -72.0411 | 41.3469
-8895418.0579 | 4292753.592 | 40878 | 57606 | Eastside WWTP | 56934 | City Of High Point | Electric Utility | 5898 Riverdale Road | High Point | Guilford | North Carolina | 27260 | petroleum | Petroleum = 5.4 MW | Petroleum Liquids | 5.4 | 5.4 | [8 empty] | 5.4 |  |  |  | EIA-860, EIA-860M and EIA-923 | 202406 | -79.9089 | 35.9428
-8902308.7343 | 4296191.6058 | 40879 | 57607 | Ward WTP | 56934 | City Of High Point | Electric Utility | 2011 Kivett Dr. | High Point | Guilford | North Carolina | 27260 | petroleum | Petroleum = 2 MW | Petroleum Liquids | 2 | 2 | [8 empty] | 2 |  |  |  | EIA-860, EIA-860M and EIA-923 | 202406 | -79.9708 | 35.9678
-8917871.1991 | 4292409.8504 | 40880 | 57608 | Westside WWTP | 56934 | City Of High Point | Electric Utility | 1044 West Burton Road | Thomasville | Davidson | North Carolina | 27360 | petroleum | Petroleum = 1.8 MW | Petroleum Liquids | 1.8 | 1.8 | [8 empty] | 1.8 |  |  |  | EIA-860, EIA-860M and EIA-923 | 202406 | -80.1106 | 35.9403
-10624301.2545 | 5184935.1335 | 40881 | 57609 | New Harvest Wind Project LLC | 15399 | Avangrid Renewables LLC | IPP Non-CHP | 2194 D Avenue | Schleswig | Crawford | Iowa | 51461 | wind | Wind = 100 MW | Onshore Wind Turbine | 100 | 100 | [10 empty] | 100 |  | EIA-860, EIA-860M and EIA-923 | 202406 | -95.4397 | 42.1597
-9075383.2692 | 5098933.0039 | 40882 | 57613 | LE Wind Turbine 1 | 56952 | Lincoln Electric Company | Industrial Non-CHP | 22800 Saint Clair Avenue | Euclid | Cuyahoga | Ohio | 44117 | wind | Wind = 2.5 MW | Onshore Wind Turbine | 2.5 | 2.5 | [10 empty] | 2.5 |  | EIA-860, EIA-860M and EIA-923 | 202406 | -81.5256 | 41.5844
-10665984.1699 | 4615787.2414 | 40883 | 57614 | Waverly Wind Farm LLC | 56948 | Waverly Wind Farm LLC | IPP Non-CHP | 1600 Iris Rd. | Waverly | Coffey | Kansas | 66839 | wind | Wind = 199 MW | Onshore Wind Turbine | 199 | 199 | [10 empty] | 199 |  | EIA-860, EIA-860M and EIA-923 | 202406 | -95.8142 | 38.2569
-10971637.8806 | 4151706.2245 | 40884 | 57616 | Blue Canyon Windpower VI LLC | 56945 | Blue Canyon Windpower VI LLC | IPP Non-CHP | 3109 State Hwy 19 | Carnegie | Caddo | Oklahoma | 73015 | wind | Wind = 99.8 MW | Onshore Wind Turbine | 99.8 | 99.8 | [10 empty] | 99.8 |  | EIA-860, EIA-860M and EIA-923 | 202406 | -98.5599 | 34.9104
-10955074.7649 | 3056857.2451 | 40885 | 57617 | Hidalgo Wind Farm LLC | 56946 | Hidalgo Wind Farm LLC | IPP Non-CHP | 41420 FM 490 | McCook | Hidalgo | Texas | 78541 | wind | Wind = 250 MW | Onshore Wind Turbine | 250 | 250 | [10 empty] | 250 |  | EIA-860, EIA-860M and EIA-923 | 202406 | -98.4111 | 26.4656
-9437573.589 | 5016070.8783 | 40886 | 57620 | Paulding Wind Farm II | 56936 | Paulding Wind Farm II LLC | IPP Non-CHP | 108 W Townline Street | Payne | Paulding | Ohio | 45880 | wind | Wind = 99 MW | Onshore Wind Turbine | 99 | 99 | [10 empty] | 99 |  | EIA-860, EIA-860M and EIA-923 | 202406 | -84.7792 | 41.0253
-13160004.632 | 4174418.0784 | 40887 | 57621 | Rising Tree Wind Farm | 56937 | Rising Tree Wind Farm LLC | IPP Non-CHP | 15800 70th St West | Mojave | Kern | California | 93501 | wind | Wind = 79.2 MW | Onshore Wind Turbine | 79.2 | 79.2 | [10 empty] | 79.2 |  | EIA-860, EIA-860M and EIA-923 | 202406 | -118.2183 | 35.0775
-9874156.1641 | 4968374.1522 | 40888 | 57623 | Bright Stalk Wind Farm I | 56940 | Lexington Chenoa Wind Farm LLC | IPP Non-CHP | 29292 E 2900 North Rd. | Chenoa | McLean | Illinois | 61726 | wind | Wind = 205.2 MW | Onshore Wind Turbine | 205.2 | 205.2 | [10 empty] | 205.2 |  | EIA-860, EIA-860M and EIA-923 | 202406 | -88.7011 | 40.7012
-8024276.2507 | 5090179.4049 | 40889 | 57624 | Norwich WWTP | 13831 | City of Norwich - (CT) | Commercial Non-CHP | 43 Fall Avenue | Norwich | New London | Connecticut | 6360 | petroleum | Petroleum = 2 MW | Petroleum Liquids | 2 | 2 | [8 empty] | 2 |  |  |  | EIA-860, EIA-860M and EIA-923 | 202406 | -72.0833 | 41.5256
-9710710.8765 | 5029363.2915 | 40890 | 57625 | Bos Dairy, LLC | 56953 | Bos Dairy, LLC | Industrial Non-CHP | 10777 West 700 North | Fair Oaks | Jasper | Indiana | 47943 | natural gas | Natural Gas = 0.9 MW | Natural Gas Internal Combustion Engine | 1 | 0.9 | [6 empty] | 0.9 | [5 empty] | EIA-860, EIA-860M and EIA-923 | 202406 | -87.2328 | 41.1153
-13527729.9795 | 4539125.5161 | 40891 | 57626 | Foundation ST | 56930 | Foundation HA Energy Generation, LLC | IPP Non-CHP | 16900 W. Schulte Road | Tracy | San Joaquin | California | 95377 | wind | Wind = 2 MW | Onshore Wind Turbine | 2 | 2 | [10 empty] | 2 |  | EIA-860, EIA-860M and EIA-923 | 202406 | -121.5217 | 37.7142
-9687145.7648 | 4970557.8503 | 40892 | 57628 | Meadow Lake Wind Farm V LLC | 56941 | Meadow Lake Wind Farm V LLC | IPP Non-CHP | 6072 S. State Rd. 43 | Chalmers | White | Indiana | 47929 | wind | Wind = 100 MW | Onshore Wind Turbine | 100 | 100 | [10 empty] | 100 |  | EIA-860, EIA-860M and EIA-923 | 202406 | -87.0211 | 40.7161
-9032274.2398 | 4201274.7221 | 40893 | 57629 | Gaston Memorial Hospital | 56960 | City of Gastonia | Commercial Non-CHP | 2525 Court Drive | Gastonia | Gaston | North Carolina | 28054 | petroleum | Petroleum = 1.8 MW | Petroleum Liquids | 1.8 | 1.8 | [8 empty] | 1.8 |  |  |  | EIA-860, EIA-860M and EIA-923 | 202406 | -81.1383 | 35.2747
-9032619.3303 | 4206348.3059 | 40894 | 57630 | Long Creek Waste Water Plant | 56960 | City of Gastonia | Commercial Non-CHP | 3000 Old Spencer Mountain Rd. | Dallas | Gaston | North Carolina | 28034 | petroleum | Petroleum = 5.1 MW | Petroleum Liquids | 5.1 | 5.1 | [8 empty] | 5.1 |  |  |  | EIA-860, EIA-860M and EIA-923 | 202406 | -81.1414 | 35.3119
-10513535.9121 | 5070497.8781 | 40895 | 57631 | Wolverine | 56962 | Wolverine Wind Energy, LLC | IPP Non-CHP | 2325 180th St | Greenfield | Adair | Iowa | 50849 | wind | Wind = 1.5 MW | Onshore Wind Turbine | 1.5 | 1.5 | [10 empty] | 1.5 |  | EIA-860, EIA-860M and EIA-923 | 202406 | -94.4447 | 41.3931
-10513079.5022 | 5045704.3787 | 40896 | 57632 | Bulldog | 56961 | Bulldog Wind Energy, LLC | IPP Non-CHP | 2336 290th St | Orient | Adair | Iowa | 50858 | wind | Wind = 1.5 MW | Onshore Wind Turbine | 1.5 | 1.5 | [10 empty] | 1.5 |  | EIA-860, EIA-860M and EIA-923 | 202406 | -94.4406 | 41.2258
-13445565.286 | 5739446.7956 | 40897 | 57635 | Linden Wind Energy Project | 11208 | Los Angeles Department of Water & Power | Electric Utility | 49 Carpool Court | Goldendale | Klickitat | Washington | 98620 | wind | Wind = 50 MW | Onshore Wind Turbine | 50 | 50 | [10 empty] | 50 |  | EIA-860, EIA-860M and EIA-923 | 202406 | -120.7836 | 45.7442
-8526398.8439 | 5303466.0993 | 40898 | 57636 | Auburn LFG Energy Facility | 60545 | City of Auburn, New York | IPP Non-CHP | 43 Allen Street | Auburn | Cayuga | New York | 13021 | biomass | Biomass = 2.2 MW | Landfill Gas | 2.2 | 2.2 |  | 2.2 | [10 empty] | EIA-860, EIA-860M and EIA-923 | 202406 | -76.5939 | 42.9441
-11106946.7217 | 4553786.5816 | 40899 | 57639 | Ironwood Wind | 65411 | Duke Energy Renewables Services | IPP Non-CHP | 12690 Eagle Rd | Spearville | Ford | Kansas | 67876 | wind | Wind = 167.9 MW | Onshore Wind Turbine | 167.9 | 167.9 | [10 empty] | 167.9 |  | EIA-860, EIA-860M and EIA-923 | 202406 | -99.7754 | 37.8183
-8370298.0823 | 4886186.3054 | 40900 | 57640 | 500 Virginia Solar | 64045 | Alliance HP Virginia Drive LLC | IPP Non-CHP | 500 Virginia Drive | Ft. Washington | Montgomery | Pennsylvania | 19034 | solar | Solar = 1 MW | Solar Photovoltaic | 1 | 1 | [9 empty] | 1 |  |  | EIA-860, EIA-860M and EIA-923 | 202406 | -75.1917 | 40.1392
-11646245.1268 | 4603865.4995 | 40901 | 57643 | Vestas Towers America, Inc. | 64489 | CS Wind America, Inc. | Industrial Non-CHP | 100 Towers Road | Pueblo | Pueblo | Colorado | 81004 | wind | Wind = 1.8 MW | Onshore Wind Turbine | 1.8 | 1.8 | [10 empty] | 1.8 |  | EIA-860, EIA-860M and EIA-923 | 202406 | -104.62 | 38.1728
-10722467.7909 | 5438896.7388 | 40902 | 57644 | Prairie Rose Wind Farm | 59380 | Enel Green Power NA, Inc. | IPP Non-CHP | 2015 80th Ave | Hardwick | Rock | Minnesota | 56134 | wind | Wind = 200 MW | Onshore Wind Turbine | 200 | 200 | [10 empty] | 200 |  | EIA-860, EIA-860M and EIA-923 | 202406 | -96.3216 | 43.8282
-11650050.3609 | 4852020.9122 | 40903 | 57645 | City & County of Denver at Denver Int'l | 56974 | Denver Airport Solar, LLC | IPP Non-CHP | 28600 E 114th Ave. | Denver | Denver | Colorado | 80249 | solar | Solar = 3.4 MW | Solar Photovoltaic | 3.4 | 3.4 | [9 empty] | 3.4 |  |  | EIA-860, EIA-860M and EIA-923 | 202406 | -104.6542 | 39.9041
-8485795.7276 | 4791181.7694 | 40904 | 57646 | McCormick & Co. Inc. at Belcamp | 56975 | Luminace Solar Maryland, LLC | IPP Non-CHP | 4607 McCormick Dr. | Belcamp | Harford | Maryland | 21017 | solar | Solar = 1.4 MW | Solar Photovoltaic | 1.4 | 1.4 | [9 empty] | 1.4 |  |  | EIA-860, EIA-860M and EIA-923 | 202406 | -76.2292 | 39.4836
-8317637.7293 | 4985664.2763 | 40905 | 57647 | Toys R Us- DE, Inc. at Mt. Olive, NJ | 56976 | Luminace Solar New Jersey II, LLC | IPP Non-CHP | 703 Bartley-Chester Road | Mt. Olive | Morris | New Jersey | 7828 | solar | Solar = 4.1 MW | Solar Photovoltaic | 4.1 | 4.1 | [9 empty] | 4.1 |  |  | EIA-860, EIA-860M and EIA-923 | 202406 | -74.7186 | 40.8189
-8568075.6368 | 5294779.3724 | 40906 | 57648 | Henkel U.S. Operations Corporation | 56977 | Henkel U.S. Operations Corporation | Industrial Non-CHP | 300 Forge Avenue | Geneva | Ontario | New York | 14456 | wind | Wind = 3.4 MW | Onshore Wind Turbine | 3.4 | 3.4 | [10 empty] | 3.4 |  | EIA-860, EIA-860M and EIA-923 | 202406 | -76.9683 | 42.8869
-10561982.1545 | 5416793.1228 | 40907 | 57649 | Elm Creek Wind II LLC | 15399 | Avangrid Renewables LLC | IPP Non-CHP | 231 220th Street | Trimont | Martin | Minnesota | 56176 | wind | Wind = 148.8 MW | Onshore Wind Turbine | 148.8 | 148.8 | [10 empty] | 148.8 |  | EIA-860, EIA-860M and EIA-923 | 202406 | -94.8799 | 43.6848
-13230537.8859 | 4204725.0509 | 40908 | 57650 | Regulus Solar Project | 56980 | Regulus Solar, LLC | IPP Non-CHP | Intersection of East Panama La | Bakersfield | Kern | California | 93307 | solar | Solar = 60 MW | Solar Photovoltaic | 60 | 60 | [9 empty] | 60 |  |  | EIA-860, EIA-860M and EIA-923 | 202406 | -118.8519 | 35.3
-13241948.1337 | 4177857.0502 | 40909 | 57651 | Adobe Solar | 17650 | Southern Power Co | IPP Non-CHP | 6765 Crider Avenue | Arvin | KERN | California | 93203 | solar | Solar = 20 MW | Solar Photovoltaic | 20 | 20 | [9 empty] | 20 |  |  | EIA-860, EIA-860M and EIA-923 | 202406 | -118.9544 | 35.1028
-13723312.2022 | 5638680.151 | 40910 | 57652 | Yamhill Solar LLC | 60531 | Standard Solar | IPP Non-CHP | 15805 Christensen Rd | Amity | Yamhill | Oregon | 97101 | solar | Solar = 1 MW | Solar Photovoltaic | 1 | 1 | [9 empty] | 1 |  |  | EIA-860, EIA-860M and EIA-923 | 202406 | -123.2786 | 45.1089
-13724478.6078 | 5553193.4257 | 40911 | 57653 | Oregon State University Energy Center | 56968 | Oregon State University | Commercial CHP | 3452 SW Jefferson Way | Corvallis | Benton | Oregon | 97331 | natural gas | Natural Gas = 5.7 MW | Natural Gas Fired Combined Cycle | 6.5 | 5.7 | [6 empty] | 5.7 | [5 empty] | EIA-860, EIA-860M and EIA-923 | 202406 | -123.2891 | 44.5643
-13243528.4252 | 4219987.2167 | 40912 | 57655 | Bakersfield College Solar 01 | 56982 | Kern Community College District | Commercial Non-CHP | 1801 Panorama Drive | Bakersfield | Kern | California | 93301 | solar | Solar = 1.1 MW | Solar Photovoltaic | 1.1 | 1.1 | [9 empty] | 1.1 |  |  | EIA-860, EIA-860M and EIA-923 | 202406 | -118.9686 | 35.4118
-13081338.9327 | 4005514.065 | 40913 | 57656 | Temescal Canyon RV, LLC | 56984 | Temescal Canyon RV, LLC | IPP Non-CHP | 20242 Temescal Canyon Rd | Corona | Riverside | California | 92881 | solar | Solar = 1.5 MW | Solar Photovoltaic | 1.5 | 1.5 | [9 empty] | 1.5 |  |  | EIA-860, EIA-860M and EIA-923 | 202406 | -117.5117 | 33.8264
-12387942.0697 | 3812197.1853 | 40914 | 57657 | Avra Valley Solar | 64614 | Avra Valley Solar | IPP Non-CHP | 9602 N. Garvey Road | Marana | Pima | Arizona | 85653 | solar | Solar = 25 MW | Solar Photovoltaic | 25 | 25 | [9 empty] | 25 |  |  | EIA-860, EIA-860M and EIA-923 | 202406 | -111.2828 | 32.3717
-10849353.42 | 3557832.7068 | 40915 | 57659 | East Blackland Solar Project 1 | 65411 | Duke Energy Renewables Services | IPP Non-CHP | 17414 Manda Carlson Rd | Manor | Travis | Texas | 78653 | solar | Solar = 144 MW | Solar Photovoltaic | 144 | 144 | [9 empty] | 144 |  |  | EIA-860, EIA-860M and EIA-923 | 202406 | -97.4614 | 30.4214
-8346055.1463 | 4781652.5361 | 40916 | 57660 | Vineland Mays Landing Solar | 56990 | NJR Clean Energy Ventures Corporation | IPP Non-CHP | 3042 Mays Landing Road | Millville | Cumberland | New Jersey | 8332 | solar | Solar = 4 MW | Solar Photovoltaic | 4 | 4 | [9 empty] | 4 |  |  | EIA-860, EIA-860M and EIA-923 | 202406 | -74.9739 | 39.4175
-8276573.1937 | 4903310.83 | 40917 | 57661 | Manalapan Village Solar | 56990 | NJR Clean Energy Ventures Corporation | IPP Non-CHP | 162 Highway 33 and Millhurst R | Manalapan | Monmouth | New Jersey | 7726 | solar | Solar = 3.5 MW | Solar Photovoltaic | 3.5 | 3.5 | [9 empty] | 3.5 |  |  | EIA-860, EIA-860M and EIA-923 | 202406 | -74.3497 | 40.2567
-8299579.2589 | 4906674.3677 | 40918 | 57662 | McGraw Hill Solar | 56990 | NJR Clean Energy Ventures Corporation | IPP Non-CHP | 159 Princeton Hightstown Road | East Windsor Township | Mercer | New Jersey | 8520 | solar | Solar = 12 MW | Solar Photovoltaic | 12 | 12 | [9 empty] | 12 |  |  | EIA-860, EIA-860M and EIA-923 | 202406 | -74.5564 | 40.2797
-11173359.9299 | 4565496.4129 | 40919 | 57663 | Cimarron Windpower II | 65411 | Duke Energy Renewables Services | IPP Non-CHP | 8502 State Highway 23 | Cimarron | Gray | Kansas | 20069 | wind | Wind = 131 MW | Onshore Wind Turbine | 131 | 131 | [10 empty] | 131 |  | EIA-860, EIA-860M and EIA-923 | 202406 | -100.372 | 37.9013
-8226133.8871 | 4980139.8729 | 40920 | 57664 | Astoria Energy II | 56991 | Astoria Energy II LLC | IPP Non-CHP | 17-10 Steinway Street | Astoria | Queens | New York | 11105 | natural gas | Natural Gas = 540 MW | Natural Gas Fired Combined Cycle | 650 | 540 | [6 empty] | 540 | [5 empty] | EIA-860, EIA-860M and EIA-923 | 202406 | -73.8966 | 40.7813
-10380295.0532 | 5618198.6034 | 40921 | 57665 | SAF Hydroelectric LLC | 56989 | SAF Hydroelectric LLC | IPP Non-CHP | 1815 West River Parkway | Minneapolis | Hennepin | Minnesota | 55454 | hydroelectric | Hydroelectric = 9.6 MW | Conventional Hydroelectric | 9.6 | 9.6 |  |  |  |  | 9.6 | [7 empty] | EIA-860, EIA-860M and EIA-923 | 202406 | -93.2478 | 44.9789
-8010617.3492 | 5082376.2532 | 40922 | 57666 | Foxwoods CoGen | 56992 | Foxwoods Resort Casino | Commercial CHP | 350 Trolley Line Boulevard | Mashantucket | New London | Connecticut | 6338 | natural gas | Natural Gas = 14.5 MW | Natural Gas Fired Combined Cycle | 16.2 | 14.5 | [6 empty] | 14.5 | [5 empty] | EIA-860, EIA-860M and EIA-923 | 202406 | -71.9606 | 41.4731
-8372895.5 | 4791383.6967 | 40923 | 57667 | Seabrook Solar Plant | 61944 | MN8 Energy LLC | IPP Non-CHP | 85 Finley Road | Seabrook | Cumberland | New Jersey | 8302 | solar | Solar = 6.8 MW | Solar Photovoltaic | 6.8 | 6.8 | [9 empty] | 6.8 |  |  | EIA-860, EIA-860M and EIA-923 | 202406 | -75.215 | 39.485
-8594543.7381 | 4897118.2371 | 40924 | 57668 | CASD Solar | 56994 | Carlisle Area School District | Commercial Non-CHP | 623 West Penn Street | Carlisle | Cumberland | Pennsylvania | 17013 | solar | Solar = 1.3 MW | Solar Photovoltaic | 1.3 | 1.3 | [9 empty] | 1.3 |  |  | EIA-860, EIA-860M and EIA-923 | 202406 | -77.2061 | 40.2142
-13515608.8454 | 4631077.6967 | 40925 | 57669 | SMUD at Grundman | 56995 | Sacramento PV Energy, LLC | IPP Non-CHP | 10645 Bruceville Road | Elk Grove | Sacramento | California | 95757 | solar | Solar = 18 MW | Solar Photovoltaic | 17 | 18 | [9 empty] | 18 |  |  | EIA-860, EIA-860M and EIA-923 | 202406 | -121.4128 | 38.3647
-13500704.0561 | 4615236.0754 | 40926 | 57670 | SMUD at Van Conett | 56995 | Sacramento PV Energy, LLC | IPP Non-CHP | 10930 Boessow Road | Galt | Sacramento | California | 95632 | solar | Solar = 2.9 MW | Solar Photovoltaic | 2.9 | 2.9 | [9 empty] | 2.9 |  |  | EIA-860, EIA-860M and EIA-923 | 202406 | -121.2789 | 38.2531
-13507228.7141 | 4613070.5396 | 40927 | 57671 | SMUD at Fleshman | 56995 | Sacramento PV Energy, LLC | IPP Non-CHP | 9690 Kost Road | Galt | Sacramento | California | 95632 | solar | Solar = 2.9 MW | Solar Photovoltaic | 2.9 | 2.9 | [9 empty] | 2.9 |  |  | EIA-860, EIA-860M and EIA-923 | 202406 | -121.3375 | 38.2378
-10197232.711 | 5116936.5269 | 40928 | 57672 | Oakdale Renewable Energy Plant | 19539 | University of Iowa | Commercial Non-CHP | 2320 Cross Park Road | Coralville | Johnson | Iowa | 52242 | natural gas | Natural Gas = 2.8 MW | Natural Gas Internal Combustion Engine | 2.8 | 2.8 | [6 empty] | 2.8 | [5 empty] | EIA-860, EIA-860M and EIA-923 | 202406 | -91.6033 | 41.7053
-12513935.5845 | 3949726.9601 | 40929 | 57673 | Macys Goodyear | 56998 | Macys Corporate Services, Inc | Commercial Non-CHP | 16575 W. Commerce Dr. | Goodyear | Maricopa | Arizona | 85338 | solar | Solar = 3.1 MW | Solar Photovoltaic | 3.1 | 3.1 | [9 empty] | 3.1 |  |  | EIA-860, EIA-860M and EIA-923 | 202406 | -112.4146 | 33.4091
-8070539.4066 | 5183683.827 | 40930 | 57674 | Indian Orchard PV Facility | 56999 | Western Massachusetts Electric Company | Electric Utility | 225 Goodwin Street | Springfield | Hampden | Massachusetts | 1151 | solar | Solar = 1.9 MW | Solar Photovoltaic | 1.9 | 1.9 | [9 empty] | 1.9 |  |  | EIA-860, EIA-860M and EIA-923 | 202406 | -72.4989 | 42.1514
-9798510.4513 | 4933607.6915 | 40931 | 57675 | Pioneer Trail Wind Farm, LLC | 56215 | RWE Renewables Americas, LLC | IPP Non-CHP | 402 N 2300 East Road | Paxton | Iroquois | Illinois | 60957 | wind | Wind = 150.4 MW | Onshore Wind Turbine | 150.4 | 150.4 | [10 empty] | 150.4 |  | EIA-860, EIA-860M and EIA-923 | 202406 | -88.0215 | 40.4641
-8153072.9015 | 5229004.6106 | 40932 | 57676 | Silver Lake Solar Photovoltaic Facility | 56999 | Western Massachusetts Electric Company | Electric Utility | 75 Silver Lake Boulevard | Pittsfield | Berkshire | Massachusetts | 1201 | solar | Solar = 1.5 MW | Solar Photovoltaic | 1.5 | 1.5 | [9 empty] | 1.5 |  |  | EIA-860, EIA-860M and EIA-923 | 202406 | -73.2403 | 42.4525
-9368342.6618 | 4163767.9433 | 40933 | 57677 | Murphy Farm Power, LLC | 65411 | Duke Energy Renewables Services | IPP Non-CHP | 160 Old Forge Road | Culberson | Cherokee | North Carolina | 28903 | solar | Solar = 0.9 MW | Solar Photovoltaic | 0.9 | 0.9 | [9 empty] | 0.9 |  |  | EIA-860, EIA-860M and EIA-923 | 202406 | -84.1573 | 34.9992
-10942644.0513 | 4699017.0386 | 40934 | 57678 | Post Rock Wind Power Project, LLC | 56545 | Pattern Operators LP | IPP Non-CHP | 307 11th Road | Ellsworth | Ellsworth | Kansas | 67439 | wind | Wind = 201 MW | Onshore Wind Turbine | 201 | 201 | [10 empty] | 201 |  | EIA-860, EIA-860M and EIA-923 | 202406 | -98.2994 | 38.8417
-12560610.9564 | 3935857.9411 | 40935 | 57680 | Arlington Valley Solar Energy II | 61230 | Arevon Energy, Inc. | IPP Non-CHP | South of Elliot Road and west | Arlington | Maricopa | Arizona | 85326 | solar | Solar = 125.4 MW | Solar Photovoltaic | 129 | 125.4 | [9 empty] | 125.4 |  |  | EIA-860, EIA-860M and EIA-923 | 202406 | -112.8339 | 33.305
-11708620.4431 | 4872923.5978 | 40936 | 57681 | City of Boulder WWTP | 57005 | SunE NLB-2, LLC | IPP Non-CHP | 4049 75th Street | Boulder | Boulder | Colorado | 80301 | solar | Solar = 0.9 MW | Solar Photovoltaic | 1 | 0.9 | [9 empty] | 0.9 |  |  | EIA-860, EIA-860M and EIA-923 | 202406 | -105.1803 | 40.048
-13375838.3191 | 4430858.28 | 40937 | 57682 | City of Madera WWTP | 57006 | SunE GIL1, LLC | IPP Non-CHP | 13048 Road 21 1/2 | Madera | Madera | California | 93637 | solar | Solar = 1 MW | Solar Photovoltaic | 1 | 1 | [9 empty] | 1 |  |  | EIA-860, EIA-860M and EIA-923 | 202406 | -120.1572 | 36.9408
-13137648.0047 | 4012923.8412 | 40938 | 57683 | Staples La Mirada, CA | 57007 | SunE WF3-ST Holdings, LLC | IPP Non-CHP | 16501 Trojan Way | La Mirada | Los Angeles | California | 90638 | solar | Solar = 0.9 MW | Solar Photovoltaic | 1.1 | 0.9 | [9 empty] | 0.9 |  |  | EIA-860, EIA-860M and EIA-923 | 202406 | -118.0175 | 33.8817
-12847537.0552 | 4274432.7399 | 40939 | 57684 | Goodsprings Waste Heat Recovery | 13407 | Nevada Power Co | Electric Utility | 14551 HWY 161 | Jean | Clark | Nevada | 89019 | other | Other = 6.5 MW | All Other | 7.5 | 6.5 | [11 empty] | 6.5 | EIA-860, EIA-860M and EIA-923 | 202406 | -115.4114 | 35.8094
-9369338.192 | 4162459.6268 | 40940 | 57687 | CS Murphy Point, LLC | 65411 | Duke Energy Renewables Services | IPP Non-CHP | 70 Wingate Road | Murphy | Cherokee | North Carolina | 28906 | solar | Solar = 0.9 MW | Solar Photovoltaic | 0.9 | 0.9 | [9 empty] | 0.9 |  |  | EIA-860, EIA-860M and EIA-923 | 202406 | -84.1662 | 34.9895
-8170049.1239 | 5028831.3753 | 40941 | 57689 | Norden 1-3 | 57015 | Third Taxing District of Norwalk | Electric Utility | 10 Norden Place | Norwalk | Fairfield | Connecticut | 6855 | petroleum | Petroleum = 6 MW | Petroleum Liquids | 6 | 6 | [8 empty] | 6 |  |  |  | EIA-860, EIA-860M and EIA-923 | 202406 | -73.3928 | 41.1117
-12478574.7256 | 6041436.5892 | 40942 | 57690 | Turnbull Hydro | 57018 | Turnbull Hydro LLC | IPP Non-CHP | 51 4th Lane SW | Fairfield | Teton | Montana | 59436 | hydroelectric | Hydroelectric = 13 MW | Conventional Hydroelectric | 13 | 13 |  |  |  |  | 13 | [7 empty] | EIA-860, EIA-860M and EIA-923 | 202406 | -112.0969 | 47.6053
-13365976.6368 | 4219132.0791 | 40943 | 57695 | Topaz Solar Farm | 59874 | Topaz Solar Farms LLC | IPP Non-CHP | 10400 Helios Way | Santa Margarita | San Luis Obispo | California | 93453 | solar | Solar = 585.9 MW | Solar Photovoltaic | 585.9 | 585.9 | [9 empty] | 585.9 |  |  | EIA-860, EIA-860M and EIA-923 | 202406 | -120.0686 | 35.4056
-13613940.8025 | 4554850.9896 | 40944 | 57696 | Power Generation Station (PGS) 2 | 5571 | East Bay Municipal Util Dist | Commercial CHP | 2020 Wake Ave. | Oakland | Alameda | California | 94607 | biomass | Biomass = 3.8 MW | Other Waste Biomass | 4.6 | 3.8 |  | 3.8 | [10 empty] | EIA-860, EIA-860M and EIA-923 | 202406 | -122.2961 | 37.8258
-13487789.9933 | 4666460.1494 | 40945 | 57697 | Aerojet I | 60281 | Altus Power America Management, LLC | IPP Non-CHP | Aerojet Rd & White Rock Rd | Rancho Cordova | Sacramento | California | 95670 | solar | Solar = 3 MW | Solar Photovoltaic | 3 | 3 | [9 empty] | 3 |  |  | EIA-860, EIA-860M and EIA-923 | 202406 | -121.1629 | 38.6135
-13488616.0953 | 4665760.948 | 40946 | 57698 | Aerojet II | 60281 | Altus Power America Management, LLC | IPP Non-CHP | Aerojet Rd & White Rock Rd | Rancho Cordova | Sacramento | California | 95670 | solar | Solar = 2.2 MW | Solar Photovoltaic | 2.2 | 2.2 | [9 empty] | 2.2 |  |  | EIA-860, EIA-860M and EIA-923 | 202406 | -121.1703 | 38.6086
-10854631.2997 | 3534242.7505 | 40947 | 57699 | Webberville Solar Project | 57021 | FRV AE Solar LLC | IPP Non-CHP | 18580 FM 969 | Manor | Travis | Texas | 78653 | solar | Solar = 30 MW | Solar Photovoltaic | 30 | 30 | [9 empty] | 30 |  |  | EIA-860, EIA-860M and EIA-923 | 202406 | -97.5088 | 30.2385
-13549591.9029 | 4549919.5244 | 40948 | 57700 | Vasco Winds | 57024 | Vasco Winds, LLC | IPP Non-CHP | 435 Mountain Vista Parkway | Livermore | Contra Costa | California | 94551 | wind | Wind = 78.2 MW | Onshore Wind Turbine | 78.2 | 78.2 | [10 empty] | 78.2 |  | EIA-860, EIA-860M and EIA-923 | 202406 | -121.7181 | 37.7908
-13561156.7735 | 4595920.0822 | 40949 | 57701 | Montezuma Wind II | 57026 | NextEra Energy Montezuma Wind II, LLC | IPP Non-CHP | 6700 Birds Landing Road | Birds Landing | Solano | California | 94512 | wind | Wind = 78.2 MW | Onshore Wind Turbine | 78.2 | 78.2 | [10 empty] | 78.2 |  | EIA-860, EIA-860M and EIA-923 | 202406 | -121.8219 | 38.1167
-13155252.6256 | 4003476.4731 | 40950 | 57702 | Signal Hill West Unit | 57027 | Signal Hill Petroleum, Inc | Industrial Non-CHP | 1215 E. 29th St. | Signal Hill | Los Angeles | California | 90755 | other | Other = 5.7 MW | Other Gases | 5.7 | 5.7 | [11 empty] | 5.7 | EIA-860, EIA-860M and EIA-923 | 202406 | -118.1756 | 33.8112
-11657377.0759 | 5030591.3906 | 40951 | 57703 | Cheyenne Prairie Generating Station | 56771 | Black Hills Service Company LLC | Electric Utility | 6711 HR Ranch Road | Cheyenne | Laramie | Wyoming | 82007 | natural gas | Natural Gas = 131 MW | Natural Gas Fired Combined Cycle; Natural Gas Fired Combustion Turbine; | 140 | 131 | [6 empty] | 131 | [5 empty] | EIA-860, EIA-860M and EIA-923 | 202406 | -104.72 | 41.1236
-9194378.4616 | 5299159.9573 | 40952 | 57706 | Blue Water Renewables Inc | 57029 | Blue Water Renewables Inc | IPP Non-CHP | 6797 Smiths Creek Road | Kimball Township | St Clair | Michigan | 48074 | biomass | Biomass = 3.2 MW | Landfill Gas | 3.2 | 3.2 |  | 3.2 | [10 empty] | EIA-860, EIA-860M and EIA-923 | 202406 | -82.5945 | 42.9158
-12568418.9055 | 3940764.9717 | 40953 | 57707 | Mesquite Solar 1 | 56769 | Consolidated Edison Development Inc. | IPP Non-CHP | 39903 W. Elliot Road | Tonopah | Maricopa | Arizona | 85354 | solar | Solar = 170 MW | Solar Photovoltaic | 170 | 170 | [9 empty] | 170 |  |  | EIA-860, EIA-860M and EIA-923 | 202406 | -112.904 | 33.3418
-13172935.3927 | 4155494.2226 | 40954 | 57708 | Catalina Solar LLC | 57170 | EDF Renewable Asset Holdings, Inc. | IPP Non-CHP | 1232 Catalina rd | Rosamond | Kern | California | 93560 | solar | Solar = 110 MW | Solar Photovoltaic | 110 | 110 | [9 empty] | 110 |  |  | EIA-860, EIA-860M and EIA-923 | 202406 | -118.3345 | 34.9383
-8168343.3753 | 5244708.5736 | 40955 | 57710 | Stephentown Spindle | 61978 | Convergent Energy and Power LP | IPP Non-CHP | 99 Grange Hall Road | Stephentown | Rensselaer | New York | 12168 | other | Other = 20 MW | Flywheels | 20 | 20 | [11 empty] | 20 | EIA-860, EIA-860M and EIA-923 | 202406 | -73.3775 | 42.5565
-13050752.9007 | 3914412.8487 | 40956 | 57715 | Watkins Manufacturing Co. | 57034 | Watkins Manufacturing Corporation | Industrial Non-CHP | 1280 Park Center Dr | San Diego | San Diego | California | 92081 | natural gas | Natural Gas = 2 MW | Natural Gas Internal Combustion Engine | 2 | 2 | [6 empty] | 2 | [5 empty] | EIA-860, EIA-860M and EIA-923 | 202406 | -117.2369 | 33.1438
-8465556.731 | 5004901.0824 | 40957 | 57716 | Hazle Spindle | 61978 | Convergent Energy and Power LP | IPP Non-CHP | Site 30A Humboldt Industrial P | Hazel Towhship | Luzerne | Pennsylvania | 18202 | other | Other = 20 MW | Flywheels | 20 | 20 | [11 empty] | 20 | EIA-860, EIA-860M and EIA-923 | 202406 | -76.0474 | 40.9495
-8156935.6879 | 5249268.4796 | 40958 | 57721 | Berkshire Wind Power Project | 11806 | Massachusetts Mun Wholes Electric Co | Electric Utility | 108 Brodie Mountain Rd | Lanesboro | Berkshire | Massachusetts | 1224 | wind | Wind = 19.6 MW | Onshore Wind Turbine | 19.6 | 19.6 | [10 empty] | 19.6 |  | EIA-860, EIA-860M and EIA-923 | 202406 | -73.275 | 42.5867
-12975678.1456 | 4016686.3285 | 40959 | 57722 | North Palm Springs 4A | 60025 | Greenbacker Renewable Energy Corporation | IPP Non-CHP | 19th Ave and Karen Rd | Palm Springs | Riverside | California | 92240 | solar | Solar = 4 MW | Solar Photovoltaic | 4 | 4 | [9 empty] | 4 |  |  | EIA-860, EIA-860M and EIA-923 | 202406 | -116.5625 | 33.9097
-8373421.1507 | 4840584.5444 | 40960 | 57723 | Johnson Matthey, Inc. Solar | 56976 | Luminace Solar New Jersey II, LLC | IPP Non-CHP | 240 Mantua Grove Road | Paulsboro | Gloucester | New Jersey | 8066 | solar | Solar = 4 MW | Solar Photovoltaic | 4 | 4 | [9 empty] | 4 |  |  | EIA-860, EIA-860M and EIA-923 | 202406 | -75.2197 | 39.8253
-8249887.4627 | 4975658.766 | 40961 | 57724 | NJMC Landfill | 15477 | Public Service Elec & Gas Co | Electric Utility | 932 Bellville Turnpike NJMC 1A | Kearny | Hudson | New Jersey | 7032 | solar | Solar = 2.5 MW | Solar Photovoltaic | 2.5 | 2.5 | [9 empty] | 2.5 |  |  | EIA-860, EIA-860M and EIA-923 | 202406 | -74.11 | 40.7508
-13564874.6219 | 4598866.5041 | 40962 | 57725 | Shiloh IV Wind Project LLC | 57170 | EDF Renewable Asset Holdings, Inc. | IPP Non-CHP | 6523 Montezuma Hills Rd | Birds Landing | Solano | California | 94512 | wind | Wind = 102.5 MW | Onshore Wind Turbine | 102.5 | 102.5 | [10 empty] | 102.5 |  | EIA-860, EIA-860M and EIA-923 | 202406 | -121.8553 | 38.1375
-8277004.8906 | 4938913.0943 | 40963 | 57726 | Summit Associates | 15477 | Public Service Elec & Gas Co | Electric Utility | 45 Fernwood Ave. & 110 Fieldcr | Edison | Middlesex | New Jersey | 8818 | solar | Solar = 1.9 MW | Solar Photovoltaic | 1.9 | 1.9 | [9 empty] | 1.9 |  |  | EIA-860, EIA-860M and EIA-923 | 202406 | -74.3536 | 40.5003
-8291042.2784 | 4918716.6416 | 40964 | 57727 | BlackRock-Matrix | 15477 | Public Service Elec & Gas Co | Electric Utility | 140 Docks Corner Rd. | South Brunswick | Middlesex | New Jersey | 8810 | solar | Solar = 2.5 MW | Solar Photovoltaic | 2.5 | 2.5 | [9 empty] | 2.5 |  |  | EIA-860, EIA-860M and EIA-923 | 202406 | -74.4797 | 40.3622
-8329449.9518 | 4870504.547 | 40965 | 57728 | Mill Creek Solar | 15477 | Public Service Elec & Gas Co | Electric Utility | 600 Irick Road | Burlington | Burlington | New Jersey | 8016 | solar | Solar = 3.5 MW | Solar Photovoltaic | 3.5 | 3.5 | [9 empty] | 3.5 |  |  | EIA-860, EIA-860M and EIA-923 | 202406 | -74.8247 | 40.0314
-13037676.8681 | 3903086.1799 | 40966 | 57729 | Lake Hodges Hydroelectric Facility | 27075 | San Diego County Water Auth | Electric Utility | 18963 Lake Drive | Escondido | San Diego | California | 92029 | pumped storage | Pumped Storage = 42 MW | Hydroelectric Pumped Storage | 42 | 42 | [5 empty] | 42 | [6 empty] | EIA-860, EIA-860M and EIA-923 | 202406 | -117.1194 | 33.0586
-10672982.4923 | 5714840.3908 | 40967 | 57732 | UMM Wind Turbine | 57046 | University of Minnesota Morris Campus | Commercial Non-CHP | .608 County Highway 10 | Morris | Stevens | Minnesota | 56267 | wind | Wind = 0.6 MW | Onshore Wind Turbine | 1.7 | 0.6 | [10 empty] | 0.6 |  | EIA-860, EIA-860M and EIA-923 | 202406 | -95.877 | 45.5897
-8317204.8078 | 4986645.1638 | 40968 | 57733 | Benjamin Moore & Co. Solar | 57044 | Luminace Solar New Jersey, LLC | Commercial Non-CHP | 360 US Route 206 | Mount Olive | Morris | New Jersey | 7828 | solar | Solar = 1.4 MW | Solar Photovoltaic | 1.4 | 1.4 | [9 empty] | 1.4 |  |  | EIA-860, EIA-860M and EIA-923 | 202406 | -74.7147 | 40.8256
-8349920.3816 | 4847955.3661 | 40969 | 57734 | Cherry Hill | 57049 | NFI Solar LLC | IPP Non-CHP | 1515 Burnt Mill Rd | Cherry Hill | Camden | New Jersey | 8003 | solar | Solar = 1.1 MW | Solar Photovoltaic | 1.1 | 1.1 | [9 empty] | 1.1 |  |  | EIA-860, EIA-860M and EIA-923 | 202406 | -75.0086 | 39.8761
-11481250.1605 | 3780049.4428 | 40970 | 57736 | SPS1 Dollarhide | 57055 | SunE SPS1, LLC | IPP Non-CHP | Willis Road | Jal | Lea | New Mexico | 88252 | solar | Solar = 10 MW | Solar Photovoltaic | 10 | 10 | [9 empty] | 10 |  |  | EIA-860, EIA-860M and EIA-923 | 202406 | -103.1378 | 32.1274
-11486285.2524 | 3787436.6292 | 40971 | 57737 | SPS2 Jal | 57056 | SunE SPS2, LLC | IPP Non-CHP | 74 Flying E Road | Jal | Lea | New Mexico | 88252 | solar | Solar = 10 MW | Solar Photovoltaic | 10 | 10 | [9 empty] | 10 |  |  | EIA-860, EIA-860M and EIA-923 | 202406 | -103.1831 | 32.1836
-11501900.8166 | 3825128.1071 | 40972 | 57738 | SPS3 Lea | 57057 | SunE SPS3, LLC | IPP Non-CHP | NM Highway 176 | Eunice | Lea | New Mexico | 88231 | solar | Solar = 10 MW | Solar Photovoltaic | 10 | 10 | [9 empty] | 10 |  |  | EIA-860, EIA-860M and EIA-923 | 202406 | -103.3233 | 32.4697
-11499705.3736 | 3853163.045 | 40973 | 57739 | SPS4 Monument | 57059 | SunE SPS4, LLC | IPP Non-CHP | Maddox Road | Monument | Lea | New Mexico | 88240 | solar | Solar = 10.1 MW | Solar Photovoltaic | 10.1 | 10.1 | [9 empty] | 10.1 |  |  | EIA-860, EIA-860M and EIA-923 | 202406 | -103.3036 | 32.6819
-11603356.176 | 3808756.1856 | 40974 | 57740 | SPS5 Hopi | 57058 | SunE SPS5, LLC | IPP Non-CHP | 800 W. Derrick Road | Carlsbad | Eddy | New Mexico | 88220 | solar | Solar = 10.1 MW | Solar Photovoltaic | 10.1 | 10.1 | [9 empty] | 10.1 |  |  | EIA-860, EIA-860M and EIA-923 | 202406 | -104.2347 | 32.3456
-8353124.1566 | 4792143.9896 | 40975 | 57742 | Vineland Headquarters | 57049 | NFI Solar LLC | IPP Non-CHP | 71 W Park Avenue | Vineland | Cumberland | New Jersey | 8360 | solar | Solar = 1.1 MW | Solar Photovoltaic | 1.1 | 1.1 | [9 empty] | 1.1 |  |  | EIA-860, EIA-860M and EIA-923 | 202406 | -75.0374 | 39.4903
-12979110.4595 | 4018624.0465 | 40976 | 57743 | North Palm Springs 1A | 60025 | Greenbacker Renewable Energy Corporation | IPP Non-CHP | Dillon Rd & Worsley Rd | Palm Springs | Riverside | California | 92240 | solar | Solar = 2.4 MW | Solar Photovoltaic | 2.5 | 2.4 | [9 empty] | 2.4 |  |  | EIA-860, EIA-860M and EIA-923 | 202406 | -116.5933 | 33.9242
-8574895.848 | 5091175.6911 | 40977 | 57744 | Laurel Hill Wind | 65411 | Duke Energy Renewables Services | IPP Non-CHP | 1464 Marshall Road | Roaring Branch | Lycoming | Pennsylvania | 17765 | wind | Wind = 69 MW | Onshore Wind Turbine | 69 | 69 | [10 empty] | 69 |  | EIA-860, EIA-860M and EIA-923 | 202406 | -77.0296 | 41.5323
-8356758.5153 | 4788121.0487 | 40978 | 57745 | The City of Vineland at West Vineland | 57044 | Luminace Solar New Jersey, LLC | IPP Non-CHP | 1776 South Mill Rd. | Vineland | Cumberland | New Jersey | 8360 | solar | Solar = 3.7 MW | Solar Photovoltaic | 3.7 | 3.7 | [9 empty] | 3.7 |  |  | EIA-860, EIA-860M and EIA-923 | 202406 | -75.07 | 39.4624
-8348706.1086 | 4794273.7224 | 40979 | 57746 | The City of Vineland at North Vineland | 57044 | Luminace Solar New Jersey, LLC | IPP Non-CHP | 1310 North Main Rd. | Vineland | Cumberland | New Jersey | 8360 | solar | Solar = 2.3 MW | Solar Photovoltaic | 2.3 | 2.3 | [9 empty] | 2.3 |  |  | EIA-860, EIA-860M and EIA-923 | 202406 | -74.9977 | 39.505
-8556510.7662 | 4708470.1582 | 40980 | 57747 | FedEx Field Solar Facility | 57052 | NRG Solar Arrowhead LLC | IPP Non-CHP | 1600 FedEx Way | Landover | Prince Georges | Maryland | 20785 | solar | Solar = 2 MW | Solar Photovoltaic | 2 | 2 | [9 empty] | 2 |  |  | EIA-860, EIA-860M and EIA-923 | 202406 | -76.8644 | 38.9078
-12282745.1509 | 5846611.0817 | 40981 | 57748 | Gordon Butte Wind LLC | 57042 | Gordon Butte Wind LLC | IPP Non-CHP | 45 John Sears Road | Martinsdale | Meagher | Montana | 59053 | wind | Wind = 17.7 MW | Onshore Wind Turbine | 17.7 | 17.7 | [10 empty] | 17.7 |  | EIA-860, EIA-860M and EIA-923 | 202406 | -110.3378 | 46.4119
-12845527.0705 | 5309266.2454 | 40982 | 57749 | Sawtooth Wind Project | 57041 | Idaho Winds LLC | IPP Non-CHP | 5420 W Wicher Road | Glenns Ferry | Elmore | Idaho | 83623 | wind | Wind = 22.4 MW | Onshore Wind Turbine | 22.4 | 22.4 | [10 empty] | 22.4 |  | EIA-860, EIA-860M and EIA-923 | 202406 | -115.3933 | 42.9822
-8346828.1488 | 4791744.2914 | 40983 | 57750 | Maple Solar | 57049 | NFI Solar LLC | IPP Non-CHP | 2363 Maple Avenue | Vineland | Cumberland | New Jersey | 8361 | solar | Solar = 2.4 MW | Solar Photovoltaic | 2.4 | 2.4 | [9 empty] | 2.4 |  |  | EIA-860, EIA-860M and EIA-923 | 202406 | -74.9808 | 39.4875
-10863190.4327 | 3040100.0263 | 40984 | 57751 | Los Vientos Wind 1A | 65411 | Duke Energy Renewables Services | IPP Non-CHP | 4545 FM 507 | Sebastian | Cameron | Texas | 78594 | wind | Wind = 200 MW | Onshore Wind Turbine | 200 | 200 | [10 empty] | 200 |  | EIA-860, EIA-860M and EIA-923 | 202406 | -97.5857 | 26.3307
-10872218.4434 | 3042360.7537 | 40985 | 57752 | Los Vientos Wind 1B | 65411 | Duke Energy Renewables Services | IPP Non-CHP | 4545 FM 507 | Sebastian | Cameron | Texas | 78594 | wind | Wind = 201.6 MW | Onshore Wind Turbine | 201.6 | 201.6 | [10 empty] | 201.6 |  | EIA-860, EIA-860M and EIA-923 | 202406 | -97.6668 | 26.3489
-13517675.1578 | 4627407.7193 | 40986 | 57753 | SMUD at Lawrence | 56995 | Sacramento PV Energy, LLC | IPP Non-CHP | 6150 Point Pleasant Road | Elk Grove | Sacramento | California | 95757 | solar | Solar = 1 MW | Solar Photovoltaic | 1 | 1 | [9 empty] | 1 |  |  | EIA-860, EIA-860M and EIA-923 | 202406 | -121.4313 | 38.3389
-8693773.9322 | 4741864.8153 | 40987 | 57754 | Frederick County LFGTE Facility | 57051 | Frederick County Virginia | Commercial Non-CHP | 280 Landfill Road | Winchester | Frederick | Virginia | 22602 | biomass | Biomass = 2 MW | Landfill Gas | 2 | 2 |  | 2 | [10 empty] | EIA-860, EIA-860M and EIA-923 | 202406 | -78.0975 | 39.1408
-10904990.2336 | 5140716.1686 | 40988 | 57755 | TPW Petersburg | 57050 | TPW Petersburg LLC | IPP Non-CHP | 2460 State Highway Road 32 | Petersburg | Boone | Nebraska | 68652 | wind | Wind = 40.5 MW | Onshore Wind Turbine | 40.5 | 40.5 | [10 empty] | 40.5 |  | EIA-860, EIA-860M and EIA-923 | 202406 | -97.9612 | 41.8646
-13810898.4889 | 5908446.0828 | 40989 | 57756 | Coastal Energy Project | 57066 | Coastal Community Action Program | IPP Non-CHP | 117 East Third St | Aberdeen | Grays Harbor | Washington | 98520 | wind | Wind = 6 MW | Onshore Wind Turbine | 6 | 6 | [10 empty] | 6 |  | EIA-860, EIA-860M and EIA-923 | 202406 | -124.0654 | 46.7936
-13183845.5934 | 4149131.1211 | 40990 | 57757 | Pacific Wind LLC | 57170 | EDF Renewable Asset Holdings, Inc. | IPP Non-CHP | 4551 170th Street West | Rosamond | Kern | California | 93560 | wind | Wind = 140 MW | Onshore Wind Turbine | 151.7 | 140 | [10 empty] | 140 |  | EIA-860, EIA-860M and EIA-923 | 202406 | -118.4325 | 34.8914
-8610006.0154 | 4818825.9525 | 40991 | 57758 | Mount Saint Mary's | 57065 | Constellation Solar Horizons LLC | IPP Non-CHP | 16300 Old Emmitsburg Road | Emmitsburg | Frederick | Maryland | 21727 | solar | Solar = 13.7 MW | Solar Photovoltaic | 13.7 | 13.7 | [9 empty] | 13.7 |  |  | EIA-860, EIA-860M and EIA-923 | 202406 | -77.345 | 39.675
-12552138.4299 | 5266924.5691 | 40992 | 57760 | Power County Wind Park South | 57068 | Power County Wind Park South LLC | IPP Non-CHP | Garden Road | American Falls | Power | Idaho | 83211 | wind | Wind = 22.5 MW | Onshore Wind Turbine | 22.5 | 22.5 | [10 empty] | 22.5 |  | EIA-860, EIA-860M and EIA-923 | 202406 | -112.7578 | 42.7033
-12551117.9642 | 5272312.1645 | 40993 | 57761 | Power County Wind Park North | 57069 | Power County Wind Park North LLC | IPP Non-CHP | Garden Road | American Falls | Power | Idaho | 83211 | wind | Wind = 22.5 MW | Onshore Wind Turbine | 22.5 | 22.5 | [10 empty] | 22.5 |  | EIA-860, EIA-860M and EIA-923 | 202406 | -112.7486 | 42.7389
-11163149.3722 | 4561625.8443 | 40994 | 57762 | Cimarron Wind Energy LLC | 58143 | Cimarron Wind Energy LLC | IPP Non-CHP | 10001 19 Road | Cimmaron | Gray | Kansas | 67384 | wind | Wind = 165.6 MW | Onshore Wind Turbine | 165.6 | 165.6 | [10 empty] | 165.6 |  | EIA-860, EIA-860M and EIA-923 | 202406 | -100.2803 | 37.8739
-13558713.9786 | 6072254.2634 | 40995 | 57763 | Youngs Creek Hydroelectric Project | 17470 | PUD No 1 of Snohomish County | Electric Utility | 21632 Youngs River Truck Trail | Monroe | Snohomish | Washington | 98272 | hydroelectric | Hydroelectric = 7.9 MW | Conventional Hydroelectric | 7.5 | 7.9 |  |  |  |  | 7.9 | [7 empty] | EIA-860, EIA-860M and EIA-923 | 202406 | -121.8 | 47.7916
-13100230.1843 | 4257735.3961 | 40996 | 57764 | Naval Air Weapons Station China Lake | 61944 | MN8 Energy LLC | Commercial Non-CHP | 101-115 E Inyokern Rd | Ridgecrest | Kern | California | 93555 | solar | Solar = 11.1 MW | Solar Photovoltaic | 11.1 | 11.1 | [9 empty] | 11.1 |  |  | EIA-860, EIA-860M and EIA-923 | 202406 | -117.6814 | 35.6877
-12745648.663 | 3853934.6665 | 40997 | 57765 | Arizona Western College PV | 61012 | AES Distributed Energy | IPP Non-CHP | 2020 S. Avenue 8E | Yuma | Yuma | Arizona | 85365 | solar | Solar = 4.7 MW | Solar Photovoltaic | 4.7 | 4.7 | [9 empty] | 4.7 |  |  | EIA-860, EIA-860M and EIA-923 | 202406 | -114.4961 | 32.6878
-12568186.9157 | 5262591.5495 | 40998 | 57766 | Rockland Wind Farm | 57075 | Ridgeline Energy LLC | IPP Non-CHP | 3426 Harvest Lane | American Falls | Power | Idaho | 83211 | wind | Wind = 79.2 MW | Onshore Wind Turbine | 79.2 | 79.2 | [10 empty] | 79.2 |  | EIA-860, EIA-860M and EIA-923 | 202406 | -112.9019 | 42.6747
-10096584.9745 | 4862067.8601 | 40999 | 57767 | Brown County Wind Turbine | 57077 | Adams Electric Cooperative | Electric Utility | 910 1100E | Mount Sterling | Brown | Illinois | 62353 | wind | Wind = 1.5 MW | Onshore Wind Turbine | 1.5 | 1.5 | [10 empty] | 1.5 |  | EIA-860, EIA-860M and EIA-923 | 202406 | -90.6992 | 39.9733
-8423298.4051 | 4846585.5663 | 41000 | 57768 | Longwood Gardens | 57078 | Ecogy Pennsylvania Systems LLC | IPP Non-CHP | 1000 E. Baltimore Pike | Kennett Square | Chester | Pennsylvania | 19348 | solar | Solar = 1.3 MW | Solar Photovoltaic | 1.3 | 1.3 | [9 empty] | 1.3 |  |  | EIA-860, EIA-860M and EIA-923 | 202406 | -75.6678 | 39.8667
-8465754.5457 | 5074572.8869 | 41001 | 57769 | Mehoopany Wind Energy LLC | 55963 | AE Power Services LLC | IPP Non-CHP | 1250 Fire Tower Road | Noxen | Wyoming | Pennsylvania | 18636 | wind | Wind = 140.8 MW | Onshore Wind Turbine | 140.8 | 140.8 | [10 empty] | 140.8 |  | EIA-860, EIA-860M and EIA-923 | 202406 | -76.0492 | 41.4206
-13550921.6143 | 4818681.3224 | 41002 | 57771 | Ameresco Butte County | 57079 | Ameresco Butte County LLC | IPP Non-CHP | 1023 Neal Rd | Paradise | Butte | California | 95954 | biomass | Biomass = 2 MW | Landfill Gas | 2.3 | 2 |  | 2 | [10 empty] | EIA-860, EIA-860M and EIA-923 | 202406 | -121.73 | 39.674
-8415979.5939 | 4687021.7961 | 41003 | 57772 | Perdue Bridgeville Photovoltaic | 63249 | Terraform Arcadia | IPP Non-CHP | 16447 Adams Road | Bridgeville | Sussex | Delaware | 19933 | solar | Solar = 1.3 MW | Solar Photovoltaic | 1.3 | 1.3 | [9 empty] | 1.3 |  |  | EIA-860, EIA-860M and EIA-923 | 202406 | -75.602 | 38.7577
-12762965.189 | 3983462.1415 | 41004 | 57773 | Palo Verde College | 65242 | Scale Sustainable I, LLC | Commercial Non-CHP | 1 College Drive | Blythe | Riverside | California | 92225 | solar | Solar = 1 MW | Solar Photovoltaic | 1.2 | 1 | [9 empty] | 1 |  |  | EIA-860, EIA-860M and EIA-923 | 202406 | -114.6517 | 33.6617
-13175187.386 | 4171244.6616 | 41005 | 57774 | Windstar 1 | 64260 | Nextera Energy Resources | IPP Non-CHP | 13949 Cameron Road | Tehachapi | Kern | California | 93561 | wind | Wind = 120 MW | Onshore Wind Turbine | 120 | 120 | [10 empty] | 120 |  | EIA-860, EIA-860M and EIA-923 | 202406 | -118.3547 | 35.0542
-12697936.0161 | 4183716.9688 | 41006 | 57775 | Kingman 1 | 63235 | Brookfield Renewable Trading and Marketing LP | IPP Non-CHP | 2525 Old Trails Road | Kingman | Mohave | Arizona | 86401 | wind | Solar = 0.5 MW,Wind = 10 MW | Solar Photovoltaic; Onshore Wind Turbine; | 10.5 | 10.5 | [9 empty] | 0.5 | 10 |  | EIA-860, EIA-860M and EIA-923 | 202406 | -114.0675 | 35.1458
-8273656.289 | 4939799.9981 | 41007 | 57776 | FedEx Woodbridge | 65242 | Scale Sustainable I, LLC | IPP Non-CHP | 6000 Riverside Dr | Keasbey | Middlesex | New Jersey | 8832 | solar | Solar = 2 MW | Solar Photovoltaic | 2 | 2 | [9 empty] | 2 |  |  | EIA-860, EIA-860M and EIA-923 | 202406 | -74.3235 | 40.5064
-13489912.2994 | 4645837.9853 | 41008 | 57777 | RE Dillard 1 LLC | 61944 | MN8 Energy LLC | IPP Non-CHP | 7786 Dillard Rd | Sloughhouse | Sacramento | California | 95693 | solar | Solar = 3 MW | Solar Photovoltaic | 3 | 3 | [9 empty] | 3 |  |  | EIA-860, EIA-860M and EIA-923 | 202406 | -121.1819 | 38.4686
-13512082.3552 | 4631124.6907 | 41009 | 57778 | RE Kammerer 1 LLC | 61944 | MN8 Energy LLC | IPP Non-CHP | 8224 Kammerer Rd | Elk Grove | Sacramento | California | 95757 | solar | Solar = 5 MW | Solar Photovoltaic | 5 | 5 | [9 empty] | 5 |  |  | EIA-860, EIA-860M and EIA-923 | 202406 | -121.3811 | 38.3651
-13489448.5424 | 4645482.5421 | 41010 | 57779 | RE Dillard 2 LLC | 61944 | MN8 Energy LLC | IPP Non-CHP | 7786 Dillard Rd | Sloughhouse | Sacramento | California | 95693 | solar | Solar = 3 MW | Solar Photovoltaic | 3 | 3 | [9 empty] | 3 |  |  | EIA-860, EIA-860M and EIA-923 | 202406 | -121.1778 | 38.4661
-13512082.3552 | 4631124.6907 | 41011 | 57780 | RE Kammerer 2 LLC | 61944 | MN8 Energy LLC | IPP Non-CHP | 8224 Kammerer Rd | Elk Grove | Sacramento | California | 95757 | solar | Solar = 5 MW | Solar Photovoltaic | 5 | 5 | [9 empty] | 5 |  |  | EIA-860, EIA-860M and EIA-923 | 202406 | -121.3811 | 38.3651
-13489726.8411 | 4644890.1168 | 41012 | 57781 | RE Dillard 3 LLC | 61944 | MN8 Energy LLC | IPP Non-CHP | 7786 Dillard Rd | Sloughhouse | Sacramento | California | 95693 | solar | Solar = 3 MW | Solar Photovoltaic | 3 | 3 | [9 empty] | 3 |  |  | EIA-860, EIA-860M and EIA-923 | 202406 | -121.1803 | 38.4619
-13512082.3552 | 4631124.6907 | 41013 | 57782 | RE Kammerer 3 LLC | 61944 | MN8 Energy LLC | IPP Non-CHP | 8224 Kammerer Rd | Elk Grove | Sacramento | California | 95757 | solar | Solar = 5 MW | Solar Photovoltaic | 5 | 5 | [9 empty] | 5 |  |  | EIA-860, EIA-860M and EIA-923 | 202406 | -121.3811 | 38.3651
-13515608.5114 | 4628632.8867 | 41014 | 57783 | RE Bruceville 1 LLC | 61944 | MN8 Energy LLC | IPP Non-CHP | 7334 Eschinger Road | Elk Grove | Sacramento | California | 95757 | solar | Solar = 5 MW | Solar Photovoltaic | 5 | 5 | [9 empty] | 5 |  |  | EIA-860, EIA-860M and EIA-923 | 202406 | -121.4128 | 38.3475
-13515608.5114 | 4628632.8867 | 41015 | 57784 | RE Bruceville 2 LLC | 61944 | MN8 Energy LLC | IPP Non-CHP | 7334 Eschinger Road | Elk Grove | Sacramento | California | 95757 | solar | Solar = 5 MW | Solar Photovoltaic | 5 | 5 | [9 empty] | 5 |  |  | EIA-860, EIA-860M and EIA-923 | 202406 | -121.4128 | 38.3475
-13515608.5114 | 4628632.8867 | 41016 | 57785 | RE Bruceville 3 LLC | 61944 | MN8 Energy LLC | IPP Non-CHP | 7334 Eschinger Road | Elk Grove | Sacramento | California | 95757 | solar | Solar = 5 MW | Solar Photovoltaic | 5 | 5 | [9 empty] | 5 |  |  | EIA-860, EIA-860M and EIA-923 | 202406 | -121.4128 | 38.3475
-10938373.0564 | 4490317.29 | 41017 | 57787 | Flat Ridge 2 Wind Energy LLC | 55963 | AE Power Services LLC | IPP Non-CHP | 1484 NW 160th Ave | Zenda | Kingman | Kansas | 67159 | wind | Wind = 470.4 MW | Onshore Wind Turbine | 470.4 | 470.4 | [10 empty] | 470.4 |  | EIA-860, EIA-860M and EIA-923 | 202406 | -98.2611 | 37.3665
-8574759.259 | 4705313.5648 | 41018 | 57788 | US GSA Heating and Transmission | 57103 | US GSA Heating and Transmission | Commercial CHP | 325 13th Street SW | Washington | District of Columbia | District of Columbia | 20407 | natural gas | Natural Gas = 9 MW | Natural Gas Fired Combustion Turbine | 10.8 | 9 | [6 empty] | 9 | [5 empty] | EIA-860, EIA-860M and EIA-923 | 202406 | -77.0284 | 38.8857
-8236714.6934 | 4975699.617 | 41019 | 57789 | Peak Power 1 Cogen | 57106 | Peak Power 1, LLC | Commercial CHP | One Penn Plaza | New York | New York | New York | 10119 | natural gas | Natural Gas = 6 MW | Natural Gas Internal Combustion Engine | 6.3 | 6 | [6 empty] | 6 | [5 empty] | EIA-860, EIA-860M and EIA-923 | 202406 | -73.9917 | 40.7511
-12598830.7224 | 4107738.9772 | 41020 | 57790 | RE Bagdad Solar I LLC | 65411 | Duke Energy Renewables Services | IPP Non-CHP | Terminus of Airport Road | Bagdad | Yavapai | Arizona | 86321 | solar | Solar = 14.9 MW | Solar Photovoltaic | 14.9 | 14.9 | [9 empty] | 14.9 |  |  | EIA-860, EIA-860M and EIA-923 | 202406 | -113.1772 | 34.5858
-13591305.8765 | 4612283.1333 | 41021 | 57791 | Foundation AB | 56930 | Foundation HA Energy Generation, LLC | IPP Non-CHP | 3601 Busch Drive | Fairfield | Solano | California | 94534 | wind | Wind = 1.5 MW | Onshore Wind Turbine | 1.5 | 1.5 | [10 empty] | 1.5 |  | EIA-860, EIA-860M and EIA-923 | 202406 | -122.0928 | 38.2322
-13083317.8593 | 4040183.8019 | 41022 | 57792 | Foundation IE | 56930 | Foundation HA Energy Generation, LLC | IPP Non-CHP | 12811 Sixth Street | Rancho Cucamonga | San Bernardino | California | 91739 | wind | Wind = 1 MW | Onshore Wind Turbine | 1 | 1 | [10 empty] | 1 |  | EIA-860, EIA-860M and EIA-923 | 202406 | -117.5294 | 34.0847
-9626876.0566 | 5115996.0087 | 41023 | 57794 | St Joseph Energy Center | 57109 | St Joseph Energy Center LLC | IPP Non-CHP | 54745 Walnut Rd | New Carlisle | St Joseph | Indiana | 46552 | natural gas | Natural Gas = 715 MW | Natural Gas Fired Combined Cycle | 780 | 715 | [6 empty] | 715 | [5 empty] | EIA-860, EIA-860M and EIA-923 | 202406 | -86.4797 | 41.699
-12560334.1048 | 3811583.792 | 41024 | 57795 | RE Ajo 1 LLC | 65411 | Duke Energy Renewables Services | IPP Non-CHP | 100 Pipeline Road | Ajo | Pima | Arizona | 85321 | solar | Solar = 4.5 MW | Solar Photovoltaic | 4.5 | 4.5 | [9 empty] | 4.5 |  |  | EIA-860, EIA-860M and EIA-923 | 202406 | -112.8314 | 32.367
-13141667.8628 | 4017282.566 | 41025 | 57796 | Golden Springs Building C-1 | 57104 | Golden Springs Development Company LLC | IPP Non-CHP | 12816 Alder Drive | Santa Fe Springs | Los Angeles | California | 90670 | solar | Solar = 1.2 MW | Solar Photovoltaic | 1.2 | 1.2 | [9 empty] | 1.2 |  |  | EIA-860, EIA-860M and EIA-923 | 202406 | -118.0536 | 33.9142
-13141513.2401 | 4016984.3763 | 41026 | 57797 | Golden Springs Building D | 57104 | Golden Springs Development Company LLC | IPP Non-CHP | 12935 Leffingwell Ave | Santa Fe Springs | Los Angeles | California | 90670 | solar | Solar = 1.3 MW | Solar Photovoltaic | 1.3 | 1.3 | [9 empty] | 1.3 |  |  | EIA-860, EIA-860M and EIA-923 | 202406 | -118.0522 | 33.9119
-8235777.4946 | 4976251.2689 | 41027 | 57798 | OBP Cogen | 57120 | OBP Cogen LLC | Commercial CHP | One Bryant Park | New York | New York | New York | 10036 | natural gas | Natural Gas = 4.6 MW | Natural Gas Fired Combustion Turbine | 4.6 | 4.6 | [6 empty] | 4.6 | [5 empty] | EIA-860, EIA-860M and EIA-923 | 202406 | -73.9832 | 40.7549
-8268657.1534 | 4904891.1341 | 41028 | 57799 | ISH Solar Central, LLC | 59139 | SunEdison LLC | IPP Non-CHP | 539 Forest Hills Parkway | Bayville | Monmouth | New Jersey | 8721 | solar | Solar = 1.4 MW | Solar Photovoltaic | 1.4 | 1.4 | [9 empty] | 1.4 |  |  | EIA-860, EIA-860M and EIA-923 | 202406 | -74.2786 | 40.2675
-11305019.9407 | 5938810.1742 | 41029 | 57800 | Bison 2 Wind Energy Center | 12647 | ALLETE, Inc. | Electric Utility | 5198 30th St | New Salem | Morton | North Dakota | 58563 | wind | Wind = 105 MW | Onshore Wind Turbine | 105 | 105 | [10 empty] | 105 |  | EIA-860, EIA-860M and EIA-923 | 202406 | -101.5547 | 46.98
-11305019.9407 | 5938810.1742 | 41030 | 57801 | Bison 3 Wind Energy Center | 12647 | ALLETE, Inc. | Electric Utility | 5198 30th St | New Salem | Morton | North Dakota | 58563 | wind | Wind = 105 MW | Onshore Wind Turbine | 105 | 105 | [10 empty] | 105 |  | EIA-860, EIA-860M and EIA-923 | 202406 | -101.5547 | 46.98
-10874924.7315 | 3058066.2385 | 41031 | 57802 | Magic Valley Wind Farm I LLC | 56215 | RWE Renewables Americas, LLC | IPP Non-CHP | 12550 Pennington Road | San Perlita | Willacy | Texas | 78590 | wind | Wind = 203 MW | Onshore Wind Turbine | 203 | 203 | [10 empty] | 203 |  | EIA-860, EIA-860M and EIA-923 | 202406 | -97.6911 | 26.4753
-13054653.0904 | 5527077.0832 | 41032 | 57803 | Lime Wind | 57122 | Lime Wind LLC | IPP Non-CHP | 28747 Langley Lane | Huntington | Baker | Oregon | 97907 | wind | Wind = 3 MW | Onshore Wind Turbine | 3 | 3 | [10 empty] | 3 |  | EIA-860, EIA-860M and EIA-923 | 202406 | -117.2719 | 44.3969
-8146020.1439 | 5466602.899 | 41033 | 57804 | Middlebury College | 57123 | Middlebury College Biomass | Commercial CHP | 84 South Service Road | Middlebury | Addison | Vermont | 5753 | biomass | Biomass = 0.7 MW | Wood/Wood Waste Biomass | 1.4 | 0.7 |  | 0.7 | [10 empty] | EIA-860, EIA-860M and EIA-923 | 202406 | -73.1769 | 44.0075
-8259405.5018 | 5005276.6317 | 41034 | 57805 | William Paterson University | 57124 | Nautilus Solar WPU LLC | Commercial Non-CHP | 300 Pompton Road | Wayne | Passaic | New Jersey | 7470 | solar | Solar = 1.4 MW | Solar Photovoltaic | 1.4 | 1.4 | [9 empty] | 1.4 |  |  | EIA-860, EIA-860M and EIA-923 | 202406 | -74.1955 | 40.9521
-13489726.8411 | 4644890.1168 | 41035 | 57806 | RE Dillard 4 LLC | 61944 | MN8 Energy LLC | IPP Non-CHP | 7786 Dillard Road | Sloughhouse | Sacramento | California | 95693 | solar | Solar = 0.4 MW | Solar Photovoltaic | 0.4 | 0.4 | [9 empty] | 0.4 |  |  | EIA-860, EIA-860M and EIA-923 | 202406 | -121.1803 | 38.4619
-13613569.7747 | 4514996.4851 | 41036 | 57809 | Franklin Templeton San Mateo | 57128 | Bloom Energy | IPP Non-CHP | One Franklin Partkway | San Mateo | San Mateo | California | 94403 | natural gas | Natural Gas = 1 MW | Other Natural Gas | 1.1 | 1 | [6 empty] | 1 | [5 empty] | EIA-860, EIA-860M and EIA-923 | 202406 | -122.2928 | 37.5425
-13569072.9252 | 4485282.7344 | 41037 | 57811 | Adobe San Jose | 57128 | Bloom Energy | IPP Non-CHP | 321 Park Ave | San Jose | Santa Clara | California | 95113 | natural gas | Natural Gas = 1.2 MW | Other Natural Gas | 1.2 | 1.2 | [6 empty] | 1.2 | [5 empty] | EIA-860, EIA-860M and EIA-923 | 202406 | -121.8931 | 37.3306
-10227787.3509 | 5464152.7229 | 41038 | 57813 | GL Wind | 57127 | GL Wind LLC | IPP Non-CHP | 23978 Rupprechts Valley Road | Lewiston | Winona | Minnesota | 55952 | wind | Wind = 4.8 MW | Onshore Wind Turbine | 5 | 4.8 | [10 empty] | 4.8 |  | EIA-860, EIA-860M and EIA-923 | 202406 | -91.8778 | 43.9917
-8331954.6403 | 4908579.6409 | 41039 | 57815 | Titusville Solar | 57130 | Janssen Pharmaceutical Co | Commercial Non-CHP | Trenton and Harbourton | Titusville | Mercer | New Jersey | 8560 | solar | Solar = 4.1 MW | Solar Photovoltaic | 4.1 | 4.1 | [9 empty] | 4.1 |  |  | EIA-860, EIA-860M and EIA-923 | 202406 | -74.8472 | 40.2928
-13502588.8064 | 4622260.8291 | 41040 | 57816 | RE McKenzie 1 LLC | 61944 | MN8 Energy LLC | IPP Non-CHP | 12498 McKenzie Rd | Galt | Sacramento | California | 95632 | solar | Solar = 5 MW | Solar Photovoltaic | 5 | 5 | [9 empty] | 5 |  |  | EIA-860, EIA-860M and EIA-923 | 202406 | -121.2958 | 38.3026
-13502588.8064 | 4622260.8291 | 41041 | 57817 | RE McKenzie 2 LLC | 61944 | MN8 Energy LLC | IPP Non-CHP | 12498 McKenzie Rd | Galt | Sacramento | California | 95632 | solar | Solar = 5 MW | Solar Photovoltaic | 5 | 5 | [9 empty] | 5 |  |  | EIA-860, EIA-860M and EIA-923 | 202406 | -121.2958 | 38.3026
-13502588.8064 | 4622260.8291 | 41042 | 57818 | RE McKenzie 3 LLC | 61944 | MN8 Energy LLC | IPP Non-CHP | 12498 McKenzie Rd | Galt | Sacramento | California | 95632 | solar | Solar = 5 MW | Solar Photovoltaic | 5 | 5 | [9 empty] | 5 |  |  | EIA-860, EIA-860M and EIA-923 | 202406 | -121.2958 | 38.3026
-13502588.8064 | 4622260.8291 | 41043 | 57819 | RE McKenzie 4 LLC | 61944 | MN8 Energy LLC | IPP Non-CHP | 12498 McKenzie Rd | Galt | Sacramento | California | 95632 | solar | Solar = 5 MW | Solar Photovoltaic | 5 | 5 | [9 empty] | 5 |  |  | EIA-860, EIA-860M and EIA-923 | 202406 | -121.2958 | 38.3026
-13502588.8064 | 4622260.8291 | 41044 | 57820 | RE McKenzie 5 LLC | 61944 | MN8 Energy LLC | IPP Non-CHP | 12498 McKenzie Rd | Galt | Sacramento | California | 95632 | solar | Solar = 5 MW | Solar Photovoltaic | 5 | 5 | [9 empty] | 5 |  |  | EIA-860, EIA-860M and EIA-923 | 202406 | -121.2958 | 38.3026
-13502588.8064 | 4622260.8291 | 41045 | 57821 | RE McKenzie 6 LLC | 61944 | MN8 Energy LLC | IPP Non-CHP | 12498 McKenzie Rd | Galt | Sacramento | California | 95632 | solar | Solar = 5 MW | Solar Photovoltaic | 5 | 5 | [9 empty] | 5 |  |  | EIA-860, EIA-860M and EIA-923 | 202406 | -121.2958 | 38.3026
-9395519.6457 | 4789540.8278 | 41046 | 57822 | Middletown Coke Company, LLC | 56069 | SunCoke Energy, Inc. | IPP CHP | 3353 Yankee Rd | Middletown | Butler | Ohio | 45042 | other | Other = 38 MW | Other Gases | 67 | 38 | [11 empty] | 38 | EIA-860, EIA-860M and EIA-923 | 202406 | -84.4014 | 39.4722
-10672972.5849 | 5714843.8904 | 41047 | 57823 | WCROC Wind Farm | 57138 | University of Minnesota WCROC | IPP Non-CHP | 46352 State Highway 329 | Morris | Stevens | Minnesota | 56267 | wind | Wind = 0.4 MW | Onshore Wind Turbine | 1.7 | 0.4 | [10 empty] | 0.4 |  | EIA-860, EIA-860M and EIA-923 | 202406 | -95.8769 | 45.5897
-10150111.1705 | 5445946.9115 | 41048 | 57824 | Onalaska Campus Landfill Biogas | 57142 | Gundersen Lutheran Biogas I LLC | IPP Non-CHP | 3111 Gundersen Drive | Onalaska | La Crosse | Wisconsin | 54650 | biomass | Biomass = 1.1 MW | Landfill Gas | 1.1 | 1.1 |  | 1.1 | [10 empty] | EIA-860, EIA-860M and EIA-923 | 202406 | -91.18 | 43.8739
-13294484.6994 | 4374911.8674 | 41049 | 57827 | Dinuba Wastewater Treatment Plant | 61012 | AES Distributed Energy | Commercial Non-CHP | 6675 Avenue 412 | Dinuba | Tulare | California | 93618 | solar | Solar = 1 MW | Solar Photovoltaic | 1 | 1 | [9 empty] | 1 |  |  | EIA-860, EIA-860M and EIA-923 | 202406 | -119.4264 | 36.5381
-10707433.2031 | 4322928.7985 | 41050 | 57828 | Tulsa LFG LLC | 57146 | Tulsa LFG LLC | IPP Non-CHP | 177th West Avenue | Sand Springs | Osage | Oklahoma | 74063 | biomass | Biomass = 2.8 MW | Landfill Gas | 3.2 | 2.8 |  | 2.8 | [10 empty] | EIA-860, EIA-860M and EIA-923 | 202406 | -96.1865 | 36.162
-10490501.4604 | 5161894.8862 | 41051 | 57830 | Rippey Wind Farm | 60025 | Greenbacker Renewable Energy Corporation | IPP Non-CHP | 2123 A 240th Street | Grand Junction | Greene | Iowa | 50107 | wind | Wind = 50 MW | Onshore Wind Turbine | 50 | 50 | [10 empty] | 50 |  | EIA-860, EIA-860M and EIA-923 | 202406 | -94.2378 | 42.0061
-13132472.0937 | 4117005.9842 | 41052 | 57831 | Heliocentric | 57154 | Heliocentric LLC | IPP Non-CHP | 8875 E Avenue L-8 | Palmdale | Los Angeles | California | 93550 | solar | Solar = 1.3 MW | Solar Photovoltaic | 1.5 | 1.3 | [9 empty] | 1.3 |  |  | EIA-860, EIA-860M and EIA-923 | 202406 | -117.971 | 34.6543
-10248319.6743 | 5304195.4645 | 41053 | 57832 | Hawkeye Wind Farm | 60025 | Greenbacker Renewable Energy Corporation | IPP Non-CHP | 21989 X Avenue | Sumner | Bremer | Iowa | 50674 | wind | Wind = 34 MW | Onshore Wind Turbine | 35 | 34 | [10 empty] | 34 |  | EIA-860, EIA-860M and EIA-923 | 202406 | -92.0622 | 42.9489
-13168337.4525 | 4168075.0063 | 41054 | 57833 | Mustang Hills LLC | 65911 | Mustang Hills, LLC (Longroad) | IPP Non-CHP | 8650 Oak Creek Road | Mojave | Kern | California | 93501 | wind | Wind = 150 MW | Onshore Wind Turbine | 150 | 150 | [10 empty] | 150 |  | EIA-860, EIA-860M and EIA-923 | 202406 | -118.2932 | 35.0309
-13159281.2779 | 4169782.0916 | 41055 | 57834 | Pinyon Pine I | 59868 | Pinyon Pines Wind I, LLC | IPP Non-CHP | 5004 Camelot Blvd | Mojave | Kern | California | 93501 | wind | Wind = 168 MW | Onshore Wind Turbine | 168 | 168 | [10 empty] | 168 |  | EIA-860, EIA-860M and EIA-923 | 202406 | -118.2118 | 35.0434
-13161838.9546 | 4167507.8487 | 41056 | 57835 | Alta Wind VIII | 64260 | Nextera Energy Resources | IPP Non-CHP | 6703 Oak Creek Road | Mojave | Kern | California | 93501 | wind | Wind = 150 MW | Onshore Wind Turbine | 150 | 150 | [10 empty] | 150 |  | EIA-860, EIA-860M and EIA-923 | 202406 | -118.2348 | 35.0267
-13132705.7533 | 4117006.9315 | 41057 | 57836 | L-8 Solar Project | 57159 | L-8 Solar Project LLC | IPP Non-CHP | 8871 E Avenue L-8 | Palmdale | Los Angeles | California | 93550 | solar | Solar = 1.3 MW | Solar Photovoltaic | 1.5 | 1.3 | [9 empty] | 1.3 |  |  | EIA-860, EIA-860M and EIA-923 | 202406 | -117.9731 | 34.6543
-13160561.2294 | 4167518.1801 | 41058 | 57837 | Pinyon Pine II | 59869 | Pinyon Pines Wind II, LLC | IPP Non-CHP | 5008 Camelot Blvd | Mojave | Kern | California | 93501 | wind | Wind = 132 MW | Onshore Wind Turbine | 132 | 132 | [10 empty] | 132 |  | EIA-860, EIA-860M and EIA-923 | 202406 | -118.2233 | 35.0268
-7907116.1602 | 5113247.7433 | 41059 | 57838 | Dartmouth II Solar | 56769 | Consolidated Edison Development Inc. | IPP Non-CHP | 1154 North Hixville Road | Dartmouth | Bristol | Massachusetts | 2747 | solar | Solar = 2 MW | Solar Photovoltaic | 2 | 2 | [9 empty] | 2 |  |  | EIA-860, EIA-860M and EIA-923 | 202406 | -71.0308 | 41.6806
-8273140.8798 | 4941065.3436 | 41060 | 57839 | Woodbridge Energy Center | 57166 | Woodbridge Energy Center | IPP Non-CHP | 1070 Riverside Dr | Keasbey | Middlesex | New Jersey | 7095 | natural gas | Natural Gas = 727 MW | Natural Gas Fired Combined Cycle | 772.9 | 727 | [6 empty] | 727 | [5 empty] | EIA-860, EIA-860M and EIA-923 | 202406 | -74.3189 | 40.515
-13034986.6099 | 3867683.7783 | 41061 | 57840 | ISH Solar Hospital SDMC | 59139 | SunEdison LLC | IPP Non-CHP | 4647 Zion Ave | San Diego | San Diego | California | 92120 | solar | Solar = 1.1 MW | Solar Photovoltaic | 1.1 | 1.1 | [9 empty] | 1.1 |  |  | EIA-860, EIA-860M and EIA-923 | 202406 | -117.0953 | 32.7917
-13149552.9563 | 4018288.6616 | 41062 | 57841 | ISH Solar Hospital Downey | 59139 | SunEdison LLC | IPP Non-CHP | 12254 Bellflower Blvd | Downey | Los Angeles | California | 90242 | solar | Solar = 1.1 MW | Solar Photovoltaic | 1.1 | 1.1 | [9 empty] | 1.1 |  |  | EIA-860, EIA-860M and EIA-923 | 202406 | -118.1244 | 33.9217
-9732073.0868 | 4797876.3852 | 41063 | 57842 | Wabash Valley Power IGCC | 40211 | Wabash Valley Power Assn, Inc | Electric Utility | 450 Bolton Rd | Terre Haute | Vigo | Indiana | 47885 | natural gas | Natural Gas = 154 MW | Natural Gas Fired Combustion Turbine | 192 | 154 | [6 empty] | 154 | [5 empty] | EIA-860, EIA-860M and EIA-923 | 202406 | -87.4247 | 39.53
-10390166.4204 | 5252303.4923 | 41064 | 57844 | Franklin County Wind Farm | 9417 | Interstate Power and Light Co | Electric Utility | 583 Nuthatch Ave | Iowa Falls | Franklin | Iowa | 50126 | wind | Wind = 99 MW | Onshore Wind Turbine | 99 | 99 | [10 empty] | 99 |  | EIA-860, EIA-860M and EIA-923 | 202406 | -93.3365 | 42.6067
-8350717.8745 | 4987447.835 | 41065 | 57848 | WC Landfill Energy LLC | 61944 | MN8 Energy LLC | IPP Non-CHP | 500 Mount Pisgah Avenue | Oxford | Warren | New Jersey | 7863 | solar | Solar = 1 MW | Solar Photovoltaic | 1 | 1 | [9 empty] | 1 |  |  | EIA-860, EIA-860M and EIA-923 | 202406 | -75.0158 | 40.831
-13521385.8817 | 4619342.8856 | 41066 | 57849 | Green Acres Solar Facility 1 | 57177 | SIT Renewables, Inc. | IPP Non-CHP | 3705 Twin Cities Road | Elk Grove | Sacramento | California | 95757 | solar | Solar = 2.8 MW | Solar Photovoltaic | 3 | 2.8 | [9 empty] | 2.8 |  |  | EIA-860, EIA-860M and EIA-923 | 202406 | -121.4647 | 38.282
-13521006.0596 | 4619562.5571 | 41067 | 57850 | Green Acres Solar Facility 2 | 57177 | SIT Renewables, Inc. | IPP Non-CHP | 3705 Twin Cities Road | Elk Grove | Sacramento | California | 95757 | solar | Solar = 0.9 MW | Solar Photovoltaic | 1 | 0.9 | [9 empty] | 0.9 |  |  | EIA-860, EIA-860M and EIA-923 | 202406 | -121.4613 | 38.2836
-9215429.4225 | 5442387.19 | 41068 | 57851 | Sigel Wind Park | 5109 | DTE Electric Company | Electric Utility | 1717 Minden Rd | Harbor Beach | Huron | Michigan | 48441 | wind | Wind = 64 MW | Onshore Wind Turbine | 64 | 64 | [10 empty] | 64 |  | EIA-860, EIA-860M and EIA-923 | 202406 | -82.7836 | 43.8508
-9212646.4353 | 5414515.1385 | 41069 | 57852 | Minden Wind Park | 5109 | DTE Electric Company | Electric Utility | 8423 Range Line Rd | Minden City | Sanilac | Michigan | 48456 | wind | Wind = 32 MW | Onshore Wind Turbine | 32 | 32 | [10 empty] | 32 |  | EIA-860, EIA-860M and EIA-923 | 202406 | -82.7586 | 43.67
-9266388.9251 | 5445646.5608 | 41070 | 57853 | McKinley Wind Park | 5109 | DTE Electric Company | Electric Utility | 2925 N Gagetown Rd | Pigeon | Huron | Michigan | 48755 | wind | Wind = 14 MW | Onshore Wind Turbine | 14.4 | 14 | [10 empty] | 14 |  | EIA-860, EIA-860M and EIA-923 | 202406 | -83.2414 | 43.8719
-13179145.6845 | 4054941.0834 | 41071 | 57854 | North Hollywood | 11208 | Los Angeles Department of Water & Power | Commercial Non-CHP | 11803 Vanowen Street | Los Angeles | Los Angeles | California | 91605 | hydroelectric | Hydroelectric = 6.1 MW | Conventional Hydroelectric | 6.1 | 6.1 |  |  |  |  | 6.1 | [7 empty] | EIA-860, EIA-860M and EIA-923 | 202406 | -118.3903 | 34.1944
-7886089.1329 | 5268902.5107 | 41072 | 57855 | Ipswich Wind Turbine | 9442 | Town of Ipswich - (MA) | Electric Utility | 200 Town Farm Road | Ipswich | Essex | Massachusetts | 1938 | wind | Wind = 1.6 MW | Onshore Wind Turbine | 1.6 | 1.6 | [10 empty] | 1.6 |  | EIA-860, EIA-860M and EIA-923 | 202406 | -70.8419 | 42.7164
-13050977.6548 | 3878641.7226 | 41073 | 57856 | Univ of California San Diego Solar | 56918 | University of California San Diego | Commercial Non-CHP | 9500 Gilman Drive (0908U) | La Jolla | San Diego | California | 92093 | solar | Solar = 1 MW | Solar Photovoltaic | 1 | 1 | [9 empty] | 1 |  |  | EIA-860, EIA-860M and EIA-923 | 202406 | -117.2389 | 32.8744
-10733425.3023 | 4503420.2895 | 41074 | 57858 | Caney River Wind Project | 57191 | Caney River Wind Project | IPP Non-CHP | 1201 RD 7 | Howard | Elk | Kansas | 67349 | wind | Wind = 200 MW | Onshore Wind Turbine | 200 | 200 | [10 empty] | 200 |  | EIA-860, EIA-860M and EIA-923 | 202406 | -96.42 | 37.46
-12776172.2447 | 4373788.8411 | 41075 | 57859 | Moapa Southern Paiute | 61230 | Arevon Energy, Inc. | IPP Non-CHP | 1 Lincoln Street | Moapa | Clark | Nevada | 89025 | solar | Solar = 250 MW | Solar Photovoltaic | 250 | 250 | [9 empty] | 250 |  |  | EIA-860, EIA-860M and EIA-923 | 202406 | -114.7703 | 36.5299
-13118512.5182 | 4029965.0461 | 41076 | 57860 | Industry MetroLink PV 1 | 57194 | City of Industry | Electric Utility | 600 Brea Canyon Road | Industry | Los Angeles | California | 91744 | solar | Solar = 1.5 MW | Solar Photovoltaic | 1.5 | 1.5 | [9 empty] | 1.5 |  |  | EIA-860, EIA-860M and EIA-923 | 202406 | -117.8456 | 34.0087
-12943271.8173 | 5418705.5243 | 41077 | 57861 | Hidden Hollow Energy | 57189 | Hidden Hollow Energy LLC | IPP Non-CHP | 10300 Seamans Gulch Rd | Boise | Ada | Idaho | 83714 | biomass | Biomass = 3 MW | Landfill Gas | 3.2 | 3 |  | 3 | [10 empty] | EIA-860, EIA-860M and EIA-923 | 202406 | -116.2714 | 43.6972
-9556005.2821 | 4916853.2283 | 41078 | 57862 | Wildcat Wind Farm I, LLC | 56215 | RWE Renewables Americas, LLC | IPP Non-CHP | 9093 W 1700N Rd | Elwood | Tipton | Indiana | 46036 | wind | Wind = 200 MW | Onshore Wind Turbine | 200 | 200 | [10 empty] | 200 |  | EIA-860, EIA-860M and EIA-923 | 202406 | -85.8431 | 40.3494
-8308794.0637 | 4782292.9169 | 41079 | 57863 | McKee City Solar Phase 2 | 61944 | MN8 Energy LLC | IPP Non-CHP | 215 Cates Road | Egg Harbor Township | Atlantic | New Jersey | 8234 | solar | Solar = 2.4 MW | Solar Photovoltaic | 2.4 | 2.4 | [9 empty] | 2.4 |  |  | EIA-860, EIA-860M and EIA-923 | 202406 | -74.6392 | 39.4219
-8297227.5233 | 4791880.3111 | 41080 | 57864 | Stockton Athletic Center | 61944 | MN8 Energy LLC | IPP Non-CHP | 101 Vera King Farris Drive | Pomona | Atlantic | New Jersey | 8240 | solar | Solar = 1.3 MW | Solar Photovoltaic | 1.3 | 1.3 | [9 empty] | 1.3 |  |  | EIA-860, EIA-860M and EIA-923 | 202406 | -74.5353 | 39.4884
-11337147.9702 | 4010689.197 | 41081 | 57865 | Antelope Station | 7349 | Golden Spread Electric Cooperative, Inc | Electric Utility | 1454 CR 315 | Abernathy | Hale | Texas | 79311 | natural gas | Natural Gas = 162 MW | Natural Gas Internal Combustion Engine | 167.4 | 162 | [6 empty] | 162 | [5 empty] | EIA-860, EIA-860M and EIA-923 | 202406 | -101.8433 | 33.865
-11377965.154 | 4197036.3845 | 41082 | 57866 | Golden Spread Panhandle Wnd Rch | 7349 | Golden Spread Electric Cooperative, Inc | Electric Utility | 6514 CR 50 | Wilderado | Oldham | Texas | 79098 | wind | Wind = 78.2 MW | Onshore Wind Turbine | 78.2 | 78.2 | [10 empty] | 78.2 |  | EIA-860, EIA-860M and EIA-923 | 202406 | -102.21 | 35.2436
-8631527.7465 | 5208324.1828 | 41083 | 57867 | Howard Wind Farm | 65910 | Howard Wind LLC (Longroad) | IPP Non-CHP | 2984 Spencer Hill Rd | Hornell | Steuben | New York | 14843 | wind | Wind = 55.4 MW | Onshore Wind Turbine | 55.4 | 55.4 | [10 empty] | 55.4 |  | EIA-860, EIA-860M and EIA-923 | 202406 | -77.5383 | 42.3153
-8289741.3989 | 4946827.6414 | 41084 | 57868 | L'Oreal Piscataway | 61944 | MN8 Energy LLC | IPP Non-CHP | 81 New England Avenue | New Brunswick | Middlesex | New Jersey | 8854 | solar | Solar = 1.8 MW | Solar Photovoltaic | 1.8 | 1.8 | [9 empty] | 1.8 |  |  | EIA-860, EIA-860M and EIA-923 | 202406 | -74.468 | 40.5543
-8292103.8211 | 4920425.8109 | 41085 | 57869 | Heller Industrial Parks | 56997 | Marina Energy LLC | IPP Non-CHP | 1 Industrial Road | Dayton | Middlesex | New Jersey | 8810 | solar | Solar = 4.6 MW | Solar Photovoltaic | 4.6 | 4.6 | [9 empty] | 4.6 |  |  | EIA-860, EIA-860M and EIA-923 | 202406 | -74.4892 | 40.3739
-13259326.442 | 4273288.9495 | 41086 | 57870 | Castle Rock Vineyards | 57213 | Castle Rock Cooling | Commercial Non-CHP | 501 Richgrove Dr. | Delano | Tulare | California | 93215 | solar | Solar = 1 MW | Solar Photovoltaic | 1 | 1 | [9 empty] | 1 |  |  | EIA-860, EIA-860M and EIA-923 | 202406 | -119.1106 | 35.8011
-13160654.0699 | 4032420.5211 | 41087 | 57871 | 2555 E Olympic Bl | 11208 | Los Angeles Department of Water & Power | Commercial Non-CHP | 2555 E Olympic Bl | Los Angeles | Los Angeles | California | 90023 | solar | Solar = 1 MW | Solar Photovoltaic | 1 | 1 | [9 empty] | 1 |  |  | EIA-860, EIA-860M and EIA-923 | 202406 | -118.2242 | 34.0269
-11501962.7103 | 3892391.6265 | 41088 | 57872 | LCEC Generation LLVC | 20447 | Western Farmers Elec Coop, Inc | Electric Utility | 2023 Power Plant Lane | Lovington | Lea | New Mexico | 88260 | natural gas | Natural Gas = 43.5 MW | Natural Gas Internal Combustion Engine | 46.5 | 43.5 | [6 empty] | 43.5 | [5 empty] | EIA-860, EIA-860M and EIA-923 | 202406 | -103.3239 | 32.9781
-10540286.431 | 5094500.0187 | 41089 | 57873 | Eclipse Wind Farm | 12341 | MidAmerican Energy Co | Electric Utility | 106 Hillcrest St | Adair | Guthrie | Iowa | 50002 | wind | Wind = 200 MW | Onshore Wind Turbine | 207.1 | 200 | [10 empty] | 200 |  | EIA-860, EIA-860M and EIA-923 | 202406 | -94.685 | 41.5547
-10327789.4343 | 5184893.3856 | 41090 | 57874 | Vienna Wind Farm | 12341 | MidAmerican Energy Co | Electric Utility | 1805 East Anson St. | Marshalltown | Marshall | Iowa | 50158 | wind | Wind = 150.2 MW | Onshore Wind Turbine | 150.2 | 150.2 | [10 empty] | 150.2 |  | EIA-860, EIA-860M and EIA-923 | 202406 | -92.7761 | 42.1594
-10528047.0757 | 5079574.7556 | 41091 | 57875 | Morning Light Wind Farm | 12341 | MidAmerican Energy Co | Electric Utility | 106 Hillcrest St. | Adair | Adair | Iowa | 50002 | wind | Wind = 100.9 MW | Onshore Wind Turbine | 110.9 | 100.9 | [10 empty] | 100.9 |  | EIA-860, EIA-860M and EIA-923 | 202406 | -94.5751 | 41.4542
-13592728.3169 | 4435390.4029 | 41092 | 57876 | Santa Cruz Energy | 57197 | Santa Cruz Energy LLC | IPP Non-CHP | 604 Dimeo Lane | Santa Cruz | Santa Cruz | California | 95060 | biomass | Biomass = 1.5 MW | Landfill Gas | 1.6 | 1.5 |  | 1.5 | [10 empty] | EIA-860, EIA-860M and EIA-923 | 202406 | -122.1056 | 36.9733
-8408548.6839 | 4632339.7938 | 41093 | 57879 | Perdue Salisbury Photovoltaic | 63249 | Terraform Arcadia | IPP Non-CHP | 31149 Old Ocean City Road | Salisbury | Wicomico | Maryland | 21801 | solar | Solar = 1 MW | Solar Photovoltaic | 1 | 1 | [9 empty] | 1 |  |  | EIA-860, EIA-860M and EIA-923 | 202406 | -75.5353 | 38.3736
-10358062.2132 | 5578853.9913 | 41094 | 57880 | Eolos Wind Energy Research Field Station | 57215 | Regents of the University of Minnesota | IPP Non-CHP | 2685 152nd St E | Rosemount | Dakota | Minnesota | 55068 | wind | Wind = 2.5 MW | Onshore Wind Turbine | 2.5 | 2.5 | [10 empty] | 2.5 |  | EIA-860, EIA-860M and EIA-923 | 202406 | -93.0481 | 44.7283
-11571970.5361 | 6145622.0799 | 41095 | 57881 | Pioneer Generation Station | 1307 | Basin Electric Power Coop | Electric Utility | 5639 151st Ave NW | Williston | Williams | North Dakota | 58801 | natural gas | Natural Gas = 232.8 MW | Natural Gas Fired Combustion Turbine; Natural Gas Internal Combustion Engine; | 293.1 | 232.8 | [6 empty] | 232.8 | [5 empty] | EIA-860, EIA-860M and EIA-923 | 202406 | -103.9528 | 48.2325
-13666879.4543 | 5664040.1408 | 41096 | 57882 | Baldock Solar Highway | 15248 | Portland General Electric Co | Electric Utility | 24300 NE I-5 | Aurora | Clackamas | Oregon | 97002 | solar | Solar = 1.4 MW | Solar Photovoltaic | 1.4 | 1.4 | [9 empty] | 1.4 |  |  | EIA-860, EIA-860M and EIA-923 | 202406 | -122.7717 | 45.2694
-12424615.7193 | 3930864.1789 | 41097 | 57883 | Queen Creek Solar Farm | 57219 | Siete Solar LLC | IPP Non-CHP | 20214 South 220th Street | Queen Creek | Maricopa | Arizona | 85142 | solar | Solar = 18.6 MW | Solar Photovoltaic | 19 | 18.6 | [9 empty] | 18.6 |  |  | EIA-860, EIA-860M and EIA-923 | 202406 | -111.6122 | 33.2675
-10388554.1802 | 3528842.32 | 41098 | 57884 | Lake Charles Polymers | 5065 | Equistar Chemicals LP | Industrial Non-CHP | 4101 Highway 108 S | Westlake | Calcasieu | Louisiana | 70669 | natural gas | Natural Gas = 30.5 MW | Natural Gas Fired Combustion Turbine; Natural Gas Internal Combustion Engine; | 31.1 | 30.5 | [6 empty] | 30.5 | [5 empty] | EIA-860, EIA-860M and EIA-923 | 202406 | -93.322 | 30.1966
-9142700.7257 | 4164043.4051 | 41099 | 57885 | Wellford Renewable Energy Plant | 11118 | Lockhart Power Co | Electric Utility | 595 Little Mountain Road | Spartanburg | Spartanburg | South Carolina | 29385 | biomass | Biomass = 1.6 MW | Landfill Gas | 1.6 | 1.6 |  | 1.6 | [10 empty] | EIA-860, EIA-860M and EIA-923 | 202406 | -82.1303 | 35.0012
-9088896.2309 | 4126233.6565 | 41100 | 57886 | City West Diesel Plant | 11118 | Lockhart Power Co | Electric Utility | 198 Times Blvd | Union | Union | South Carolina | 29379 | petroleum | Petroleum = 7.2 MW | Petroleum Liquids | 7.2 | 7.2 | [8 empty] | 7.2 |  |  |  | EIA-860, EIA-860M and EIA-923 | 202406 | -81.6469 | 34.7225
-11497664.5534 | 3889037.7088 | 41101 | 57887 | Wildcat Wind | 57257 | Wildcat Wind, LLC | IPP Non-CHP | 2211 Power Plant Lane | Lovington | Lea | New Mexico | 88260 | wind | Wind = 27.3 MW | Onshore Wind Turbine | 27.3 | 27.3 | [10 empty] | 27.3 |  | EIA-860, EIA-860M and EIA-923 | 202406 | -103.2853 | 32.9528
-9258096.9589 | 5443123.0761 | 41102 | 57888 | Harvest 2 | 57256 | Harvest II Windfarm, LLC | IPP Non-CHP | 250 N Maxwell Road | Elkton | Huron | Michigan | 48731 | wind | Wind = 59.4 MW | Onshore Wind Turbine | 59.4 | 59.4 | [10 empty] | 59.4 |  | EIA-860, EIA-860M and EIA-923 | 202406 | -83.1669 | 43.8556
-12437324.7317 | 5370970.3463 | 41103 | 57890 | Horse Butte Wind I, LLC | 40575 | Utah Associated Mun Power Sys | Electric Utility | 2801 East 14th North | Iona | Bonneville | Idaho | 83427 | wind | Wind = 57.6 MW | Onshore Wind Turbine | 57.6 | 57.6 | [10 empty] | 57.6 |  | EIA-860, EIA-860M and EIA-923 | 202406 | -111.7264 | 43.3864
-13319438.9671 | 4323195.7417 | 41104 | 57891 | Guernsey Solar Station | 14328 | Pacific Gas & Electric Co. | Electric Utility | 21024 10 1/2 Ave. | Hanford | Kings | California | 93230 | solar | Solar = 20 MW | Solar Photovoltaic | 20 | 20 | [9 empty] | 20 |  |  | EIA-860, EIA-860M and EIA-923 | 202406 | -119.6506 | 36.1639
-13371047.9075 | 4324919.4489 | 41105 | 57892 | Gates Solar Station | 14328 | Pacific Gas & Electric Co. | Electric Utility | 17115 W. Gale Ave. | Huron | Fresno | California | 93234 | solar | Solar = 20 MW | Solar Photovoltaic | 20 | 20 | [9 empty] | 20 |  |  | EIA-860, EIA-860M and EIA-923 | 202406 | -120.1142 | 36.1764
-8888335.6892 | 4399764.1355 | 41106 | 57893 | Martinsville LFG Generator | 11770 | City of Martinsville - (VA) | Electric Utility | 225 Arden Circle | Martinsville | Henry | Virginia | 24112 | natural gas | Natural Gas = 1 MW | Natural Gas Internal Combustion Engine | 1.1 | 1 | [6 empty] | 1 | [5 empty] | EIA-860, EIA-860M and EIA-923 | 202406 | -79.8453 | 36.7172
-13251317.5613 | 4218752.6766 | 41107 | 57895 | Improvement Dst No. 4 | 57262 | Kern County Water Agency | Commercial Non-CHP | 811 Nadine Lane | Bakersfield | Kern | California | 93308 | solar | Solar = 1.1 MW | Solar Photovoltaic | 1.1 | 1.1 | [9 empty] | 1.1 |  |  | EIA-860, EIA-860M and EIA-923 | 202406 | -119.0386 | 35.4028
-8980186.1803 | 4210998.4116 | 41108 | 57896 | Concord Energy | 57258 | Concord Energy LLC | IPP Non-CHP | 5185 Morehead Rd | Concord | Cabarrus | North Carolina | 28027 | biomass | Biomass = 7.8 MW | Landfill Gas | 9.6 | 7.8 |  | 7.8 | [10 empty] | EIA-860, EIA-860M and EIA-923 | 202406 | -80.6704 | 35.346
-8613221.9242 | 4509849.8833 | 41109 | 57897 | Richmond Energy | 57259 | Richmond Energy LLC | IPP Non-CHP | 1700 Darby Town Road | Henrico | Henrico | Virginia | 23231 | biomass | Biomass = 6.4 MW | Landfill Gas | 6.4 | 6.4 |  | 6.4 | [10 empty] | EIA-860, EIA-860M and EIA-923 | 202406 | -77.3739 | 37.5058
-8921346.037 | 3095069.6633 | 41110 | 57898 | Palm Beach Renewable Energy Facility 2 | 17445 | Solid Waste Authority of Palm Beach Co | IPP Non-CHP | 6501 North Jog Road | West Palm Beach | Palm Beach | Florida | 33412 | biomass | Biomass = 85 MW | Municipal Solid Waste | 96 | 85 |  | 85 | [10 empty] | EIA-860, EIA-860M and EIA-923 | 202406 | -80.1418 | 26.7724
-12612220.0082 | 4465002.5573 | 41111 | 57899 | Hurricane City Power | 9128 | Hurricane City Power | Electric Utility | 526 West 600 North | Hurricane | Washington | Utah | 84737 | natural gas | Natural Gas = 9.5 MW, Petroleum = 4.8 MW | Natural Gas Internal Combustion Engine; Petroleum Liquids; | 15.1 | 14.3 | [6 empty] | 9.5 |  | 4.8 |  |  |  | EIA-860, EIA-860M and EIA-923 | 202406 | -113.2975 | 37.1856
-13049767.5006 | 4039698.4585 | 41112 | 57900 | Solar Photovoltaic Project #48 | 17609 | Southern California Edison Co | Electric Utility | 1651 California | Redlands | San Bernardino | California | 92374 | solar | Solar = 5 MW | Solar Photovoltaic | 5 | 5 | [9 empty] | 5 |  |  | EIA-860, EIA-860M and EIA-923 | 202406 | -117.2281 | 34.0811
-13183010.6972 | 4016798.1961 | 41113 | 57901 | El Segundo Energy Center LLC | 63227 | El Segundo Energy Center, LLC | IPP Non-CHP | 301 Vista Del Mar Blvd | El Segundo | Los Angeles | California | 90245 | natural gas | Natural Gas = 510 MW | Natural Gas Fired Combined Cycle | 537.4 | 510 | [6 empty] | 510 | [5 empty] | EIA-860, EIA-860M and EIA-923 | 202406 | -118.425 | 33.9106
-13016588.0585 | 6029291.5823 | 41114 | 57902 | Fighting Creek LFGTE Plant | 57272 | Kootenai Electric Cooperative Inc | Electric Utility | 22089 South HWY 95 | Coeur d'Alene | Kootenai | Idaho | 83814 | biomass | Biomass = 3.2 MW | Landfill Gas | 3.2 | 3.2 |  | 3.2 | [10 empty] | EIA-860, EIA-860M and EIA-923 | 202406 | -116.93 | 47.5317
-10392138.3339 | 5755989.0036 | 41115 | 57903 | SMMPA Methane Energy Facility | 40580 | Southern Minnesota Mun P Agny | Electric Utility | 1756 180th Ave | Mora | Kanabec | Minnesota | 55051 | biomass | Biomass = 1.5 MW | Landfill Gas | 1.6 | 1.5 |  | 1.5 | [10 empty] | EIA-860, EIA-860M and EIA-923 | 202406 | -93.3542 | 45.8478
-13097746.5351 | 4024186.1631 | 41116 | 57904 | San Antonio West Solar Rooftop | 57273 | SS San Antonio West LLC | IPP Non-CHP | 15710 San Antonio | Chino | Riverside | California | 91708 | solar | Solar = 1.5 MW | Solar Photovoltaic | 1.5 | 1.5 | [9 empty] | 1.5 |  |  | EIA-860, EIA-860M and EIA-923 | 202406 | -117.6591 | 33.9656
-9407545.4903 | 4740960.6322 | 41117 | 57908 | Central Utility Plant Cincinnati | 57281 | University of Cincinnati | Commercial CHP | 3000 Glendora Avenue | Cincinnati | Hamilton | Ohio | 45221 | natural gas | Natural Gas = 46.5 MW, Petroleum = 1.9 MW | Natural Gas Fired Combined Cycle; Petroleum Liquids; | 47.2 | 48.4 | [6 empty] | 46.5 |  | 1.9 |  |  |  | EIA-860, EIA-860M and EIA-923 | 202406 | -84.5094 | 39.1345
-9364814.0566 | 3901315.4039 | 41118 | 57909 | Piedmont Green Power | 57282 | Piedmont Green Power LLC | IPP Non-CHP | 100 Legacy Park Drive | Barnesville | Lamar | Georgia | 30204 | biomass | Biomass = 55 MW | Wood/Wood Waste Biomass | 60 | 55 |  | 55 | [10 empty] | EIA-860, EIA-860M and EIA-923 | 202406 | -84.1256 | 33.0453
-10769759.9841 | 5920245.5056 | 41119 | 57910 | Centennial Generating Station | 12894 | City of Moorhead - (MN) | Electric Utility | 717 SE Main Avenue | Moorhead | Clay | Minnesota | 56560 | petroleum | Petroleum = 10 MW | Petroleum Liquids | 11.5 | 10 | [8 empty] | 10 |  |  |  | EIA-860, EIA-860M and EIA-923 | 202406 | -96.7464 | 46.8661
-13734629.7209 | 5340342.879 | 41120 | 57911 | Roseburg LFG | 57285 | Roseburg LFG Energy LLC | IPP Non-CHP | 384 McClain West Avenue | Roseburg | Douglas | Oregon | 97470 | biomass | Biomass = 1.6 MW | Landfill Gas | 1.6 | 1.6 |  | 1.6 | [10 empty] | EIA-860, EIA-860M and EIA-923 | 202406 | -123.3803 | 43.1861
-9880533.3238 | 5033519.3001 | 41121 | 57912 | Grand Ridge Solar Farm | 49893 | Invenergy Services LLC | IPP Non-CHP | 1450 E. 21st Road | Marseilles | LaSalle | Illinois | 61634 | solar | Solar = 20 MW | Solar Photovoltaic | 20 | 20 | [9 empty] | 20 |  |  | EIA-860, EIA-860M and EIA-923 | 202406 | -88.7583 | 41.1434
-12945312.6375 | 3850775.3585 | 41122 | 57913 | Tule Wind LLC | 15399 | Avangrid Renewables LLC | IPP Non-CHP | 3352 McCaln Valley Rd | Boulevard | San Diego | California | 91905 | wind | Wind = 143 MW | Onshore Wind Turbine | 143 | 143 | [10 empty] | 143 |  | EIA-860, EIA-860M and EIA-923 | 202406 | -116.2897 | 32.6639
-12224209.6891 | 5104474.3951 | 41123 | 57915 | Genesis Alkali | 61167 | Genesis Alkali, LLC | Industrial CHP | 580 Westvaco Road | Green River | Sweetwater | Wyoming | 82935 | coal | Coal = 41 MW | Conventional Steam Coal | 41 | 41 |  |  | 41 | [9 empty] | EIA-860, EIA-860M and EIA-923 | 202406 | -109.8119 | 41.6217
-12864977.1459 | 3883511.3701 | 41124 | 57916 | Spreckels Sugar Company | 57299 | Spreckels Sugar Company | Industrial CHP | 395 W Keystone Road | Brawley | Imperial | California | 92227 | natural gas | Natural Gas = 8.9 MW | Natural Gas Steam Turbine | 8.9 | 8.9 | [6 empty] | 8.9 | [5 empty] | EIA-860, EIA-860M and EIA-923 | 202406 | -115.5681 | 32.9111
-8913104.2759 | 4080653.5186 | 41125 | 57919 | Sonoco Products Co | 57302 | Sonoco Products Co | Industrial CHP | 1 North 2nd Street | Hartsville | Darlington | South Carolina | 29550 | biomass | Biomass = 38 MW, Natural Gas = 2.5 MW | Wood/Wood Waste Biomass; Natural Gas Steam Turbine; | 40.5 | 40.5 |  | 38 |  |  |  |  | 2.5 | [5 empty] | EIA-860, EIA-860M and EIA-923 | 202406 | -80.0678 | 34.3853
-10864579.7 | 3146560.5785 | 41126 | 57927 | Baffin Wind | 15399 | Avangrid Renewables LLC | IPP Non-CHP | 581 S Highway 77 | Sarita | Kenedy | Texas | 78385 | wind | Wind = 188 MW | Onshore Wind Turbine | 188 | 188 | [10 empty] | 188 |  | EIA-860, EIA-860M and EIA-923 | 202406 | -97.5982 | 27.1847
-9931368.3711 | 4538812.7008 | 41127 | 57928 | SIUC | 57306 | Southern Illinois University Carbondale | Commercial CHP | 210 Physical Plant Drive | Carbondale | Jackson | Illinois | 62901 | coal | Coal = 2.8 MW, Petroleum = 1.6 MW | Conventional Steam Coal; Petroleum Liquids; | 5.1 | 4.4 |  |  | 2.8 | [5 empty] | 1.6 |  |  |  | EIA-860, EIA-860M and EIA-923 | 202406 | -89.215 | 37.7119
-9407047.7809 | 4741448.881 | 41128 | 57929 | East Campus Utility Plant | 57281 | University of Cincinnati | Commercial Non-CHP | 3220 Eden Avenue | Cincinnati | Hamilton | Ohio | 45267 | petroleum | Petroleum = 5.7 MW | Petroleum Liquids | 6 | 5.7 | [8 empty] | 5.7 |  |  |  | EIA-860, EIA-860M and EIA-923 | 202406 | -84.5049 | 39.1379
-12336944.9412 | 3777514.9882 | 41129 | 57930 | FRB Solar Farm | 61055 | FRB Solar LLC | IPP Non-CHP | 9070 South Rita Road | Tucson | Pima | Arizona | 85747 | solar | Solar = 1.9 MW | Solar Photovoltaic | 1.9 | 1.9 | [9 empty] | 1.9 |  |  | EIA-860, EIA-860M and EIA-923 | 202406 | -110.8247 | 32.1081
-8090970.0953 | 5189619.7233 | 41130 | 57931 | Holyoke Solar Cooperative at Mueller | 57309 | Holyoke Solar LLC | IPP Non-CHP | 91 Mueller Road | Holyoke | Hampden | Massachusetts | 1040 | solar | Solar = 2.7 MW | Solar Photovoltaic | 2.7 | 2.7 | [9 empty] | 2.7 |  |  | EIA-860, EIA-860M and EIA-923 | 202406 | -72.6824 | 42.1909
-13522566.3136 | 4652633.3007 | 41131 | 57933 | Solar Star California II LLC | 58101 | Solar Star California II LLC | IPP Non-CHP | 6200 Franklin Boulevard | Sacramento | Sacramento | California | 95824 | solar | Solar = 2 MW | Solar Photovoltaic | 2 | 2 | [9 empty] | 2 |  |  | EIA-860, EIA-860M and EIA-923 | 202406 | -121.4753 | 38.5164
-7984947.0746 | 5169971.3946 | 41132 | 57934 | Douglas Solar | 56769 | Consolidated Edison Development Inc. | IPP Non-CHP | 6 Brookline Terrace | Douglas | Worcester | Massachusetts | 1516 | solar | Solar = 2 MW | Solar Photovoltaic | 2 | 2 | [9 empty] | 2 |  |  | EIA-860, EIA-860M and EIA-923 | 202406 | -71.73 | 42.06
-16575472.1791 | 9364592.6771 | 41133 | 57935 | Eva Creek Wind | 7353 | Golden Valley Elec Assn Inc | Electric Utility | Mile Post 10 Ferry Road | Healy | Denali | Alaska | 99743 | wind | Wind = 24.6 MW | Onshore Wind Turbine | 24.6 | 24.6 | [10 empty] | 24.6 |  | EIA-860, EIA-860M and EIA-923 | 202406 | -148.9 | 64.0583
-11536526.4103 | 5139862.242 | 41134 | 57937 | Western Sugar Coop - Scottsbluff | 57315 | Western Sugar Cooperative | Industrial CHP | 2100 East Overland Drive | Scottsbluff | Scotts Bluff | Nebraska | 69361 | natural gas | Natural Gas = 5.6 MW | Natural Gas Steam Turbine | 7.1 | 5.6 | [6 empty] | 5.6 | [5 empty] | EIA-860, EIA-860M and EIA-923 | 202406 | -103.6344 | 41.8589
-10396250.9211 | 3763821.1297 | 41135 | 57938 | ADA Carbon Solutions Red River | 57314 | ADA Carbon Solutions (Red River), LLC | Industrial CHP | 201 Red River Mine Road | Coushatta | Red River | Louisiana | 71019 | other | Other = 20.5 MW | All Other | 20.8 | 20.5 | [11 empty] | 20.5 | EIA-860, EIA-860M and EIA-923 | 202406 | -93.3911 | 32.0039
-12442374.4064 | 3877642.1117 | 41136 | 57939 | Walmart Casa Grande | 57313 | Tesla Inc. | IPP Non-CHP | 58 S Thornton Rd | Casa Grande | Pinal | Arizona | 85193 | solar | Solar = 2 MW | Solar Photovoltaic | 2 | 2 | [9 empty] | 2 |  |  | EIA-860, EIA-860M and EIA-923 | 202406 | -111.7718 | 32.8668
-7972423.6319 | 5167556.0723 | 41137 | 57941 | Town of Uxbridge MA at Commerce Dr | 57318 | Luminace Solar Net Metering, LLC | IPP Non-CHP | 71 Commerce Drive | Uxbridge | Worcester | Massachusetts | 1569 | solar | Solar = 1.8 MW | Solar Photovoltaic | 1.8 | 1.8 | [9 empty] | 1.8 |  |  | EIA-860, EIA-860M and EIA-923 | 202406 | -71.6175 | 42.0439
-7941563.42 | 5180139.2278 | 41138 | 57942 | Town of Norfolk MA at Medway Branch | 57319 | Luminace Solar Massachusetts, LLC | IPP Non-CHP | 33 Medway Branch Road | Norfolk | Norfolk | Massachusetts | 2056 | solar | Solar = 1.2 MW | Solar Photovoltaic | 1.2 | 1.2 | [9 empty] | 1.2 |  |  | EIA-860, EIA-860M and EIA-923 | 202406 | -71.3403 | 42.1278
-11530318.1223 | 6073093.8866 | 41139 | 57943 | Lonesome Creek Station | 1307 | Basin Electric Power Coop | Electric Utility | 2648 140th Ave NW | Alexander | McKenzie | North Dakota | 58831 | natural gas | Natural Gas = 240 MW | Natural Gas Fired Combustion Turbine | 363 | 240 | [6 empty] | 240 | [5 empty] | EIA-860, EIA-860M and EIA-923 | 202406 | -103.5786 | 47.7967
-8908836.9545 | 3911390.4786 | 41140 | 57945 | Berkeley County Landfill | 17543 | South Carolina Public Service Authority | Electric Utility | 2277 Hwy 52 | Moncks Corner | Berkeley | South Carolina | 29761 | biomass | Biomass = 3 MW | Landfill Gas | 3.2 | 3 |  | 3 | [10 empty] | EIA-860, EIA-860M and EIA-923 | 202406 | -80.0294 | 33.1211
-10054070.3912 | 4519092.8925 | 41141 | 57946 | Fredericktown Energy Center | 12670 | Missouri Jnt Muni.Pwr Elec. Ut. Comm. | IPP Non-CHP | 47 Wulfurt Drive | Fredericktown | Madison | Missouri | 63465 | natural gas | Natural Gas = 24 MW | Natural Gas Fired Combustion Turbine | 27.6 | 24 | [6 empty] | 24 | [5 empty] | EIA-860, EIA-860M and EIA-923 | 202406 | -90.3173 | 37.5717
-11967879.4183 | 3836298.3587 | 41142 | 57947 | Macho Springs Power I | 59365 | Capital Power Corporation | IPP Non-CHP | 16730 Hatch Highway NE | Deming | Luna | New Mexico | 88030 | wind | Wind = 50.4 MW | Onshore Wind Turbine | 50.4 | 50.4 | [10 empty] | 50.4 |  | EIA-860, EIA-860M and EIA-923 | 202406 | -107.5093 | 32.5543
-8369924.6054 | 4776331.7778 | 41143 | 57948 | NJ Oak Solar Plant | 56990 | NJR Clean Energy Ventures Corporation | IPP Non-CHP | 616 Elmer Road | Bridgetown | Cumberland | New Jersey | 8320 | solar | Solar = 10 MW | Solar Photovoltaic | 10 | 10 | [9 empty] | 10 |  |  | EIA-860, EIA-860M and EIA-923 | 202406 | -75.1883 | 39.3806
-9289302.2612 | 5425465.5328 | 41144 | 57949 | MSC Sebewaing | 57324 | Michigan Sugar Company | Industrial CHP | 947 Pine Street | Sebewaing | Huron | Michigan | 48759 | coal | Coal = 0 MW | Conventional Steam Coal | 2.5 | 0 |  |  | 0 | [9 empty] | EIA-860, EIA-860M and EIA-923 | 202406 | -83.4472 | 43.7411
-9197123.6002 | 5352607.2689 | 41145 | 57950 | MSC Croswell | 57324 | Michigan Sugar Company | Industrial CHP | 159 Howard | Croswell | Sanilac | Michigan | 48422 | natural gas | Natural Gas = 0 MW | Natural Gas Steam Turbine | 1.3 | 0 | [6 empty] | 0 | [5 empty] | EIA-860, EIA-860M and EIA-923 | 202406 | -82.6192 | 43.2664
-8264730.0244 | 4901609.146 | 41146 | 57951 | Shore Point Solar | 57328 | Shore Point Solar LLC | IPP Non-CHP | 100 Shore Point Drive | Freehold | Monmouth | New Jersey | 7728 | solar | Solar = 1 MW | Solar Photovoltaic | 1 | 1 | [9 empty] | 1 |  |  | EIA-860, EIA-860M and EIA-923 | 202406 | -74.2433 | 40.245
-10173952.1319 | 4922657.1776 | 41147 | 57953 | Roquette America | 57332 | Roquette America | Industrial CHP | 1417 Exchange Street | Keokuk | Lee | Iowa | 52632 | natural gas | Natural Gas = 48 MW, Petroleum = 32 MW | Natural Gas Fired Combined Cycle; Petroleum Coke; | 84.4 | 80 | [6 empty] | 48 |  | 32 |  |  |  | EIA-860, EIA-860M and EIA-923 | 202406 | -91.3942 | 40.3892
-10917257.0849 | 4208173.457 | 41148 | 57956 | Minco Wind II, LLC | 56925 | FPLE Wind, LLC | IPP Non-CHP | 491 County Road 1180 | Minco | Grady | Oklahoma | 73059 | wind | Wind = 100.8 MW | Onshore Wind Turbine | 100.8 | 100.8 | [10 empty] | 100.8 |  | EIA-860, EIA-860M and EIA-923 | 202406 | -98.0714 | 35.3253
-12951805.6808 | 3931270.2581 | 41149 | 57959 | Desert Green Solar Farm LLC | 49893 | Invenergy Services LLC | IPP Non-CHP | 40730 Old Highway 80 | Boulevard | San Diego | California | 91905 | solar | Solar = 6.3 MW | Solar Photovoltaic | 6.3 | 6.3 | [9 empty] | 6.3 |  |  | EIA-860, EIA-860M and EIA-923 | 202406 | -116.3481 | 33.2706
-13162571.2142 | 4165013.6231 | 41150 | 57962 | Brookfield Tehachapi 1 | 60081 | Coram California Development, L.P. | IPP Non-CHP | 15509 70th St. | Mojave | Kern | California | 93501 | wind | Wind = 102 MW | Onshore Wind Turbine | 102 | 102 | [10 empty] | 102 |  | EIA-860, EIA-860M and EIA-923 | 202406 | -118.2414 | 35.0083
-12187567.0976 | 5824572.9858 | 41151 | 57963 | Musselshell Wind Project | 57333 | Musselshell Wind Project LLC | IPP Non-CHP | 400 Mudcreek Rd. | Shawmut | Wheatland | Montana | 59078 | wind | Wind = 10 MW | Onshore Wind Turbine | 10 | 10 | [10 empty] | 10 |  | EIA-860, EIA-860M and EIA-923 | 202406 | -109.4828 | 46.2753
-9914082.9032 | 5111219.0996 | 41152 | 57964 | Shady Oaks Wind Farm | 59050 | Algonquin Power Co | IPP Non-CHP | 314 Chapman St | Compton | Lee | Illinois | 61318 | wind | Wind = 109.5 MW | Onshore Wind Turbine | 109.5 | 109.5 | [10 empty] | 109.5 |  | EIA-860, EIA-860M and EIA-923 | 202406 | -89.0597 | 41.6669
-12187567.0976 | 5824572.9858 | 41153 | 57965 | Musselshell Wind Project Two LLC | 57338 | Musselshell Wind Project Two LLC | IPP Non-CHP | 400 Mudcreek Road | Shawmut | Wheatland | Montana | 59078 | wind | Wind = 10 MW | Onshore Wind Turbine | 10 | 10 | [10 empty] | 10 |  | EIA-860, EIA-860M and EIA-923 | 202406 | -109.4828 | 46.2753
-10380511.5697 | 5618504.5389 | 41154 | 57966 | Southeast Steam Plant | 57341 | Veolia Energy | Commercial CHP | 600 Main Street SE | Minneapolis | Hennepin | Minnesota | 55414 | natural gas | Natural Gas = 2 MW | Natural Gas Steam Turbine | 13 | 2 | [6 empty] | 2 | [5 empty] | EIA-860, EIA-860M and EIA-923 | 202406 | -93.2497 | 44.9808
-10108366.3615 | 5424352.823 | 41155 | 57968 | Cashton Greens Wind Farm | 57340 | Cashton Greens Wind Farm LLC | IPP Non-CHP | 500 Organic Drive | Cashton | Monroe | Wisconsin | 54619 | wind | Wind = 4.8 MW | Onshore Wind Turbine | 5 | 4.8 | [10 empty] | 4.8 |  | EIA-860, EIA-860M and EIA-923 | 202406 | -90.805 | 43.7339
-13536447.7428 | 6151847.3523 | 41156 | 57969 | Darrington | 57344 | Hampton Lumber Mills - Washington Inc | Industrial CHP | 46921 Sauk Prairie Rd | Darrington | Snohomish | Washington | 98241 | biomass | Biomass = 4.5 MW | Wood/Wood Waste Biomass | 4.5 | 4.5 |  | 4.5 | [10 empty] | EIA-860, EIA-860M and EIA-923 | 202406 | -121.6 | 48.2697
-13541366.7284 | 4814929.7688 | 41157 | 57970 | Butte College Main Campus Solar | 57345 | Butte-Glenn Community College District | Commercial Non-CHP | 3536 Butte Campus Drive | Oroville | Butte | California | 95965 | solar | Solar = 3.6 MW | Solar Photovoltaic | 3.5 | 3.6 | [9 empty] | 3.6 |  |  | EIA-860, EIA-860M and EIA-923 | 202406 | -121.6442 | 39.6481
-13624670.7769 | 4542722.2295 | 41158 | 57971 | SF Southeast Cogen Plant | 16612 | City & County of San Francisco | Commercial Non-CHP | 1701 Jerrold Street | San Francisco | San Francisco | California | 94124 | biomass | Biomass = 2.1 MW | Other Waste Biomass | 2.1 | 2.1 |  | 2.1 | [10 empty] | EIA-860, EIA-860M and EIA-923 | 202406 | -122.3925 | 37.7397
-11377192.1514 | 4196203.468 | 41159 | 57973 | Spinning Spur Wind LLC | 57170 | EDF Renewable Asset Holdings, Inc. | IPP Non-CHP | 111 County Road F | Vegas | Oldham | Texas | 79092 | wind | Wind = 161 MW | Onshore Wind Turbine | 161 | 161 | [10 empty] | 161 |  | EIA-860, EIA-860M and EIA-923 | 202406 | -102.2031 | 35.2375
-10974091.8075 | 3960933.2661 | 41160 | 57974 | Bobcat Bluff Wind Project LLC | 57170 | EDF Renewable Asset Holdings, Inc. | IPP Non-CHP | 1354 Cowan Rd | Archer | Archer | Texas | 76351 | wind | Wind = 161 MW | Onshore Wind Turbine | 161 | 161 | [10 empty] | 161 |  | EIA-860, EIA-860M and EIA-923 | 202406 | -98.5819 | 33.4931
-11113921.5557 | 4558414.0894 | 41161 | 57975 | Spearville 3 LLC | 57170 | EDF Renewable Asset Holdings, Inc. | IPP Non-CHP | 12350 Eagle Rd | Spearville | Ford | Kansas | 67876 | wind | Wind = 108 MW | Onshore Wind Turbine | 108 | 108 | [10 empty] | 108 |  | EIA-860, EIA-860M and EIA-923 | 202406 | -99.8381 | 37.8511
-10537286.5934 | 5246454.972 | 41162 | 57976 | Pocahontas Prairie Wind Farm | 12341 | MidAmerican Energy Co | Electric Utility | 63425 230th Avenue | Pomeroy | Pocahontas | Iowa | 50575 | wind | Wind = 80 MW | Onshore Wind Turbine | 80 | 80 | [10 empty] | 80 |  | EIA-860, EIA-860M and EIA-923 | 202406 | -94.6581 | 42.5681
-13411482.8201 | 4926111.8325 | 41163 | 57977 | High Sierra Cogeneration Plant | 57353 | Plumas Sierra Rural Electric Coop | Electric Utility | 711-045 Center Road | Susanville | Lassen | California | 96130 | natural gas | Natural Gas = 5.6 MW | Natural Gas Internal Combustion Engine | 6.2 | 5.6 | [6 empty] | 5.6 | [5 empty] | EIA-860, EIA-860M and EIA-923 | 202406 | -120.4774 | 40.4128
-13512794.6887 | 4591872.6515 | 41164 | 57978 | Lodi Energy Center | 40613 | Northern California Power Agny | Electric Utility | 12751 North Thornton Road | Lodi | San Joaquin | California | 95242 | natural gas | Natural Gas = 257 MW | Natural Gas Fired Combined Cycle | 288.9 | 257 | [6 empty] | 257 | [5 empty] | EIA-860, EIA-860M and EIA-923 | 202406 | -121.3875 | 38.0881
-8062345.0675 | 5581988.3005 | 41165 | 57979 | Kingdom Community Wind | 7601 | Green Mountain Power Corp | Electric Utility | 4957 Vt. Route 100 | Lowell | Orleans | Vermont | 5847 | wind | Wind = 65 MW | Onshore Wind Turbine | 65 | 65 | [10 empty] | 65 |  | EIA-860, EIA-860M and EIA-923 | 202406 | -72.4253 | 44.7483
-11631989.9981 | 4551367.442 | 41166 | 57980 | Busch Ranch Wind Energy Farm | 56146 | Black Hills Colorado Electric, LLC | Electric Utility | State Hwy 10 and County Rd 125 | Walsenburg | Huerfano | Colorado | 81089 | wind | Wind = 29 MW | Onshore Wind Turbine | 29 | 29 | [10 empty] | 29 |  | EIA-860, EIA-860M and EIA-923 | 202406 | -104.4919 | 37.8011
-10949949.3929 | 3922652.5721 | 41167 | 57981 | Senate Wind LLC | 59050 | Algonquin Power Co | IPP Non-CHP | 1065 FM 1191 North | Bryson | Jack | Texas | 76427 | wind | Wind = 150 MW | Onshore Wind Turbine | 150 | 150 | [10 empty] | 150 |  | EIA-860, EIA-860M and EIA-923 | 202406 | -98.3651 | 33.2058
-13421450.8126 | 4255346.4664 | 41168 | 57982 | Meridian Vineyards | 65432 | CVI CleanCapital Solar 1 LLC | IPP Non-CHP | 7000 E Highway 46 | Paso Robles | San Luis Obispo | California | 93446 | solar | Solar = 1.1 MW | Solar Photovoltaic | 1.1 | 1.1 | [9 empty] | 1.1 |  |  | EIA-860, EIA-860M and EIA-923 | 202406 | -120.5669 | 35.6703
-11315378.8872 | 3885537.4053 | 41169 | 57983 | Stephens Ranch Wind Energy LLC | 57355 | Stephens Ranch Wind Energy LLC | IPP Non-CHP | 2186 County Road 131 | O'Donnell | Borden | Texas | 79351 | wind | Wind = 376 MW | Onshore Wind Turbine | 376 | 376 | [10 empty] | 376 |  | EIA-860, EIA-860M and EIA-923 | 202406 | -101.6478 | 32.9264
-9610737.2908 | 5445646.5608 | 41170 | 57984 | Lake Winds Energy Park | 4254 | Consumers Energy Co - (MI) | Electric Utility | 4400-5140 S Stiles Rd | Ludington | Mason | Michigan | 49431 | wind | Wind = 100.8 MW | Onshore Wind Turbine | 100.8 | 100.8 | [10 empty] | 100.8 |  | EIA-860, EIA-860M and EIA-923 | 202406 | -86.3347 | 43.8719
-11901537.7886 | 3796391.357 | 41171 | 57985 | SunE EPE2 LLC | 57361 | SunE EPE2, LLC | IPP Non-CHP | 1020 Crawford Boulevard | Las Cruces | Dona Ana | New Mexico | 88007 | solar | Solar = 13.6 MW | Solar Photovoltaic | 12 | 13.6 | [9 empty] | 13.6 |  |  | EIA-860, EIA-860M and EIA-923 | 202406 | -106.9133 | 32.2517
-11837824.412 | 3767824.7769 | 41172 | 57986 | SunE EPE1 LLC | 57360 | SunE EPE1 LLC | IPP Non-CHP | 1122 Luna Drive | Chaparral | Dona Ana | New Mexico | 88081 | solar | Solar = 10 MW | Solar Photovoltaic | 10 | 10 | [9 empty] | 10 |  |  | EIA-860, EIA-860M and EIA-923 | 202406 | -106.341 | 32.0344
-10912062.1382 | 4249790.5774 | 41173 | 57987 | Canadian Hills Wind | 57363 | Canadian Hills Wind LLC | IPP Non-CHP | 14730 Calumet Road NW | El Rino | Canadian | Oklahoma | 73014 | wind | Wind = 293.7 MW | Onshore Wind Turbine | 293.7 | 293.7 | [10 empty] | 293.7 |  | EIA-860, EIA-860M and EIA-923 | 202406 | -98.0247 | 35.6297
-13507723.4179 | 4698500.9598 | 41174 | 57988 | Lincoln Landfill | 57362 | Energy 2001 Inc | IPP Non-CHP | 3155 Athens Ave | Lincoln | Placer | California | 95648 | biomass | Biomass = 4.8 MW | Landfill Gas | 4.8 | 4.8 |  | 4.8 | [10 empty] | EIA-860, EIA-860M and EIA-923 | 202406 | -121.3419 | 38.8381
-7907827.3804 | 5274164.807 | 41175 | 57989 | Groveland Solar | 56769 | Consolidated Edison Development Inc. | IPP Non-CHP | 513 Main Street | Groveland | Essex | Massachusetts | 1834 | solar | Solar = 3.2 MW | Solar Photovoltaic | 3.2 | 3.2 | [9 empty] | 3.2 |  |  | EIA-860, EIA-860M and EIA-923 | 202406 | -71.0372 | 42.7511
-7981143.6216 | 5200925.309 | 41176 | 57990 | Shrewsbury Solar | 56769 | Consolidated Edison Development Inc. | IPP Non-CHP | 239 Cherry Street | Shrewsbury | Worcester | Massachusetts | 1545 | solar | Solar = 2.5 MW | Solar Photovoltaic | 2.5 | 2.5 | [9 empty] | 2.5 |  |  | EIA-860, EIA-860M and EIA-923 | 202406 | -71.6958 | 42.2661
-8758688.0009 | 4912489.2595 | 41177 | 57991 | Highland North Wind Farm | 65287 | Vitol PA Wind LLC | IPP Non-CHP | 225 Substation Road | Sidman | Cambria | Pennsylvania | 15955 | wind | Wind = 75 MW | Onshore Wind Turbine | 75 | 75 | [10 empty] | 75 |  | EIA-860, EIA-860M and EIA-923 | 202406 | -78.6806 | 40.3196
-7907456.3525 | 5205021.0857 | 41178 | 57992 | Boston Scientific Solar | 57365 | Consolidated Edison Solutions Inc. | IPP Non-CHP | 500 Commander Shea Boulevard | Quincy | Norfolk | Massachusetts | 2171 | solar | Solar = 1.1 MW | Solar Photovoltaic | 1.1 | 1.1 | [9 empty] | 1.1 |  |  | EIA-860, EIA-860M and EIA-923 | 202406 | -71.0339 | 42.2933
-12845588.9641 | 4005067.444 | 41179 | 57993 | Desert Sunlight 300, LLC | 58289 | NextEra Energy Desert Sunlight 300, LLC | IPP Non-CHP | 44810 Kaiser Rd | Desert Center | Riverside | California | 92239 | solar | Solar = 313.7 MW | Solar Photovoltaic | 313.7 | 313.7 | [9 empty] | 313.7 |  |  | EIA-860, EIA-860M and EIA-923 | 202406 | -115.3939 | 33.8231
-9044929.0395 | 4244096.3748 | 41180 | 57994 | Apple Data Center PV | 57369 | Apple, Inc | Commercial Non-CHP | 5977 Startown Road | Maiden | Catawba | North Carolina | 28650 | solar | Solar = 20 MW | Solar Photovoltaic | 21 | 20 | [9 empty] | 20 |  |  | EIA-860, EIA-860M and EIA-923 | 202406 | -81.252 | 35.5881
-12479285.9458 | 6244421.1684 | 41181 | 57995 | NaturEner Rim Rock Energy | 57370 | NaturEner Rim Rock Energy LLC | IPP Non-CHP | 669 Rim Road | Kevin | Toole | Montana | 59454 | wind | Wind = 184.6 MW | Onshore Wind Turbine | 189 | 184.6 | [10 empty] | 184.6 |  | EIA-860, EIA-860M and EIA-923 | 202406 | -112.1033 | 48.8203
-17401240.1618 | 2343770.5832 | 41182 | 57996 | Auwahi Wind Energy Hybrid | 57372 | Auwahi Wind Energy LLC | IPP Non-CHP | 20100 Piilani Hwy | Kula | Maui | Hawaii | 96790 | wind | Battery = 11 MW, Wind = 24 MW | Batteries; Onshore Wind Turbine; | 35 | 35 | 11 | [9 empty] | 24 |  | EIA-860, EIA-860M and EIA-923 | 202406 | -156.318 | 20.596
-12738149.1802 | 3848748.551 | 41183 | 57997 | Foothills Solar Plant Hybrid | 803 | Arizona Public Service Co | Electric Utility | Ave 12E and 13th Street | Yuma | Yuma | Arizona | 85367 | batteries | Battery = 35 MW, Solar = 35 MW | Batteries; Solar Photovoltaic; | 73 | 70 | 35 | [8 empty] | 35 |  |  | EIA-860, EIA-860M and EIA-923 | 202406 | -114.4287 | 32.6486
-8780293.8895 | 4831207.6948 | 41184 | 57998 | Twin Ridges Wind Farm | 65287 | Vitol PA Wind LLC | IPP Non-CHP | 114 Mountain Run Farm Lane | Meyersdale | Somerset | Pennsylvania | 15552 | wind | Wind = 139.4 MW | Onshore Wind Turbine | 139.4 | 139.4 | [10 empty] | 139.4 |  | EIA-860, EIA-860M and EIA-923 | 202406 | -78.8747 | 39.7606
-8760407.3304 | 4958017.2576 | 41185 | 57999 | Patton Wind Farm | 65287 | Vitol PA Wind LLC | IPP Non-CHP | 124 Weber Road | Patton | Cambria | Pennsylvania | 16668 | wind | Wind = 30 MW | Onshore Wind Turbine | 30 | 30 | [10 empty] | 30 |  | EIA-860, EIA-860M and EIA-923 | 202406 | -78.6961 | 40.6307
-11155233.4433 | 3405554.9415 | 41186 | 58000 | Anacacho Wind Farm, LLC | 56215 | RWE Renewables Americas, LLC | IPP Non-CHP | 15542 Ranch Road 1572 | Brackettville | Kinney | Texas | 78832 | wind | Wind = 99.8 MW | Onshore Wind Turbine | 99.8 | 99.8 | [10 empty] | 99.8 |  | EIA-860, EIA-860M and EIA-923 | 202406 | -100.2092 | 29.2347
-10833303.5985 | 3640002.246 | 41187 | 58001 | Panda Temple Power Station | 57377 | PPG - O&M Panda Temple Power LLC | IPP Non-CHP | 2892 Panda Drive | Temple | Bell | Texas | 76501 | natural gas | Natural Gas = 1580 MW | Natural Gas Fired Combined Cycle | 1606.4 | 1580 | [6 empty] | 1580 | [5 empty] | EIA-860, EIA-860M and EIA-923 | 202406 | -97.3172 | 31.0558
-13296309.2259 | 4287213.8025 | 41188 | 58002 | Alpaugh North | 56769 | Consolidated Edison Development Inc. | IPP Non-CHP | 5604 Avenue 56 | Alpaugh | Tulare | California | 93201 | solar | Solar = 20 MW | Solar Photovoltaic | 20 | 20 | [9 empty] | 20 |  |  | EIA-860, EIA-860M and EIA-923 | 202406 | -119.4428 | 35.9025
-13295474.3297 | 4286641.152 | 41189 | 58003 | Alpaugh 50 | 56769 | Consolidated Edison Development Inc. | IPP Non-CHP | 5604 Avenue 56 | Alpaugh | Tulare | California | 93201 | solar | Solar = 50 MW | Solar Photovoltaic | 50 | 50 | [9 empty] | 50 |  |  | EIA-860, EIA-860M and EIA-923 | 202406 | -119.4353 | 35.8983
-7936244.7974 | 5575111.6356 | 41190 | 58004 | Granite Reliable Power | 64421 | NexteraEnergy | IPP Non-CHP | 1281 Dummer Pond Road | Dummer | Coos | New Hampshire | 3588 | wind | Wind = 99 MW | Onshore Wind Turbine | 99 | 99 | [10 empty] | 99 |  | EIA-860, EIA-860M and EIA-923 | 202406 | -71.2925 | 44.7044
-10755454.6503 | 3972888.555 | 41191 | 58005 | Rayburn Energy Station LLC | 65856 | Rayburn Energy Station LLC | IPP Non-CHP | 510 Progress Drive | Sherman | Grayson | Texas | 75092 | natural gas | Natural Gas = 685 MW | Natural Gas Fired Combined Cycle | 803.2 | 685 | [6 empty] | 685 | [5 empty] | EIA-860, EIA-860M and EIA-923 | 202406 | -96.6179 | 33.5826
-12456094.4223 | 4978067.3553 | 41192 | 58006 | Salt Palace Solar Gen Plant | 57383 | Wasatch View Solar LLC | IPP Non-CHP | 100 South West Temple | Salt Lake City | Salt Lake | Utah | 84101 | solar | Solar = 1.3 MW | Solar Photovoltaic | 1.3 | 1.3 | [9 empty] | 1.3 |  |  | EIA-860, EIA-860M and EIA-923 | 202406 | -111.895 | 40.7672
-13117914.7325 | 4019677.8898 | 41193 | 58007 | Brea Expansion Plant | 57384 | Brea Power II | IPP Non-CHP | 1942 Valencia Ave | Brea | Orange | California | 92821 | biomass | Biomass = 37.2 MW | Landfill Gas | 35.7 | 37.2 |  | 37.2 | [10 empty] | EIA-860, EIA-860M and EIA-923 | 202406 | -117.8402 | 33.932
-9782571.2813 | 4896748.9944 | 41194 | 58008 | California Ridge Wind Energy LLC | 59139 | SunEdison LLC | IPP Non-CHP | 3429 East CR 2350 North Road | Fithian | Vermilion | Illinois | 61844 | wind | Wind = 200 MW | Onshore Wind Turbine | 217 | 200 | [10 empty] | 200 |  | EIA-860, EIA-860M and EIA-923 | 202406 | -87.8783 | 40.2117
-10983801.4274 | 3403924.9749 | 41195 | 58009 | SunE CPS3 LLC | 57386 | SunE CPS3 LLC | IPP Non-CHP | 8719 S FM 2790 | Somerset | Bexar | Texas | 78069 | solar | Solar = 10.6 MW | Solar Photovoltaic | 10.6 | 10.6 | [9 empty] | 10.6 |  |  | EIA-860, EIA-860M and EIA-923 | 202406 | -98.6692 | 29.2219
-11852989.9115 | 3815382.7519 | 41196 | 58010 | WSMR I | 57390 | Siemens Government Technologies Inc | IPP Non-CHP | 102 Headquarters Drive | White Sands Missile | Dona Ana | New Mexico | 88002 | solar | Solar = 4.5 MW | Solar Photovoltaic | 4.1 | 4.5 | [9 empty] | 4.5 |  |  | EIA-860, EIA-860M and EIA-923 | 202406 | -106.4772 | 32.3958
-9036223.2988 | 3786637.4821 | 41197 | 58011 | IKEA Savannah 490 | 57389 | IKEA Property Inc | Commercial Non-CHP | 202 Little Hearst Parkway | Port Wentworth | Chatham | Georgia | 31407 | solar | Solar = 2.4 MW | Solar Photovoltaic | 2.2 | 2.4 | [9 empty] | 2.4 |  |  | EIA-860, EIA-860M and EIA-923 | 202406 | -81.1738 | 32.1775
-9176343.9248 | 3243161.4904 | 41198 | 58012 | IKEA Tampa 042 | 57389 | IKEA Property Inc | Commercial Non-CHP | 1103 N 22nd St. | Tampa | Hillsborough | Florida | 33605 | solar | Solar = 1 MW | Solar Photovoltaic | 1 | 1 | [9 empty] | 1 |  |  | EIA-860, EIA-860M and EIA-923 | 202406 | -82.4325 | 27.9539
-10874832.893 | 3575355.5055 | 41199 | 58013 | IKEA Round Rock 027 | 57389 | IKEA Property Inc | Commercial Non-CHP | 1 IKEA Way | Round Rock | Williamson | Texas | 78664 | solar | Solar = 1.3 MW | Solar Photovoltaic | 1.4 | 1.3 | [9 empty] | 1.3 |  |  | EIA-860, EIA-860M and EIA-923 | 202406 | -97.6903 | 30.557
-8466434.8191 | 4802327.4607 | 41200 | 58014 | IKEA Perryville 460 | 57389 | IKEA Property Inc | Commercial Non-CHP | 100 IKEA Way | Perryville | Cecil | Maryland | 21903 | solar | Solar = 2 MW | Solar Photovoltaic | 2.1 | 2 | [9 empty] | 2 |  |  | EIA-860, EIA-860M and EIA-923 | 202406 | -76.0553 | 39.5608
-8563363.1488 | 4724680.0889 | 41201 | 58015 | IKEA College Park 411 | 57389 | IKEA Property Inc | Commercial Non-CHP | 10100 Baltimore Ave. | College Park | Prince Georges | Maryland | 20740 | solar | Solar = 2 MW | Solar Photovoltaic | 2 | 2 | [9 empty] | 2 |  |  | EIA-860, EIA-860M and EIA-923 | 202406 | -76.926 | 39.021
-8332665.8606 | 4867960.7964 | 41202 | 58016 | IKEA Westhampton 061 | 57389 | IKEA Property Inc | Commercial Non-CHP | 100 IKEA Drive | Westampton | Burlington | New Jersey | 8060 | solar | Solar = 1.8 MW | Solar Photovoltaic | 1.8 | 1.8 | [9 empty] | 1.8 |  |  | EIA-860, EIA-860M and EIA-923 | 202406 | -74.8536 | 40.0139
-12797597.9071 | 4271268.4962 | 41203 | 58017 | Copper Mountain Solar 2 | 56769 | Consolidated Edison Development Inc. | IPP Non-CHP | 585 Eldorado Valley Drive | Boulder City | Clark | Nevada | 89005 | solar | Solar = 154 MW | Solar Photovoltaic | 154 | 154 | [9 empty] | 154 |  |  | EIA-860, EIA-860M and EIA-923 | 202406 | -114.9628 | 35.7864
-11070321.3847 | 4511682.1412 | 41204 | 58018 | Shooting Star | 57395 | Shooting Star Power Partners, LLC | IPP Non-CHP | 10252 10th Avenue | Mullinville | Kiowa | Kansas | 67109 | wind | Wind = 104 MW | Onshore Wind Turbine | 104 | 104 | [10 empty] | 104 |  | EIA-860, EIA-860M and EIA-923 | 202406 | -99.4464 | 37.5189
-12805823.193 | 5293724.4233 | 41205 | 58019 | High Mesa | 57396 | High Mesa Energy, LLC | IPP Non-CHP | 5650 S Borax Ave | King Hill | Twin Falls | Idaho | 83332 | wind | Wind = 39.9 MW | Onshore Wind Turbine | 40 | 39.9 | [10 empty] | 39.9 |  | EIA-860, EIA-860M and EIA-923 | 202406 | -115.0367 | 42.88
-9406466.0252 | 5351163.4798 | 41206 | 58020 | Beebe 1A | 57397 | Beebe Renewable Energy, LLC | IPP Non-CHP | 5176 E Pierce Road | Ithaca | Gratiot | Michigan | 48847 | wind | Wind = 81.6 MW | Onshore Wind Turbine | 81.6 | 81.6 | [10 empty] | 81.6 |  | EIA-860, EIA-860M and EIA-923 | 202406 | -84.4997 | 43.2569
-11021217.1328 | 3184581.3476 | 41207 | 58021 | Whitetail | 57398 | Whitetail Wind Energy, LLC | IPP Non-CHP | 1462 Wellhausen Rd | Oilton | Webb | Texas | 78731 | wind | Wind = 92.3 MW | Onshore Wind Turbine | 92 | 92.3 | [10 empty] | 92.3 |  | EIA-860, EIA-860M and EIA-923 | 202406 | -99.0053 | 27.4881
-13076484.6237 | 5469010.8459 | 41208 | 58022 | Neal Hot Springs Geothermal Project | 50147 | US Geothermal Inc. | IPP Non-CHP | 2801 Bully Creek Road | Vale | Malheur | Oregon | 97918 | geothermal | Geothermal = 17.7MW | Geothermal | 33 | 17.7 |  |  |  | 17.7 | [8 empty] | EIA-860, EIA-860M and EIA-923 | 202406 | -117.4681 | 44.0231
-10550428.4159 | 4818745.5379 | 41209 | 58024 | St Joseph Landfill Generating Station | 12698 | Evergy Missouri West | Electric Utility | 9431 50th Road Southeast | St Joseph | Buchanan | Missouri | 64507 | biomass | Biomass = 1.5 MW | Landfill Gas | 1.6 | 1.5 |  | 1.5 | [10 empty] | EIA-860, EIA-860M and EIA-923 | 202406 | -94.7761 | 39.6744
-8013243.8212 | 5249558.1775 | 41210 | 58025 | Mt Wachusett Community College | 57401 | Mt Wachusett Community College | Commercial Non-CHP | 444 Green Street | Gardner | Worcester | Massachusetts | 1440 | wind | Wind = 3.4 MW | Onshore Wind Turbine | 3.4 | 3.4 | [10 empty] | 3.4 |  | EIA-860, EIA-860M and EIA-923 | 202406 | -71.9842 | 42.5886
-7854682.5649 | 5529982.095 | 41211 | 58026 | Spruce Mountain WInd | 57402 | CPV Spruce Mountain Wind LLC | IPP Non-CHP | 1551 Granite Ledge Road | Bryant Pond | Oxford | Maine | 4219 | wind | Wind = 20 MW | Onshore Wind Turbine | 20 | 20 | [10 empty] | 20 |  | EIA-860, EIA-860M and EIA-923 | 202406 | -70.5598 | 44.4156
-10955878.7143 | 3406866.1548 | 41212 | 58027 | SunE CPS2 LLC | 57403 | SunE CPS2 LLC | IPP Non-CHP | 3580 Valley Rd | San Antonio | Bexar | Texas | 78221 | solar | Solar = 9.9 MW | Solar Photovoltaic | 10 | 9.9 | [9 empty] | 9.9 |  |  | EIA-860, EIA-860M and EIA-923 | 202406 | -98.4183 | 29.245
-13241113.2375 | 4160522.0303 | 41213 | 58028 | IKEA Tejon 345 | 57389 | IKEA Property Inc | Commercial Non-CHP | 4104 Industrial Park Drive | Lebec | Kern | California | 93243 | solar | Solar = 1.5 MW | Solar Photovoltaic | 1.5 | 1.5 | [9 empty] | 1.5 |  |  | EIA-860, EIA-860M and EIA-923 | 202406 | -118.9469 | 34.9753
-8328707.8961 | 4855613.9973 | 41214 | 58029 | Constellation New Energy Inc | 57311 | Luminace Solar Federal, LLC | IPP Non-CHP | 7-12 Reeves Station Road | Medford | Burlington | New Jersey | 1040 | solar | Solar = 3.9 MW | Solar Photovoltaic | 3.9 | 3.9 | [9 empty] | 3.9 |  |  | EIA-860, EIA-860M and EIA-923 | 202406 | -74.8181 | 39.9289
-8328305.8101 | 4855533.2852 | 41215 | 58030 | Reeves Station Rd East | 56990 | NJR Clean Energy Ventures Corporation | IPP Non-CHP | 27 Reeves Station Road | Medford | Burlington | New Jersey | 8055 | solar | Solar = 5.5 MW | Solar Photovoltaic | 5.5 | 5.5 | [9 empty] | 5.5 |  |  | EIA-860, EIA-860M and EIA-923 | 202406 | -74.8144 | 39.9283
-7910919.6132 | 5139034.695 | 41216 | 58032 | Padelford Solar | 57365 | Consolidated Edison Solutions Inc. | IPP Non-CHP | 32 Padelford Street | Berkley | Bristol | Massachusetts | 2779 | solar | Solar = 2.2 MW | Solar Photovoltaic | 2.2 | 2.2 | [9 empty] | 2.2 |  |  | EIA-860, EIA-860M and EIA-923 | 202406 | -71.065 | 41.8533
-13326781.1554 | 4252197.6095 | 41217 | 58034 | Nickel 1 Solar Facility | 60281 | Altus Power America Management, LLC | IPP Non-CHP | 20732 GP Road | Lost Hills | Kern | California | 93249 | solar | Solar = 1.5 MW | Solar Photovoltaic | 1.5 | 1.5 | [9 empty] | 1.5 |  |  | EIA-860, EIA-860M and EIA-923 | 202406 | -119.7165 | 35.6473
-7961693.6575 | 5029277.8875 | 41218 | 58035 | Block Island Wind Farm | 57406 | Deepwater Wind Block Island LLC | IPP Non-CHP | Offshore 3.5 Southeast of Bloc | NA | Washington | Rhode Island | 2807 | wind | Wind = 29.3 MW | Offshore Wind Turbine | 30 | 29.3 | [10 empty] | 29.3 |  | EIA-860, EIA-860M and EIA-923 | 202406 | -71.5211 | 41.1147
-8362969.475 | 4851864.6259 | 41219 | 58036 | Riverside Renewable Energy LLC | 57407 | Riverside Renewable Energy | IPP Non-CHP | 101 S King Street | Gloucester City | Camden | New Jersey | 8003 | solar | Solar = 7.5 MW | Solar Photovoltaic | 7.5 | 7.5 | [9 empty] | 7.5 |  |  | EIA-860, EIA-860M and EIA-923 | 202406 | -75.1258 | 39.9031
-12531915.352 | 3951074.457 | 41220 | 58037 | Buckeye Union HS District 201 | 57408 | Luminace Solar Arizona, LLC | IPP Non-CHP | 3000 South Apache Road | Buckeye | Maricopa | Arizona | 85326 | solar | Solar = 3.3 MW | Solar Photovoltaic | 3.3 | 3.3 | [9 empty] | 3.3 |  |  | EIA-860, EIA-860M and EIA-923 | 202406 | -112.5761 | 33.4192
-10325934.0723 | 5370885.1803 | 41221 | 58038 | Buffalo Center Wind LLC | 57409 | Buffalo Center Wind LLC | IPP Non-CHP | 2370 430th Street | Little Cedar | Mitchell | Iowa | 50454 | wind | Wind = 1.5 MW | Onshore Wind Turbine | 1.5 | 1.5 | [10 empty] | 1.5 |  | EIA-860, EIA-860M and EIA-923 | 202406 | -92.7594 | 43.3858
-13469163.6822 | 4541940.2909 | 41222 | 58039 | Axium Modesto Solar | 60898 | Axium US Solar Holdings LLC | IPP Non-CHP | 6800 McHenry Avenue | Modesto | Stanislaus | California | 95356 | solar | Solar = 25 MW | Solar Photovoltaic | 25 | 25 | [9 empty] | 25 |  |  | EIA-860, EIA-860M and EIA-923 | 202406 | -120.9956 | 37.7342
-8293487.6337 | 4912634.5334 | 41223 | 58040 | United Stationers Supply Solar Electric | 63068 | CVI CleanCapital Solar 4 LLC | Commercial Non-CHP | 100 Liberty Way | Cranbury | Middlesex | New Jersey | 8512 | solar | Solar = 2.8 MW | Solar Photovoltaic | 2.8 | 2.8 | [9 empty] | 2.8 |  |  | EIA-860, EIA-860M and EIA-923 | 202406 | -74.5017 | 40.3206
-10872976.6405 | 4379993.1416 | 41224 | 58041 | Chisholm View Wind Project | 57412 | Chisholm View Wind Project | IPP Non-CHP | 15930 N 150th Street | Hunter | Garfield | Oklahoma | 74640 | wind | Wind = 300 MW | Onshore Wind Turbine | 300 | 300 | [10 empty] | 300 |  | EIA-860, EIA-860M and EIA-923 | 202406 | -97.6736 | 36.5747
-12708533.6316 | 4166966.4114 | 41225 | 58042 | Black Mountain Solar LLC | 65411 | Duke Energy Renewables Services | IPP Non-CHP | 7025 S Yuma Road | Golden Valley | Mohave | Arizona | 86413 | solar | Solar = 9 MW | Solar Photovoltaic | 9 | 9 | [9 empty] | 9 |  |  | EIA-860, EIA-860M and EIA-923 | 202406 | -114.1627 | 35.0227
-9593853.9089 | 4829317.225 | 41226 | 58043 | Lilly Technical Center | 57414 | Eli Lilly and Company | Industrial Non-CHP | 1555 S Harding Street | Indianapolis | Marion | Indiana | 46221 | petroleum | Petroleum = 6 MW | Petroleum Liquids | 6 | 6 | [8 empty] | 6 |  |  |  | EIA-860, EIA-860M and EIA-923 | 202406 | -86.1831 | 39.7475
-10156141.0134 | 5138661.0744 | 41227 | 58044 | Anchor Wind, LLC | 57416 | Acciona Energy USA Global, LLC | IPP Non-CHP | 698 160th Street | Mechanicsville | Cedar | Iowa | 52306 | wind | Wind = 5.9 MW | Onshore Wind Turbine | 6 | 5.9 | [10 empty] | 5.9 |  | EIA-860, EIA-860M and EIA-923 | 202406 | -91.2342 | 41.8508
-10664716.4635 | 5421229.2628 | 41228 | 58045 | Community Wind South | 60025 | Greenbacker Renewable Energy Corporation | IPP Non-CHP | 18957 Jones Avenue | Rushmore | Nobles | Minnesota | 56168 | wind | Wind = 30 MW | Onshore Wind Turbine | 30 | 30 | [10 empty] | 30 |  | EIA-860, EIA-860M and EIA-923 | 202406 | -95.8028 | 43.7136
-8936481.369 | 4266961.9059 | 41229 | 58046 | Works 53 | 57422 | PPG Ind Fiber Glass Prdcts Inc | Industrial Non-CHP | 473 New Jersey Church Road | Lexington | Davidson | North Carolina | 27292 | petroleum | Petroleum = 3 MW | Petroleum Liquids | 3 | 3 | [8 empty] | 3 |  |  |  | EIA-860, EIA-860M and EIA-923 | 202406 | -80.2778 | 35.755
-8875626.6769 | 4930414.4151 | 41230 | 58047 | PPG Monroeville Chemicals Center | 57423 | PPG Monroeville Chemicals Center | Industrial Non-CHP | 440 College Park Drive | Monroeville | Allegheny | Pennsylvania | 15146 | petroleum | Petroleum = 1.1 MW | Petroleum Liquids | 1.1 | 1.1 | [8 empty] | 1.1 |  |  |  | EIA-860, EIA-860M and EIA-923 | 202406 | -79.7311 | 40.4422
-11190299.0829 | 3891285.7546 | 41231 | 58048 | BayWa r.e Mozart LLC | 57421 | Chopin Wind, LLC | IPP Non-CHP | 17839 Hwy 70 | Jayton | Kent | Texas | 79528 | wind | Wind = 30 MW | Onshore Wind Turbine | 30 | 30 | [10 empty] | 30 |  | EIA-860, EIA-860M and EIA-923 | 202406 | -100.5242 | 32.9697
-8283100.746 | 4947025.2902 | 41232 | 58049 | Jordache Enterprises Solar | 57420 | Jordache Enterprises | Commercial Non-CHP | 200 South Helen St. | South Plainfield | Middlesex | New Jersey | 7080 | solar | Solar = 1.3 MW | Solar Photovoltaic | 1.3 | 1.3 | [9 empty] | 1.3 |  |  | EIA-860, EIA-860M and EIA-923 | 202406 | -74.4084 | 40.5557
-8589906.6134 | 4884325.8184 | 41233 | 58051 | Vitro Architectural Glass (PA) | 57425 | Vitro Architectural Glass (PA) | Industrial Non-CHP | 400 Park Drive | Carlisle | Cumberland | Pennsylvania | 17015 | petroleum | Petroleum = 5 MW | Petroleum Liquids | 5 | 5 | [8 empty] | 5 |  |  |  | EIA-860, EIA-860M and EIA-923 | 202406 | -77.1644 | 40.1264
-9484899.2894 | 5209351.2449 | 41234 | 58052 | Battle Creek Mill | 57427 | RockTenn-Battle Creek Mill | Industrial CHP | 177 Angell St. | Battle Creek | Calhoun | Michigan | 49037 | natural gas | Natural Gas = 1.6 MW | Natural Gas Steam Turbine | 4 | 1.6 | [6 empty] | 1.6 | [5 empty] | EIA-860, EIA-860M and EIA-923 | 202406 | -85.2043 | 42.3221
-13327169.4378 | 4395984.4228 | 41235 | 58053 | Vitro Flat Glass LLC | 60608 | Vitro Flat Glass LLC | Industrial Non-CHP | 3333 South Peach Ave | Fresno | Fresno | California | 93725 | petroleum | Petroleum = 2.6 MW | Petroleum Liquids | 3.3 | 2.6 | [8 empty] | 2.6 |  |  |  | EIA-860, EIA-860M and EIA-923 | 202406 | -119.72 | 36.69
-7923195.704 | 5538769.4589 | 41236 | 58054 | Burgess BioPower | 57430 | Berlin Station, LLC | IPP Non-CHP | One Community Street | Berlin | Coos | New Hampshire | 3570 | biomass | Biomass = 67.5 MW | Wood/Wood Waste Biomass | 75 | 67.5 |  | 67.5 | [10 empty] | EIA-860, EIA-860M and EIA-923 | 202406 | -71.1753 | 44.4719
-13128835.1746 | 4045150.6549 | 41237 | 58056 | Irwindale Brew Yard, LLC | 63952 | Irwindale Brew Yard, LLC | Industrial Non-CHP | 15801 First Street | Irwindale | Los Angeles | California | 91706 | natural gas | Biomass = 0.6 MW, Natural Gas = 8.2 MW, Solar = 0.8 MW | Other Waste Biomass; Natural Gas Fired Combustion Turbine; Solar Photovoltaic | 13.4 | 9.6 |  | 0.6 |  |  |  |  | 8.2 |  |  | 0.8 |  |  | EIA-860, EIA-860M and EIA-923 | 202406 | -117.9383 | 34.1217
-8758246.5078 | 4629973.4712 | 41238 | 58057 | Molson Coors Shenandoah Brewery | 57436 | Molson Coors Shenandoah Brewery | Industrial Non-CHP | 5135 South Eastside Highway | Elkton | Rockingham | Virginia | 22812 | biomass | Biomass = 1.4 MW | Other Waste Biomass | 1.4 | 1.4 |  | 1.4 | [10 empty] | EIA-860, EIA-860M and EIA-923 | 202406 | -78.6767 | 38.3569
-13152552.46 | 4015382.3601 | 41239 | 58058 | Paramount Refinery | 57438 | Paramount Petroleum Corporation | Industrial CHP | 14700 Downey Avenue | Paramount | Los Angeles | California | 90723 | natural gas | Natural Gas = 6.5 MW | Natural Gas Fired Combustion Turbine | 6.7 | 6.5 | [6 empty] | 6.5 | [5 empty] | EIA-860, EIA-860M and EIA-923 | 202406 | -118.1514 | 33.9
-9696051.324 | 4112848.297 | 41240 | 58061 | Decatur-Morgan Co LFG Recovery Project | 55858 | EDL Inc | IPP Non-CHP | 620 Landfill Dr. | Trinity | Morgan | Alabama | 35673 | biomass | Biomass = 1.6 MW | Landfill Gas | 1.6 | 1.6 |  | 1.6 | [10 empty] | EIA-860, EIA-860M and EIA-923 | 202406 | -87.1011 | 34.6236
-12857030.1588 | 3927979.8271 | 41241 | 58062 | Imperial Valley Solar Company 1 LLC | 9216 | Imperial Irrigation District | Electric Utility | 440 East Beal Road | Niland | Imperial | California | 92257 | solar | Solar = 23 MW | Solar Photovoltaic | 23 | 23 | [9 empty] | 23 |  |  | EIA-860, EIA-860M and EIA-923 | 202406 | -115.4967 | 33.2458
-9787889.904 | 4566758.8454 | 41242 | 58063 | SABIC Innovative Plastics Mt. Vernon | 57440 | SABIC IP Mt. Vernon, LLC | Industrial CHP | One Lexan Lane | Mount Vernon | Posey | Indiana | 47620 | natural gas | Natural Gas = 78.6 MW | Natural Gas Fired Combustion Turbine | 108 | 78.6 | [6 empty] | 78.6 | [5 empty] | EIA-860, EIA-860M and EIA-923 | 202406 | -87.9261 | 37.9103
-9380646.1372 | 3999745.9133 | 41243 | 58064 | Laredo Bus Facility Solar Canopies | 57441 | MARTA | Commercial Non-CHP | 277 Laredo Dr. | Decatur | DeKalb | Georgia | 30030 | solar | Solar = 1 MW | Solar Photovoltaic | 1 | 1 | [9 empty] | 1 |  |  | EIA-860, EIA-860M and EIA-923 | 202406 | -84.2678 | 33.7833
-7911568.9398 | 5219789.122 | 41244 | 58065 | Charlestown Wind Turbine | 57443 | MWRA Charlestown | IPP Non-CHP | 172 Alford Street | Charlestown | Suffolk | Massachusetts | 2129 | wind | Wind = 1.5 MW | Onshore Wind Turbine | 1.5 | 1.5 | [10 empty] | 1.5 |  | EIA-860, EIA-860M and EIA-923 | 202406 | -71.0708 | 42.3914
-9605387.8327 | 5498515.528 | 41245 | 58066 | PCA, Filer City Mill | 57442 | PCA, Filer City Mill | Industrial CHP | 2246 Udell St | Filer City | Manistee | Michigan | 49634 | natural gas | Natural Gas = 19.5 MW | Natural Gas Steam Turbine | 19.5 | 19.5 | [6 empty] | 19.5 | [5 empty] | EIA-860, EIA-860M and EIA-923 | 202406 | -86.2867 | 44.2133
-10955878.7143 | 3406866.1548 | 41246 | 58068 | SunE CPS1 LLC | 57419 | SunE CPS1 LLC | IPP Non-CHP | 4000 Rabel Road | San Antonio | Bexar | Texas | 78221 | solar | Solar = 9.9 MW | Solar Photovoltaic | 10 | 9.9 | [9 empty] | 9.9 |  |  | EIA-860, EIA-860M and EIA-923 | 202406 | -98.4183 | 29.245
-10598759.6652 | 3468036.2233 | 41247 | 58069 | PRSI FCC Generator | 57445 | Pasadena Refining System Inc | Industrial CHP | 111 Red Bluff Road | Pasadena | Harris | Texas | 77506 | petroleum | Petroleum = 3 MW | Petroleum Coke | 4.7 | 3 | [8 empty] | 3 |  |  |  | EIA-860, EIA-860M and EIA-923 | 202406 | -95.2103 | 29.7233
-8313555.9775 | 4908255.3566 | 41248 | 58070 | Mercer Mall | 57446 | FRIT Solar Inc | IPP Non-CHP | US Hwy 1 Mercer Mall | Lawrenceville | Mercer | New Jersey | 8648 | solar | Solar = 1.1 MW | Solar Photovoltaic | 1.1 | 1.1 | [9 empty] | 1.1 |  |  | EIA-860, EIA-860M and EIA-923 | 202406 | -74.6819 | 40.2906
-10377357.5545 | 5370715.0038 | 41249 | 58071 | Windwalkers LLC | 56769 | Consolidated Edison Development Inc. | IPP Non-CHP | 1483A 430th Street | Kensett | Worth | Iowa | 50448 | wind | Wind = 1.6 MW | Onshore Wind Turbine | 1.6 | 1.6 | [10 empty] | 1.6 |  | EIA-860, EIA-860M and EIA-923 | 202406 | -93.2214 | 43.3847
-13128958.8505 | 4112205.7512 | 41250 | 58073 | SEPV 1 | 65432 | CVI CleanCapital Solar 1 LLC | IPP Non-CHP | 10751 East Ave O | Palmdale | Los Angeles | California | 93550 | solar | Solar = 2 MW | Solar Photovoltaic | 2 | 2 | [9 empty] | 2 |  |  | EIA-860, EIA-860M and EIA-923 | 202406 | -117.9394 | 34.6189
-12930068.1012 | 4052212.4432 | 41251 | 58074 | SEPV 2 | 65432 | CVI CleanCapital Solar 1 LLC | IPP Non-CHP | 4388 Lear Ave. | Twentynine Palms | San Bernardino | California | 92277 | solar | Solar = 2 MW | Solar Photovoltaic | 2 | 2 | [9 empty] | 2 |  |  | EIA-860, EIA-860M and EIA-923 | 202406 | -116.1528 | 34.1742
-10784323.0225 | 4550193.5116 | 41252 | 58075 | El Dorado Refinery | 57448 | Frontier El Dorado Refinery LLC | Industrial CHP | 1401 S Douglas Rd | El Dorado | Butler | Kansas | 67042 | natural gas | Natural Gas = 32 MW | Natural Gas Fired Combustion Turbine | 38.9 | 32 | [6 empty] | 32 | [5 empty] | EIA-860, EIA-860M and EIA-923 | 202406 | -96.8772 | 37.7928
-13126861.146 | 4151345.0063 | 41253 | 58076 | Edwards Air Force Base | 65164 | CleanCapital Holdings | IPP Non-CHP | 8 Draco Drive Building 8350, A | Edwards | Kern | California | 93524 | solar | Solar = 3 MW | Solar Photovoltaic | 3 | 3 | [9 empty] | 3 |  |  | EIA-860, EIA-860M and EIA-923 | 202406 | -117.9206 | 34.9077
-11020969.7809 | 4182317.9558 | 41254 | 58078 | Rocky Ridge Wind Project | 57451 | Rocky Ridge Wind Project LLC | IPP Non-CHP | 13237 North 2240 Road | Hobart | Kiowa | Oklahoma | 73541 | wind | Wind = 148.8 MW | Onshore Wind Turbine | 148.8 | 148.8 | [10 empty] | 148.8 |  | EIA-860, EIA-860M and EIA-923 | 202406 | -99.0031 | 35.1356
-8251649.9842 | 4969252.419 | 41255 | 58079 | Newark Energy Center | 66103 | Hartree Partners LP | IPP Non-CHP | 955 Delancy St. | Newark | Essex | New Jersey | 7105 | natural gas | Natural Gas = 705 MW | Natural Gas Fired Combined Cycle | 735 | 705 | [6 empty] | 705 | [5 empty] | EIA-860, EIA-860M and EIA-923 | 202406 | -74.1258 | 40.7072
-10845680.5447 | 3993007.3505 | 41256 | 58080 | Wolf Ridge Wind | 57460 | NextEra Wolf Ridge LLC | IPP Non-CHP | 1923 CR 431 | Muenster | Cooke | Texas | 76252 | wind | Wind = 112.5 MW | Onshore Wind Turbine | 112.5 | 112.5 | [10 empty] | 112.5 |  | EIA-860, EIA-860M and EIA-923 | 202406 | -97.4284 | 33.733
-11555731.2488 | 4904234.6492 | 41257 | 58081 | Western Sugar Coop- Ft Morgan | 57315 | Western Sugar Cooperative | Industrial CHP | 18317 Highway 144 | Fort Morgan | Morgan | Colorado | 80701 | natural gas | Natural Gas = 3 MW | Natural Gas Steam Turbine | 3 | 3 | [6 empty] | 3 | [5 empty] | EIA-860, EIA-860M and EIA-923 | 202406 | -103.8069 | 40.263
-9363175.0998 | 5072511.2717 | 41258 | 58082 | AMP Napoleon Solar Facility | 40577 | American Mun Power-Ohio, Inc | Electric Utility | 1645 Commerce Drive | Napoleon | Henry | Ohio | 43545 | solar | Solar = 3.5 MW | Solar Photovoltaic | 3.5 | 3.5 | [9 empty] | 3.5 |  |  | EIA-860, EIA-860M and EIA-923 | 202406 | -84.1108 | 41.4067
-8172365.7938 | 5095047.7632 | 41259 | 58084 | Kimberly Clark-Unit 1,2,3 | 57464 | Kimberly-Clark Corporation | Industrial CHP | 58 Pickett District Road | New Milford | Litchfield | Connecticut | 6776 | natural gas | Natural Gas = 33.1 MW | Natural Gas Fired Combined Cycle; Natural Gas Fired Combustion Turbine; | 36.3 | 33.1 | [6 empty] | 33.1 | [5 empty] | EIA-860, EIA-860M and EIA-923 | 202406 | -73.4136 | 41.5583
-13152459.7309 | 4162484.4926 | 41260 | 58085 | PRC-Desoto Intl/PPG Aerospace | 57468 | PRC-Desoto Intl Corp./PPG | Industrial Non-CHP | 11601 United Street | Mojave | Kern | California | 93501 | petroleum | Petroleum = 1.5 MW | Petroleum Liquids | 1.5 | 1.5 | [8 empty] | 1.5 |  |  |  | EIA-860, EIA-860M and EIA-923 | 202406 | -118.1506 | 34.9897
-13488916.5466 | 4670964.6492 | 41261 | 58086 | Intel Folsom | 57313 | Tesla Inc. | IPP Non-CHP | 1900 Prairie City Road | Folsom | Sacramento | California | 95630 | solar | Solar = 1 MW | Solar Photovoltaic | 1 | 1 | [9 empty] | 1 |  |  | EIA-860, EIA-860M and EIA-923 | 202406 | -121.173 | 38.6451
-8729211.7129 | 5276666.9543 | 41262 | 58088 | Stony Creek Wind Farm NY | 49893 | Invenergy Services LLC | IPP Non-CHP | 2363 N. Sheldon Road | Strykersville | Wyoming | New York | 14145 | wind | Wind = 94.4 MW | Onshore Wind Turbine | 94.4 | 94.4 | [10 empty] | 94.4 |  | EIA-860, EIA-860M and EIA-923 | 202406 | -78.4158 | 42.7676
-10384253.1291 | 5357322.0474 | 41263 | 58089 | Roeder Family Wind Farm LLC | 56769 | Consolidated Edison Development Inc. | IPP Non-CHP | 3672 Lark Ave | Manly | Worth | Iowa | 50546 | wind | Wind = 1.6 MW | Onshore Wind Turbine | 1.6 | 1.6 | [10 empty] | 1.6 |  | EIA-860, EIA-860M and EIA-923 | 202406 | -93.2833 | 43.2972
-8292436.2211 | 4928098.8121 | 41264 | 58090 | Middlesex Apple Orchard Solar | 63068 | CVI CleanCapital Solar 4 LLC | Commercial Non-CHP | 95 Apple Orchard Road | North Brunswick | Middlesex | New Jersey | 8902 | solar | Solar = 4.7 MW | Solar Photovoltaic | 4.7 | 4.7 | [9 empty] | 4.7 |  |  | EIA-860, EIA-860M and EIA-923 | 202406 | -74.4922 | 40.4264
-8484895.2642 | 4845779.7875 | 41265 | 58091 | Keystone Solar | 60281 | Altus Power America Management, LLC | IPP Non-CHP | 979 Deaver Rd. | Quarryville | Lancaster | Pennsylvania | 17566 | solar | Solar = 5 MW | Solar Photovoltaic | 5 | 5 | [9 empty] | 5 |  |  | EIA-860, EIA-860M and EIA-923 | 202406 | -76.2211 | 39.8611
-8271594.7634 | 4967784.0353 | 41266 | 58093 | BBB Corporate Headquarters | 57474 | Bed Bath & Beyond | IPP Non-CHP | 650 Liberty Ave. | Union | Union | New Jersey | 7083 | solar | Solar = 1 MW | Solar Photovoltaic | 1 | 1 | [9 empty] | 1 |  |  | EIA-860, EIA-860M and EIA-923 | 202406 | -74.305 | 40.6972
-8328120.3518 | 4881091.1104 | 41267 | 58094 | Christmas Tree Shops DC Burlington NJ | 57474 | Bed Bath & Beyond | IPP Non-CHP | 270 Daniels Way | Florence Township | Burlington | New Jersey | 8518 | solar | Solar = 2.1 MW | Solar Photovoltaic | 2.1 | 2.1 | [9 empty] | 2.1 |  |  | EIA-860, EIA-860M and EIA-923 | 202406 | -74.8128 | 40.1042
-8265224.8395 | 4998175.6325 | 41268 | 58095 | Harmon DC Totowa NJ | 57474 | Bed Bath & Beyond | IPP Non-CHP | 11 Taft Road | Totowa | Passaic | New Jersey | 7512 | solar | Solar = 1.5 MW | Solar Photovoltaic | 1.5 | 1.5 | [9 empty] | 1.5 |  |  | EIA-860, EIA-860M and EIA-923 | 202406 | -74.2478 | 40.9039
-8264637.2952 | 4948877.8734 | 41269 | 58096 | Bed Bath & Beyond DC Port Reading NJ | 57474 | Bed Bath & Beyond | Commercial Non-CHP | 1001 Middlesex Avenue | Port Reading | Middlesex | New Jersey | 7008 | solar | Solar = 1.8 MW | Solar Photovoltaic | 1.8 | 1.8 | [9 empty] | 1.8 |  |  | EIA-860, EIA-860M and EIA-923 | 202406 | -74.2425 | 40.5683
-7851580.0907 | 5111591.6512 | 41270 | 58097 | Green Meadows | 60281 | Altus Power America Management, LLC | IPP Non-CHP | 112 Green Meadow Drive | Sandwich | Barnstable | Massachusetts | 2563 | solar | Solar = 3.5 MW | Solar Photovoltaic | 3.5 | 3.5 | [9 empty] | 3.5 |  |  | EIA-860, EIA-860M and EIA-923 | 202406 | -70.5319 | 41.6694
-11739939.0686 | 4116569.0224 | 41271 | 58098 | El Cabo Wind | 15399 | Avangrid Renewables LLC | IPP Non-CHP | 24314 HWY 60 | Encino | Torrance | New Mexico | 88321 | wind | Wind = 298 MW | Onshore Wind Turbine | 298 | 298 | [10 empty] | 298 |  | EIA-860, EIA-860M and EIA-923 | 202406 | -105.4617 | 34.6511
-13368402.1772 | 5714204.1128 | 41272 | 58099 | Montague Wind Power Facility LLC | 15399 | Avangrid Renewables LLC | IPP Non-CHP | 70935 Weatherford Rd | Arlington | Gilliam | Oregon | 97812 | wind | Wind = 200 MW | Onshore Wind Turbine | 200 | 200 | [10 empty] | 200 |  | EIA-860, EIA-860M and EIA-923 | 202406 | -120.0904 | 45.5857
-13237928.2755 | 4204118.9151 | 41273 | 58100 | Kern Oil & Refining Co | 57477 | Kern Oil & Refining Co | Industrial Non-CHP | 7724 E Panama Lane | Bakersfield | Kern | California | 93307 | natural gas | Natural Gas = 4.9 MW | Natural Gas Fired Combustion Turbine | 4.5 | 4.9 | [6 empty] | 4.9 | [5 empty] | EIA-860, EIA-860M and EIA-923 | 202406 | -118.9183 | 35.2956
-13058580.2194 | 4104509.2865 | 41274 | 58101 | Foundation Cemex River Plant | 57476 | Foundation CA Fund VI Manager LLC | IPP Non-CHP | 16888 North E Street | Victorville | San Bernardino | California | 92394 | wind | Wind = 3.2 MW | Onshore Wind Turbine | 3.2 | 3.2 | [10 empty] | 3.2 |  | EIA-860, EIA-860M and EIA-923 | 202406 | -117.3072 | 34.5619
-13036903.8655 | 4112773.2187 | 41275 | 58102 | Foundation Cemex BMQ | 57476 | Foundation CA Fund VI Manager LLC | IPP Non-CHP | 25220 Black Mountain Quarry Ro | Apple Valley | San Bernardino | California | 92307 | wind | Wind = 3 MW | Onshore Wind Turbine | 3 | 3 | [10 empty] | 3 |  | EIA-860, EIA-860M and EIA-923 | 202406 | -117.1125 | 34.6231
-9632908.4598 | 5747647.2364 | 41276 | 58103 | Heritage Garden Wind Farm I LLC | 64331 | DTE Sustainable Generation | IPP Non-CHP | 16388 18th Road | Garden | Delta | Michigan | 49835 | wind | Wind = 28 MW | Onshore Wind Turbine | 28 | 28 | [10 empty] | 28 |  | EIA-860, EIA-860M and EIA-923 | 202406 | -86.5339 | 45.7956
-13560723.9633 | 4638928.814 | 41277 | 58104 | Foundation Superior Farms | 57476 | Foundation CA Fund VI Manager LLC | Industrial Non-CHP | 7930 Rio Dixon Road | Dixon | Solano | California | 95620 | wind | Wind = 1 MW | Onshore Wind Turbine | 1 | 1 | [10 empty] | 1 |  | EIA-860, EIA-860M and EIA-923 | 202406 | -121.8181 | 38.42
-13602561.5015 | 4882101.7885 | 41278 | 58105 | Foundation Wal-Mart Red Bluff | 57476 | Foundation CA Fund VI Manager LLC | Commercial Non-CHP | 10815 State Highway 99 West | Red Bluff | Tehama | California | 96080 | wind | Wind = 1 MW | Onshore Wind Turbine | 1 | 1 | [10 empty] | 1 |  | EIA-860, EIA-860M and EIA-923 | 202406 | -122.1939 | 40.1111
-12445955.5544 | 5392139.0251 | 41279 | 58106 | Meadow Creek Project Company | 57075 | Ridgeline Energy LLC | IPP Non-CHP | 2244 North 115th E | Idaho Falls | Bonneville | Idaho | 83401 | wind | Wind = 115.8 MW | Onshore Wind Turbine | 119.7 | 115.8 | [10 empty] | 115.8 |  | EIA-860, EIA-860M and EIA-923 | 202406 | -111.8039 | 43.5244
-10371915.2559 | 3750956.0824 | 41280 | 58108 | International Paper Red River Mill | 57481 | Red River Mill Intl Paper Company | Industrial CHP | 4537 Highway 480 | Campti | Natchitoches | Louisiana | 71411 | biomass | Biomass = 55 MW | Wood/Wood Waste Biomass | 78.8 | 55 |  | 55 | [10 empty] | EIA-860, EIA-860M and EIA-923 | 202406 | -93.1725 | 31.9058
-13796040.8991 | 5560635.5004 | 41281 | 58109 | Georgia-Pacific Toledo Mill | 57492 | Georgia-Pacific Toledo LLC | Industrial CHP | 1400 SE Butler Bridge Road | Toledo | Lincoln | Oregon | 97391 | biomass | Biomass = 13.4 MW | Wood/Wood Waste Biomass | 18.8 | 13.4 |  | 13.4 | [10 empty] | EIA-860, EIA-860M and EIA-923 | 202406 | -123.9319 | 44.6119
-8428678.9214 | 4817942.1503 | 41282 | 58110 | Brookside Newark | 57485 | Diamond State Generation Partners, LLC | IPP Non-CHP | 512 E. Chestnut Hill Road | Newark | New Castle | Delaware | 19713 | natural gas | Natural Gas = 2.6 MW | Other Natural Gas | 2.6 | 2.6 | [6 empty] | 2.6 | [5 empty] | EIA-860, EIA-860M and EIA-923 | 202406 | -75.7161 | 39.6689
-10038142.3531 | 5046696.0829 | 41283 | 58111 | Bishop Hill II Wind Farm | 59870 | Bishop Hill Energy II, LLC | IPP Non-CHP | 13870 North 570th Avenue | Cambridge | Henry | Illinois | 61238 | wind | Wind = 81 MW | Onshore Wind Turbine | 81 | 81 | [10 empty] | 81 |  | EIA-860, EIA-860M and EIA-923 | 202406 | -90.1742 | 41.2325
-13573463.8112 | 4677759.7128 | 41284 | 58112 | Foundation Cemex Madison | 57484 | Foundation CA Fund V Manager, LLC | IPP Non-CHP | 30900 State Highway 16 | Madison | Yolo | California | 95653 | wind | Wind = 1 MW | Onshore Wind Turbine | 1 | 1 | [10 empty] | 1 |  | EIA-860, EIA-860M and EIA-923 | 202406 | -121.9325 | 38.6928
-13003786.317 | 4017692.3716 | 41285 | 58113 | Foundation RRM | 57484 | Foundation CA Fund V Manager, LLC | IPP Non-CHP | 13990 Apache Trail | Cabazon | Riverside | California | 92230 | wind | Wind = 2 MW | Onshore Wind Turbine | 2 | 2 | [10 empty] | 2 |  | EIA-860, EIA-860M and EIA-923 | 202406 | -116.815 | 33.9172
-12996457.821 | 4017282.566 | 41286 | 58114 | Foundation NWNA | 57484 | Foundation CA Fund V Manager, LLC | IPP Non-CHP | 14020 Elm Street | Cabazon | Riverside | California | 92230 | wind | Wind = 5.1 MW | Onshore Wind Turbine | 5.1 | 5.1 | [10 empty] | 5.1 |  | EIA-860, EIA-860M and EIA-923 | 202406 | -116.7492 | 33.9142
-8082537.1986 | 5127500.7341 | 41287 | 58116 | Cellu Tissue | 60642 | Dunn Paper East Hartford, LLC | Industrial Non-CHP | #2 Forbes Street | East Hartford | Hartford | Connecticut | 6108 | natural gas | Natural Gas = 2.5 MW | Natural Gas Internal Combustion Engine | 3 | 2.5 | [6 empty] | 2.5 | [5 empty] | EIA-860, EIA-860M and EIA-923 | 202406 | -72.6067 | 41.7761
-16527233.7702 | 11134125.2352 | 41288 | 58117 | TNSG South Plant | 57494 | TDX North Slope Generating Inc. | Electric Utility | 100 Power Plant Way | Deadhorse | North Slope | Alaska | 99374 | natural gas | Natural Gas = 7.2 MW | Natural Gas Internal Combustion Engine | 7.8 | 7.2 | [6 empty] | 7.2 | [5 empty] | EIA-860, EIA-860M and EIA-923 | 202406 | -148.4667 | 70.2
-13335796.6983 | 4394403.4831 | 41289 | 58118 | La Joya Del Sol | 65432 | CVI CleanCapital Solar 1 LLC | IPP Non-CHP | 3772 South Fig Ave | Fresno | Fresno | California | 93706 | solar | Solar = 1.5 MW | Solar Photovoltaic | 1.5 | 1.5 | [9 empty] | 1.5 |  |  | EIA-860, EIA-860M and EIA-923 | 202406 | -119.7975 | 36.6786
-13514000.6127 | 4652435.684 | 41290 | 58119 | Depot Park Solar System | 62034 | Depot Park Solar Farm | IPP Non-CHP | 16 Business Park Way | Sacramento | Sacramento | California | 95828 | solar | Solar = 2.7 MW | Solar Photovoltaic | 3 | 2.7 | [9 empty] | 2.7 |  |  | EIA-860, EIA-860M and EIA-923 | 202406 | -121.3983 | 38.515
-9257483.4771 | 5447276.7564 | 41291 | 58121 | Echo Wind Park | 5109 | DTE Electric Company | Electric Utility | 3222 Hereford Rd. | Elkton | Huron | Michigan | 48731 | wind | Wind = 162 MW | Onshore Wind Turbine | 162 | 162 | [10 empty] | 162 |  | EIA-860, EIA-860M and EIA-923 | 202406 | -83.1614 | 43.8825
-13279799.5435 | 4271882.6074 | 41292 | 58122 | Delano Energy Center | 20323 | Wellhead Services, Inc | IPP Non-CHP | Road 128 #3 | Delano | Tulare | California | 93215 | natural gas | Natural Gas = 60.5 MW | Natural Gas Fired Combustion Turbine | 60.5 | 60.5 | [6 empty] | 60.5 | [5 empty] | EIA-860, EIA-860M and EIA-923 | 202406 | -119.2945 | 35.7909
-8274192.1811 | 4940333.2331 | 41293 | 58123 | Wakefern Food Corp | 56990 | NJR Clean Energy Ventures Corporation | IPP Non-CHP | 5000 Riverside Drive | Keasbey | Middlesex | New Jersey | 8832 | solar | Solar = 2 MW | Solar Photovoltaic | 2 | 2 | [9 empty] | 2 |  |  | EIA-860, EIA-860M and EIA-923 | 202406 | -74.3283 | 40.51
-9977535.013 | 5603871.697 | 41294 | 58124 | Rothschild Biomass Cogen Facility | 20847 | Wisconsin Electric Power Co | Electric Utility | 210 N Grand Avenue | Rothschild | Marathon | Wisconsin | 54474 | biomass | Biomass = 46.6 MW | Wood/Wood Waste Biomass | 57.5 | 46.6 |  | 46.6 | [10 empty] | EIA-860, EIA-860M and EIA-923 | 202406 | -89.6297 | 44.8878
-11547294.4559 | 4188747.7692 | 41295 | 58125 | Quay County | 17718 | Southwestern Public Service Co | Electric Utility | 501West Campbell Avenue | Tucumcari | Quay | New Mexico | 88401 | petroleum | Petroleum = 17 MW | Petroleum Liquids | 27 | 17 | [8 empty] | 17 |  |  |  | EIA-860, EIA-860M and EIA-923 | 202406 | -103.7311 | 35.1828
-11529719.8913 | 4776390.8259 | 41296 | 58126 | Limon Wind I | 57503 | Limon | IPP Non-CHP | 22085 County Road 3P | Limon | Lincoln | Colorado | 80828 | wind | Wind = 200 MW | Onshore Wind Turbine | 200 | 200 | [10 empty] | 200 |  | EIA-860, EIA-860M and EIA-923 | 202406 | -103.5732 | 39.381
-11530596.5323 | 4770691.263 | 41297 | 58127 | Limon Wind II | 57503 | Limon | IPP Non-CHP | 22085 County Road 3P | Limon | Lincoln | Colorado | 80828 | wind | Wind = 200 MW | Onshore Wind Turbine | 200 | 200 | [10 empty] | 200 |  | EIA-860, EIA-860M and EIA-923 | 202406 | -103.5811 | 39.3414
-13150016.8246 | 4017953.2866 | 41298 | 58128 | Kaiser Downey | 56778 | Bloom Energy 2009 PPA | IPP Non-CHP | 9333 Imperial Hwy | Downey | Los Angeles | California | 90242 | natural gas | Natural Gas = 1 MW | Other Natural Gas | 1 | 1 | [6 empty] | 1 | [5 empty] | EIA-860, EIA-860M and EIA-923 | 202406 | -118.1286 | 33.9192
-12612189.0613 | 4604019.7038 | 41299 | 58130 | Blue Mountain Biogas | 58081 | Blue Mountain Biogas LLC | IPP Non-CHP | 12665 South Pioche Road | Milford | Beaver | Utah | 84751 | biomass | Biomass = 3 MW | Other Waste Biomass | 3.2 | 3 |  | 3 | [10 empty] | EIA-860, EIA-860M and EIA-923 | 202406 | -113.2972 | 38.1739
-13412885.4457 | 5348106.963 | 41300 | 58131 | Outback Solar At Christmas Valley | 58083 | Outback Solar, LLC | IPP Non-CHP | 92378 Christmas Valley Highway | Christmas Valley | Lake | Oregon | 97641 | solar | Solar = 4.4 MW | Solar Photovoltaic | 4.4 | 4.4 | [9 empty] | 4.4 |  |  | EIA-860, EIA-860M and EIA-923 | 202406 | -120.49 | 43.2369
-13092161.6362 | 4033166.8174 | 41301 | 58132 | Kaiser Ontario | 56778 | Bloom Energy 2009 PPA | IPP Non-CHP | 2295 South Vineyard Ave | Ontario | San Bernardino | California | 91761 | natural gas | Natural Gas = 1 MW | Other Natural Gas | 1 | 1 | [6 empty] | 1 | [5 empty] | EIA-860, EIA-860M and EIA-923 | 202406 | -117.6089 | 34.0325
-9153473.0015 | 5057101.932 | 41302 | 58134 | Oberlin Spear Point Solar One | 64252 | Oberlin College | Commercial Non-CHP | 12500 N. Professor St. | Oberlin | Lorain | Ohio | 44074 | solar | Solar = 2 MW | Solar Photovoltaic | 2 | 2 | [9 empty] | 2 |  |  | EIA-860, EIA-860M and EIA-923 | 202406 | -82.227 | 41.3028
-8554724.7563 | 4232749.5164 | 41303 | 58135 | Washington White Post Solar LLC | 65411 | Duke Energy Renewables Services | IPP Non-CHP | 853 White Post Road | Bath | Beaufort | North Carolina | 27808 | solar | Solar = 12.4 MW | Solar Photovoltaic | 12.4 | 12.4 | [9 empty] | 12.4 |  |  | EIA-860, EIA-860M and EIA-923 | 202406 | -76.8484 | 35.5052
-9996892.2479 | 5215393.9257 | 41304 | 58136 | Adkins Energy LLC | 58089 | Adkins Energy LLC | Industrial CHP | 4350 W Galena Rd | Lena | Stephenson | Illinois | 61048 | natural gas | Natural Gas = 5.8 MW | Natural Gas Fired Combustion Turbine; Natural Gas Steam Turbine; | 6.8 | 5.8 | [6 empty] | 5.8 | [5 empty] | EIA-860, EIA-860M and EIA-923 | 202406 | -89.8036 | 42.3622
-11162970.0365 | 4525106.0245 | 41305 | 58137 | Ensign Wind LLC | 58090 | NextEra Energy Resources Ensign Wind | IPP Non-CHP | 100 W Mexitli St | Montezuma | Gray | Kansas | 67867 | wind | Wind = 98.9 MW | Onshore Wind Turbine | 98.9 | 98.9 | [10 empty] | 98.9 |  | EIA-860, EIA-860M and EIA-923 | 202406 | -100.2787 | 37.6145
-10665489.4661 | 5353923.7657 | 41306 | 58138 | Otter Creek Ethanol Poet - Ashton | 58093 | Otter Creek Ethanol LLC - Poet Ashton | Industrial CHP | 4970 260th St | Ashton | Osceola | Iowa | 51232 | natural gas | Natural Gas = 5.5 MW | Natural Gas Fired Combustion Turbine | 7.5 | 5.5 | [6 empty] | 5.5 | [5 empty] | EIA-860, EIA-860M and EIA-923 | 202406 | -95.8097 | 43.275
-12446817.8352 | 5123396.6587 | 41307 | 58139 | Central Energy Plant USU | 19663 | Utah State University | Commercial Non-CHP | 910 North 900 East | Logan | Cache | Utah | 84322 | natural gas | Natural Gas = 4.4 MW | Natural Gas Fired Combustion Turbine | 5 | 4.4 | [6 empty] | 4.4 | [5 empty] | EIA-860, EIA-860M and EIA-923 | 202406 | -111.8117 | 41.7486
-9054820.1103 | 5033465.3452 | 41308 | 58140 | Summit Street Power Plant | 58097 | Kent State University | Commercial CHP | 1501 Ted Boyd Drive | Kent | Portage | Ohio | 44242 | natural gas | Natural Gas = 11.8 MW | Natural Gas Fired Combustion Turbine | 13.2 | 11.8 | [6 empty] | 11.8 | [5 empty] | EIA-860, EIA-860M and EIA-923 | 202406 | -81.3408 | 41.1431
-7994843.3773 | 5429624.9776 | 41309 | 58141 | Groton Wind LLC | 15399 | Avangrid Renewables LLC | IPP Non-CHP | 590 Groton Hollow Rd | Groton | Grafton | New Hampshire | 3266 | wind | Wind = 48 MW | Onshore Wind Turbine | 48 | 48 | [10 empty] | 48 |  | EIA-860, EIA-860M and EIA-923 | 202406 | -71.8189 | 43.7681
-8151493.3893 | 5274543.8085 | 41310 | 58144 | SVEP Solar Project Company | 65432 | CVI CleanCapital Solar 1 LLC | IPP Non-CHP | 544 Lovett Cemetery Road | Pownal | Bennington | Vermont | 5261 | solar | Solar = 2 MW | Solar Photovoltaic | 2 | 2 | [9 empty] | 2 |  |  | EIA-860, EIA-860M and EIA-923 | 202406 | -73.2261 | 42.7536
-8082444.3582 | 5482954.5613 | 41311 | 58145 | Williamstown Solar | 65432 | CVI CleanCapital Solar 1 LLC | IPP Non-CHP | 3479 VT Route 64 | Williamstown | Orange | Vermont | 5679 | solar | Solar = 2 MW | Solar Photovoltaic | 2 | 2 | [9 empty] | 2 |  |  | EIA-860, EIA-860M and EIA-923 | 202406 | -72.6058 | 44.1131
-7606555.9841 | 6000728.6583 | 41312 | 58146 | Twin Rivers Paper Co LLC | 58103 | Twin Rivers Paper Co LLC | Industrial CHP | 82 Bridge Avenue | Madawaska | Aroostook | Maine | 4756 | other | Other = 22 MW | All Other | 22 | 22 | [11 empty] | 22 | EIA-860, EIA-860M and EIA-923 | 202406 | -68.3309 | 47.3581
-12515372.0512 | 4116343.4437 | 41313 | 58147 | Prescott Solar Plant | 58108 | SunE AZ1, LLC | IPP Non-CHP | 10100 North Sam Steiger Trail | Prescott | Yavapai | Arizona | 86301 | solar | Solar = 10.8 MW | Solar Photovoltaic | 10.8 | 10.8 | [9 empty] | 10.8 |  |  | EIA-860, EIA-860M and EIA-923 | 202406 | -112.4275 | 34.6494
-13339878.4501 | 4331778.6666 | 41314 | 58148 | RE Kansas South LLC | 58111 | RE Kansas South LLC | IPP Non-CHP | 170321 21st Avenue | Lemoore | Kings | California | 93245 | solar | Solar = 20 MW | Solar Photovoltaic | 20 | 20 | [9 empty] | 20 |  |  | EIA-860, EIA-860M and EIA-923 | 202406 | -119.8342 | 36.2261
-13169621.4115 | 4124390.3578 | 41315 | 58149 | TA-High Desert LLC | 58112 | TA-High Desert LLC | IPP Non-CHP | 9716 W Avenue I | Lancaster | Los Angeles | California | 93535 | solar | Solar = 20 MW | Solar Photovoltaic | 20 | 20 | [9 empty] | 20 |  |  | EIA-860, EIA-860M and EIA-923 | 202406 | -118.3047 | 34.7089
-13398706.7935 | 5187237.259 | 41316 | 58150 | Black Cap Solar Plant | 14354 | PacifiCorp | Electric Utility | 95886 Stock Drive Lane | Lakeview | Lake | Oregon | 97630 | solar | Solar = 2 MW | Solar Photovoltaic | 2 | 2 | [9 empty] | 2 |  |  | EIA-860, EIA-860M and EIA-923 | 202406 | -120.3626 | 42.175
-10724890.7709 | 3583209.1945 | 41317 | 58151 | Central Utility Plant - Texas A&M | 58113 | Texas A&M, Utilities & Energy Services | Commercial CHP | 496 Asbury | College Station | Brazos | Texas | 77843 | natural gas | Natural Gas = 43.4 MW | Natural Gas Fired Combined Cycle | 45.1 | 43.4 | [6 empty] | 43.4 | [5 empty] | EIA-860, EIA-860M and EIA-923 | 202406 | -96.3433 | 30.6178
-8176138.3 | 5072305.1196 | 41318 | 58152 | Danbury Hospital Cogen Plant | 58120 | Danbury Hospital | Commercial CHP | 24 Hospital Avenue | Danbury | Fairfield | Connecticut | 6810 | natural gas | Natural Gas = 3.6 MW | Natural Gas Fired Combustion Turbine | 4.3 | 3.6 | [6 empty] | 3.6 | [5 empty] | EIA-860, EIA-860M and EIA-923 | 202406 | -73.4475 | 41.4053
-7653307.7212 | 5591397.7409 | 41319 | 58153 | Eastern Maine Medical Center | 58122 | Eastern Maine Medical Center | Commercial CHP | 489 State Street | Bangor | Penobscot | Maine | 4402 | natural gas | Natural Gas = 3.8 MW | Natural Gas Fired Combustion Turbine | 3.8 | 3.8 | [6 empty] | 3.8 | [5 empty] | EIA-860, EIA-860M and EIA-923 | 202406 | -68.7508 | 44.8083
-13156448.6422 | 4211243.7973 | 41320 | 58154 | North Sky River Energy LLC | 58121 | North Sky River Energy LLC | IPP Non-CHP | 36316 Kelso Valley Road | Weldon | Kern | California | 93283 | wind | Wind = 162 MW | Onshore Wind Turbine | 162 | 162 | [10 empty] | 162 |  | EIA-860, EIA-860M and EIA-923 | 202406 | -118.1864 | 35.3478
-12497962.9073 | 4220497.9272 | 41321 | 58155 | Perrin Ranch Wind LLC | 58132 | Perrin Ranch Wind LLC | IPP Non-CHP | 8410 Espee Road | Williams | Coconino | Arizona | 86046 | wind | Wind = 99.2 MW | Onshore Wind Turbine | 99.2 | 99.2 | [10 empty] | 99.2 |  | EIA-860, EIA-860M and EIA-923 | 202406 | -112.2711 | 35.4156
-8189291.9224 | 4982571.331 | 41322 | 58156 | SUNY Old Westbury College | 58110 | SUNY Old Westbury College | Commercial Non-CHP | 223 Store Hill Rd. | Old Westbury | Nassau | New York | 11568 | natural gas | Natural Gas = 1.8 MW | Natural Gas Internal Combustion Engine | 1.8 | 1.8 | [6 empty] | 1.8 | [5 empty] | EIA-860, EIA-860M and EIA-923 | 202406 | -73.5657 | 40.7979
-8641608.3943 | 5330848.0677 | 41323 | 58157 | University of Rochester | 58107 | University of Rochester | Commercial CHP | 390 Elmwood Avenue | Rochester | Monroe | New York | 14627 | natural gas | Natural Gas = 24.2 MW | Natural Gas Steam Turbine | 25.4 | 24.2 | [6 empty] | 24.2 | [5 empty] | EIA-860, EIA-860M and EIA-923 | 202406 | -77.6289 | 43.1239
-8087793.9276 | 5094758.5645 | 41324 | 58158 | Wesleyan University Cogen 1 | 58131 | Wesleyan University | Commercial CHP | 280 William St. | Middletown | Middlesex | Connecticut | 6459 | natural gas | Natural Gas = 2.3 MW | Natural Gas Internal Combustion Engine | 2.4 | 2.3 | [6 empty] | 2.3 | [5 empty] | EIA-860, EIA-860M and EIA-923 | 202406 | -72.6539 | 41.5564
-8043297.0781 | 5132436.3117 | 41325 | 58159 | UCONN Cogen Facility | 58130 | University of Connecticut | Commercial CHP | 240 Glenbrook Road | Storrs | Tolland | Connecticut | 6269 | natural gas | Natural Gas = 24.1 MW | Natural Gas Fired Combined Cycle | 25.7 | 24.1 | [6 empty] | 24.1 | [5 empty] | EIA-860, EIA-860M and EIA-923 | 202406 | -72.2542 | 41.8092
-8148834.078 | 5267892.4299 | 41326 | 58160 | Williams College - Campus CHP | 58109 | President & Trustees of Williams College | Commercial CHP | 50 Heating Plant Drive | Williamstown | Berkshire | Massachusetts | 1267 | petroleum | Natural Gas = 3 MW, Petroleum = 4 MW | Natural Gas Steam Turbine; Petroleum Liquids; | 7 | 7 | [6 empty] | 3 |  | 4 |  |  |  | EIA-860, EIA-860M and EIA-923 | 202406 | -73.2022 | 42.7097
-9529659.6321 | 5203014.8037 | 41327 | 58161 | Western Michigan University Power Plant | 58106 | Western Michigan University | Commercial CHP | 1801 Stadium Drive | Kalamazoo | Kalamazoo | Michigan | 49008 | natural gas | Natural Gas = 15.1 MW | Natural Gas Fired Combined Cycle; Natural Gas Internal Combustion Engine; | 16.7 | 15.1 | [6 empty] | 15.1 | [5 empty] | EIA-860, EIA-860M and EIA-923 | 202406 | -85.6064 | 42.28
-11319800.72 | 3899692.4169 | 41328 | 58162 | Cirrus Wind 1 LLC | 58134 | Cirrus Wind 1 LLC | IPP Non-CHP | 2609 County Road BB | Tahoka | Lynn | Texas | 79373 | wind | Wind = 61.2 MW | Onshore Wind Turbine | 61.2 | 61.2 | [10 empty] | 61.2 |  | EIA-860, EIA-860M and EIA-923 | 202406 | -101.6875 | 33.0331
-8196546.8362 | 4966478.9742 | 41329 | 58163 | Mercy Medical Center | 58133 | Mercy Medical Center | Commercial Non-CHP | 1000 North Village Avenue | Rockville Centre | Nassau | New York | 11571 | petroleum | Petroleum = 3 MW | Petroleum Liquids | 3.6 | 3 | [8 empty] | 3 |  |  |  | EIA-860, EIA-860M and EIA-923 | 202406 | -73.6308 | 40.6883
-10660758.3877 | 5462390.6655 | 41330 | 58164 | Slayton Solar | 58135 | Ecos Energy LLC | IPP Non-CHP | 1478 91st Street | Slayton | Murray | Minnesota | 56172 | solar | Solar = 1.7 MW | Solar Photovoltaic | 1.7 | 1.7 | [9 empty] | 1.7 |  |  | EIA-860, EIA-860M and EIA-923 | 202406 | -95.7672 | 43.9803
-8323729.3545 | 4905174.7491 | 41331 | 58165 | College of New Jersey | 58137 | The College of New Jersey | Commercial CHP | 2000 Pennington Road | Ewing | Mercer | New Jersey | 8628 | natural gas | Natural Gas = 4.2 MW | Natural Gas Internal Combustion Engine | 6.2 | 4.2 | [6 empty] | 4.2 | [5 empty] | EIA-860, EIA-860M and EIA-923 | 202406 | -74.7733 | 40.2694
-8086185.9176 | 5207905.9828 | 41332 | 58166 | Smith College Central Heating Plant | 58138 | The Trustees of Smith College | Commercial CHP | 126 West St. | Northampton | Hampshire | Massachusetts | 1063 | natural gas | Natural Gas = 2.7 MW | Natural Gas Fired Combustion Turbine | 5.3 | 2.7 | [6 empty] | 2.7 | [5 empty] | EIA-860, EIA-860M and EIA-923 | 202406 | -72.6394 | 42.3125
-8109717.6334 | 4979496.4178 | 41333 | 58167 | William Floyd School District | 58136 | William Floyd School District | Commercial CHP | 338 Blanco Drive | Mastic Beach | Suffolk | New York | 11951 | natural gas | Natural Gas = 2.6 MW, Petroleum = 1.3 MW | Natural Gas Internal Combustion Engine; Petroleum Liquids; | 3.9 | 3.9 | [6 empty] | 2.6 |  | 1.3 |  |  |  | EIA-860, EIA-860M and EIA-923 | 202406 | -72.8508 | 40.7769
-13042624.4628 | 4037272.0522 | 41334 | 58168 | Energy Center | 58105 | University of Redlands | Commercial CHP | 955 North Grove Street | Redlands | San Bernardino | California | 92373 | natural gas | Natural Gas = 0.9 MW | Natural Gas Fired Combustion Turbine | 0.9 | 0.9 | [6 empty] | 0.9 | [5 empty] | EIA-860, EIA-860M and EIA-923 | 202406 | -117.1639 | 34.0631
-13123071.8306 | 4012785.8644 | 41335 | 58169 | CSUF Trigeneration | 58104 | California State University at Fullerton | Commercial CHP | 800 N St. College | Fullerton | Orange | California | 92831 | natural gas | Natural Gas = 4.3 MW, Solar = 4.3 MW | Natural Gas Fired Combustion Turbine; Solar Photovoltaic; | 8.9 | 8.6 | [6 empty] | 4.3 |  |  | 4.3 |  |  | EIA-860, EIA-860M and EIA-923 | 202406 | -117.8866 | 33.8806
-12336425.9697 | 3778598.2072 | 41336 | 58171 | Prairie Fire | 24211 | Tucson Electric Power Co | Electric Utility | 7540 E Old Vail Road | Tucson | Pima | Arizona | 85747 | solar | Solar = 4.5 MW | Solar Photovoltaic | 4.5 | 4.5 | [9 empty] | 4.5 |  |  | EIA-860, EIA-860M and EIA-923 | 202406 | -110.82 | 32.1164
-8246393.2552 | 4857710.9992 | 41337 | 58172 | Seaside Heights Power Plant | 16864 | Seaside Heights Municipal Utility | Electric Utility | Sherman Blvd | Seaside Heights | Ocean | New Jersey | 8751 | petroleum | Petroleum = 6 MW | Petroleum Liquids | 6 | 6 | [8 empty] | 6 |  |  |  | EIA-860, EIA-860M and EIA-923 | 202406 | -74.0786 | 39.9433
-9148050.1838 | 4149508.1468 | 41338 | 58173 | BMW Manufacturing Co | 58144 | BMW Manufacturing Co LLC | Industrial CHP | 1400 Highway 101 South | Greer | Spartanburg | South Carolina | 29651 | biomass | Biomass = 10 MW | Landfill Gas | 11 | 10 |  | 10 | [10 empty] | EIA-860, EIA-860M and EIA-923 | 202406 | -82.1783 | 34.8942
-8012776.9473 | 5200632.8856 | 41339 | 58174 | Wilson Solar | 57365 | Consolidated Edison Solutions Inc. | IPP Non-CHP | 115 Wilson Street | Spencer | Worcester | Massachusetts | 1562 | solar | Solar = 2 MW | Solar Photovoltaic | 2 | 2 | [9 empty] | 2 |  |  | EIA-860, EIA-860M and EIA-923 | 202406 | -71.98 | 42.2642
-9917824.4626 | 5194283.7764 | 41340 | 58177 | Kishwaukee CHP Plant | 58129 | Four Rivers Sanitation Authority | IPP CHP | 3333 Kishwaukee Street | Rockford | Winnebago | Illinois | 61109 | biomass | Biomass = 3 MW | Other Waste Biomass | 3 | 3 |  | 3 | [10 empty] | EIA-860, EIA-860M and EIA-923 | 202406 | -89.0933 | 42.2219
-9575084.1069 | 4844611.698 | 41341 | 58178 | M. G. Emmett J. Bean Federal Center | 58148 | U.S. General Services Administration | IPP Non-CHP | 8899 E 56th Street | Indianapolis | Marion | Indiana | 46249 | solar | Solar = 1.5 MW | Solar Photovoltaic | 1.9 | 1.5 | [9 empty] | 1.5 |  |  | EIA-860, EIA-860M and EIA-923 | 202406 | -86.0144 | 39.8531
-9614107.8224 | 4280191.948 | 41342 | 58179 | MTSU Power Co-Gen Plant | 58100 | Middle Tennessee State University | Commercial CHP | 729 Champion Way | Murfreesboro | Rutherford | Tennessee | 37132 | natural gas | Natural Gas = 5 MW | Natural Gas Fired Combustion Turbine | 5 | 5 | [6 empty] | 5 | [5 empty] | EIA-860, EIA-860M and EIA-923 | 202406 | -86.365 | 35.8514
-7896573.3138 | 5332808.2835 | 41343 | 58180 | UNH 7.9 MW Plant | 58099 | Emcor Energy Services | Commercial CHP | 2 Library Way | Durham | Strafford | New Hampshire | 3824 | biomass | Biomass = 7.9 MW | Landfill Gas | 7.9 | 7.9 |  | 7.9 | [10 empty] | EIA-860, EIA-860M and EIA-923 | 202406 | -70.9361 | 43.1367
-9777809.3675 | 5139408.3303 | 41344 | 58181 | Loyola University Health Plant | 58151 | Loyola University Health System | Commercial CHP | 2160S 1st Avenue | Maywood | Cook | Illinois | 60153 | natural gas | Natural Gas = 7.8 MW | Natural Gas Fired Combustion Turbine | 10.6 | 7.8 | [6 empty] | 7.8 | [5 empty] | EIA-860, EIA-860M and EIA-923 | 202406 | -87.8356 | 41.8558
-11054674.7624 | 4831288.0651 | 41345 | 58183 | Prairie Horizon Agri Energy | 58157 | Prairie Horizon Agri Energy LLC | Industrial CHP | 1664 E 100 Rd | Phillipsburg | Phillips | Kansas | 67611 | natural gas | Natural Gas = 0.7 MW | Natural Gas Steam Turbine | 1.7 | 0.7 | [6 empty] | 0.7 | [5 empty] | EIA-860, EIA-860M and EIA-923 | 202406 | -99.3058 | 39.7611
-8030155.1443 | 5079357.4615 | 41346 | 58184 | Rand Whitney CHP Plant | 58156 | Rand Whitney Containerboard L.P. | Industrial CHP | 370 Route 163 | Montville | New London | Connecticut | 6353 | natural gas | Natural Gas = 16.5 MW | Natural Gas Fired Combustion Turbine | 16.5 | 16.5 | [6 empty] | 16.5 | [5 empty] | EIA-860, EIA-860M and EIA-923 | 202406 | -72.1361 | 41.4528
-8072023.6293 | 5216816.9761 | 41347 | 58185 | Amherst College Co Gen | 58152 | Amherst College | Commercial CHP | 151 College Street | Amherst | Hampshire | Massachusetts | 1002 | natural gas | Natural Gas = 1.2 MW | Natural Gas Fired Combustion Turbine | 1.2 | 1.2 | [6 empty] | 1.2 | [5 empty] | EIA-860, EIA-860M and EIA-923 | 202406 | -72.5122 | 42.3717
-8202020.0816 | 5265956.8079 | 41348 | 58186 | HVCC Cogen Plant | 58154 | Hudson Valley Community College | Commercial CHP | 80 Vandenburgh Avenue | Troy | Rensselaer | New York | 12180 | natural gas | Natural Gas = 5.4 MW, Petroleum = 2 MW | Natural Gas Internal Combustion Engine; Petroleum Liquids; | 8.1 | 7.4 | [6 empty] | 5.4 |  | 2 |  |  |  | EIA-860, EIA-860M and EIA-923 | 202406 | -73.68 | 42.6969
-8275490.9456 | 4941228.0259 | 41349 | 58187 | 180 Raritan Solar | 58164 | 180 Raritan Energy Solutions, LLC | IPP Non-CHP | 180 Raritan Center Parkway | Edison | Middlesex | New Jersey | 8817 | solar | Solar = 1.9 MW | Solar Photovoltaic | 1.9 | 1.9 | [9 empty] | 1.9 |  |  | EIA-860, EIA-860M and EIA-923 | 202406 | -74.34 | 40.5161
-13427171.4099 | 4188974.6823 | 41350 | 58190 | Thomas M Knott Cogen Facility | 60637 | Sentinel Peak Resources California, LLC | Industrial Non-CHP | 1821 Price Canyon Road | San Luis Obispo | San Luis Obispo | California | 93401 | natural gas | Natural Gas = 1.2 MW | Natural Gas Fired Combustion Turbine | 1.4 | 1.2 | [6 empty] | 1.2 | [5 empty] | EIA-860, EIA-860M and EIA-923 | 202406 | -120.6183 | 35.1844
-12549479.1186 | 4999566.6934 | 41351 | 58191 | US Magnesium | 58153 | US Magnesium | Industrial CHP | 12819 N. Skull Valley Road | Rowley | Tooele | Utah | 84029 | natural gas | Natural Gas = 33 MW | Natural Gas Fired Combustion Turbine | 48 | 33 | [6 empty] | 33 | [5 empty] | EIA-860, EIA-860M and EIA-923 | 202406 | -112.7339 | 40.9133
-11221406.6466 | 4454528.0917 | 41352 | 58192 | Arkalon Ethanol LLC | 58167 | Arkalon Ethanol LLC | Industrial CHP | 8664 Road P | Liberal | Seward | Kansas | 67901 | natural gas | Natural Gas = 3 MW | Natural Gas Steam Turbine | 3 | 3 | [6 empty] | 3 | [5 empty] | EIA-860, EIA-860M and EIA-923 | 202406 | -100.8036 | 37.1106
-11225023.3056 | 4573579.031 | 41353 | 58193 | Bonanza BioEnergy LLC | 58166 | Bonanza BioEnergy LLC | Industrial CHP | 2810 E HWY 50 | Garden City | Finney | Kansas | 67846 | natural gas | Natural Gas = 2 MW | Natural Gas Steam Turbine | 2 | 2 | [6 empty] | 2 | [5 empty] | EIA-860, EIA-860M and EIA-923 | 202406 | -100.8361 | 37.9586
-8667861.2038 | 4981824.3471 | 41354 | 58194 | West Campus Steam Plant | 58159 | Penn State University | Commercial CHP | Burrows Road | University Park | Centre | Pennsylvania | 16802 | natural gas | Natural Gas = 9.3 MW | Natural Gas Fired Combustion Turbine; Natural Gas Steam Turbine; | 14 | 9.3 | [6 empty] | 9.3 | [5 empty] | EIA-860, EIA-860M and EIA-923 | 202406 | -77.8647 | 40.7928
-8665944.0595 | 4984234.4578 | 41355 | 58195 | East Campus Steam Plant | 58159 | Penn State University | Commercial CHP | Porter Rd. | University Park | Centre | Pennsylvania | 16802 | natural gas | Natural Gas = 7.4 MW | Natural Gas Fired Combustion Turbine | 7 | 7.4 | [6 empty] | 7.4 | [5 empty] | EIA-860, EIA-860M and EIA-923 | 202406 | -77.8475 | 40.8092
-9501767.8658 | 5439814.9067 | 41356 | 58196 | Cargill Salt Hersey | 58170 | Cargill Salt Hersey | Industrial CHP | 1395 135th Ave | Hersey | Osceola | Michigan | 49639 | natural gas | Natural Gas = 2.1 MW | Natural Gas Steam Turbine | 2.1 | 2.1 | [6 empty] | 2.1 | [5 empty] | EIA-860, EIA-860M and EIA-923 | 202406 | -85.3558 | 43.8342
-10494830.5641 | 5479897.0587 | 41357 | 58197 | POET Biorefining Lake Crystal | 58163 | POET Biorefining Lake Crystal | Industrial CHP | 19200 499th Avenue | Lake Crystal | Blue Earth | Minnesota | 56055 | petroleum | Natural Gas = 1 MW, Petroleum = 6 MW | Natural Gas Steam Turbine; Petroleum Liquids; | 7 | 7 | [6 empty] | 1 |  | 6 |  |  |  | EIA-860, EIA-860M and EIA-923 | 202406 | -94.2767 | 44.0933
-13631822.7202 | 4545932.523 | 41358 | 58198 | Parnassus Central Utility Plant | 58171 | University of California-San Francisco | Commercial CHP | 25 Medical Center Way | San Francisco | San Francisco | California | 94143 | natural gas | Natural Gas = 12.5 MW | Natural Gas Fired Combined Cycle | 13.4 | 12.5 | [6 empty] | 12.5 | [5 empty] | EIA-860, EIA-860M and EIA-923 | 202406 | -122.4567 | 37.7625
-12459805.0349 | 3950815.0543 | 41359 | 58199 | Arizona State University CHP | 58172 | Energy Center Phoenix LLC | Commercial CHP | 800 E. Lemon St. | Tempe | Maricopa | Arizona | 85287 | natural gas | Natural Gas = 17.1 MW | Natural Gas Fired Combined Cycle; Natural Gas Fired Combustion Turbine; | 17.1 | 17.1 | [6 empty] | 17.1 | [5 empty] | EIA-860, EIA-860M and EIA-923 | 202406 | -111.9283 | 33.4172
-8639536.6273 | 5327798.2044 | 41360 | 58201 | Monroe Community College Plant | 60791 | Monroe County (NY) | Commercial CHP | 1000 Henrietta Road | Rochester | Monroe | New York | 14623 | natural gas | Natural Gas = 5.6 MW | Natural Gas Internal Combustion Engine | 5.6 | 5.6 | [6 empty] | 5.6 | [5 empty] | EIA-860, EIA-860M and EIA-923 | 202406 | -77.6103 | 43.1039
-13077538.8193 | 4097801.9461 | 41361 | 58202 | RE Victor Phelan Solar One LLC | 61944 | MN8 Energy LLC | IPP Non-CHP | 14320 Vinton Road | Adelanto | San Bernardino | California | 92301 | solar | Solar = 20 MW | Solar Photovoltaic | 20 | 20 | [9 empty] | 20 |  |  | EIA-860, EIA-860M and EIA-923 | 202406 | -117.4775 | 34.5123
-10929651.6196 | 4214599.0878 | 41362 | 58203 | Minco Wind III, LLC | 56925 | FPLE Wind, LLC | IPP Non-CHP | 491 County Road 1180 | Minco | Caddo | Oklahoma | 73059 | wind | Wind = 100.8 MW | Onshore Wind Turbine | 100.8 | 100.8 | [10 empty] | 100.8 |  | EIA-860, EIA-860M and EIA-923 | 202406 | -98.1827 | 35.3724
-13546932.703 | 4650341.38 | 41363 | 58204 | Grassland 3&4 Solar Project | 56751 | Yolo County of | IPP Non-CHP | County Road 104 and Road 35 | Davis | Yolo | California | 95618 | solar | Solar = 2.5 MW | Solar Photovoltaic | 2 | 2.5 | [9 empty] | 2.5 |  |  | EIA-860, EIA-860M and EIA-923 | 202406 | -121.6942 | 38.5003
-10528721.1152 | 4737719.2986 | 41364 | 58205 | Grand Ave Plant | 56751 | Yolo County of | IPP CHP | 115 Grand Boulevard | Kansas City | Jackson | Missouri | 64106 | natural gas | Natural Gas = 4.8 MW | Natural Gas Steam Turbine | 5 | 4.8 | [6 empty] | 4.8 | [5 empty] | EIA-860, EIA-860M and EIA-923 | 202406 | -94.5811 | 39.1119
-13373088.7277 | 4320208.5877 | 41365 | 58206 | West Gates Solar Station | 14328 | Pacific Gas & Electric Co. | Electric Utility | 18364 West Jayne Ave. | Huron | Fresno | California | 93234 | solar | Solar = 10 MW | Solar Photovoltaic | 10 | 10 | [9 empty] | 10 |  |  | EIA-860, EIA-860M and EIA-923 | 202406 | -120.1325 | 36.1422
-8569652.7 | 4727323.163 | 41366 | 58207 | Central Utility Plant at White Oak | 58178 | GSA Metropolitan Service Center | Commercial CHP | 10903 New Hampshire Ave | Silver Spring | Montgomery | Maryland | 20903 | natural gas | Natural Gas = 47.3 MW, Petroleum = 6.9 MW | Natural Gas Fired Combined Cycle; Natural Gas Fired Combustion Turbine; Natural Gas Internal Combustion Engine; Petroleum Liquids; | 54.3 | 54.2 | [6 empty] | 47.3 |  | 6.9 |  |  |  | EIA-860, EIA-860M and EIA-923 | 202406 | -76.9825 | 39.0394
-8281489.8416 | 4933787.3697 | 41367 | 58208 | Cinnamon Bay Edgeboro Landfill | 58179 | Cinnamon Bay LLC | IPP Non-CHP | 3 Brick Plant Road | East Brunswick | Middlesex | New Jersey | 8850 | biomass | Biomass = 6 MW | Landfill Gas | 9.6 | 6 |  | 6 | [10 empty] | EIA-860, EIA-860M and EIA-923 | 202406 | -74.3939 | 40.4653
-10844466.4944 | 4417755.6405 | 41368 | 58209 | NextEra-Blackwell Wind, LLC | 58180 | Blackwell Wind, LLC | IPP Non-CHP | 220 N 20th St | Blackwell | Kay | Oklahoma | 74361 | wind | Wind = 59.8 MW | Onshore Wind Turbine | 59.8 | 59.8 | [10 empty] | 59.8 |  | EIA-860, EIA-860M and EIA-923 | 202406 | -97.4175 | 36.8467
-8067787.3661 | 5252923.0151 | 41369 | 58210 | NFM Solar Power LLC | 58185 | FirstLight Power Resources, Inc. - MA | IPP Non-CHP | 100 Millers Falls Rd. | Northfield | Franklin | Massachusetts | 1360 | solar | Solar = 1.9 MW | Solar Photovoltaic | 1.9 | 1.9 | [9 empty] | 1.9 |  |  | EIA-860, EIA-860M and EIA-923 | 202406 | -72.4742 | 42.6108
-12599232.6971 | 3945629.6866 | 41370 | 58213 | Saddle Mountain Solar I | 58182 | SunE AZ2, LLC | IPP Non-CHP | 52500 W Baseline Road | Tonopah | Maricopa | Arizona | 85354 | solar | Solar = 15 MW | Solar Photovoltaic | 15 | 15 | [9 empty] | 15 |  |  | EIA-860, EIA-860M and EIA-923 | 202406 | -113.1808 | 33.3783
-7982720.6848 | 5108611.6439 | 41371 | 58214 | West Greenwich Solar | 56769 | Consolidated Edison Development Inc. | IPP Non-CHP | 179 Plain Meeting House Road | West Greenwich | Kent | Rhode Island | 2817 | solar | Solar = 1.9 MW | Solar Photovoltaic | 1.9 | 1.9 | [9 empty] | 1.9 |  |  | EIA-860, EIA-860M and EIA-923 | 202406 | -71.71 | 41.6494
-8692877.1424 | 4214770.0123 | 41372 | 58215 | Lee Combined Cycle Plant | 3046 | Duke Energy Progress - (NC) | Electric Utility | 1199 Black Jack Church Road | Goldsboro | Wayne | North Carolina | 27530 | natural gas | Natural Gas = 888 MW | Natural Gas Fired Combined Cycle | 1068 | 888 | [6 empty] | 888 | [5 empty] | EIA-860, EIA-860M and EIA-923 | 202406 | -78.0894 | 35.3736
-13546932.703 | 4650341.38 | 41373 | 58217 | Grassland 1&2 Solar Project | 56751 | Yolo County of | IPP Non-CHP | County Road 104 and Road 35 | Davis | Yolo | California | 95618 | solar | Solar = 2.5 MW | Solar Photovoltaic | 2 | 2.5 | [9 empty] | 2.5 |  |  | EIA-860, EIA-860M and EIA-923 | 202406 | -121.6942 | 38.5003
-12316295.7322 | 5996653.2418 | 41374 | 58218 | Spion Kop Wind Farm | 56815 | NorthWestern Energy (MT wind/thermal) | Electric Utility | 7735 South Peak Rd | Geyser | Judith Basin | Montana | 59701 | wind | Wind = 40 MW | Onshore Wind Turbine | 40 | 40 | [10 empty] | 40 |  | EIA-860, EIA-860M and EIA-923 | 202406 | -110.6392 | 47.3333
-9416237.4275 | 5014718.3232 | 41375 | 58220 | Haviland Plastic Products | 58187 | Haviland Plastic Products Co | Industrial Non-CHP | 100 West Main Street | Haviland | Paulding | Ohio | 45851 | wind | Wind = 4.5 MW | Onshore Wind Turbine | 4.5 | 4.5 | [10 empty] | 4.5 |  | EIA-860, EIA-860M and EIA-923 | 202406 | -84.5875 | 41.0161
-9176945.0501 | 5310388.9948 | 41376 | 58222 | E.B. Eddy Paper Inc | 58194 | E.B. Eddy Paper Inc | Industrial CHP | 1700 Washington Avenue | Port Huron | St Clair | Michigan | 48060 | natural gas | Natural Gas = 5 MW | Natural Gas Steam Turbine | 5 | 5 | [6 empty] | 5 | [5 empty] | EIA-860, EIA-860M and EIA-923 | 202406 | -82.4379 | 42.9896
-13128618.7695 | 3978262.0993 | 41377 | 58223 | Hoag Hospital Cogen Plant | 58195 | Hoag Memorial Presbyterian Hospital | Commercial CHP | 1 Hoag Drive | Newport Beach | Orange | California | 92658 | natural gas | Natural Gas = 3.6 MW | Natural Gas Internal Combustion Engine | 4.5 | 3.6 | [6 empty] | 3.6 | [5 empty] | EIA-860, EIA-860M and EIA-923 | 202406 | -117.9364 | 33.6228
-8100564.7223 | 5114862.5296 | 41378 | 58224 | CCSU Co-Gen-STBY Gen | 58188 | Central Connecticut State University | Commercial CHP | 1615 Stanley Street, East Hall | New Britain | Hartford | Connecticut | 6050 | natural gas | Natural Gas = 2.6 MW, Petroleum = 1 MW | Natural Gas Internal Combustion Engine; Petroleum Liquids; | 3.6 | 3.6 | [6 empty] | 2.6 |  | 1 |  |  |  | EIA-860, EIA-860M and EIA-923 | 202406 | -72.7686 | 41.6914
-12989104.1667 | 4144001.1463 | 41379 | 58226 | Newberry Solar 1 LLC | 58197 | Newberry Solar 1 LLC | IPP Non-CHP | 32952 Mountain View Road | Newberry Springs | San Bernardino | California | 92365 | solar | Solar = 1.5 MW | Solar Photovoltaic | 1.5 | 1.5 | [9 empty] | 1.5 |  |  | EIA-860, EIA-860M and EIA-923 | 202406 | -116.6831 | 34.8536
-12923110.633 | 4054642.0407 | 41380 | 58227 | SEPV9 Power Plant | 65411 | Duke Energy Renewables Services | IPP Non-CHP | 3462 Morongo Road | Twentynine Palms | San Bernardino | California | 92277 | solar | Solar = 8.5 MW | Solar Photovoltaic | 9 | 8.5 | [9 empty] | 8.5 |  |  | EIA-860, EIA-860M and EIA-923 | 202406 | -116.0903 | 34.1922
-8399426.6082 | 4710655.99 | 41381 | 58228 | Milford Solar Farm | 58201 | Milford Solar LLC | IPP Non-CHP | 686 Milford-Harrington Highwat | Milford | Kent | Delaware | 19963 | solar | Solar = 11.8 MW | Solar Photovoltaic | 11.8 | 11.8 | [9 empty] | 11.8 |  |  | EIA-860, EIA-860M and EIA-923 | 202406 | -75.4533 | 38.9231
-8367607.8242 | 4851542.0484 | 41382 | 58231 | Lincoln Financial Field | 58203 | NRG Energy Center Eagles LLC | IPP Non-CHP | 1 Lincoln Financial Way | Philadelphia | Philadelphia | Pennsylvania | 19148 | solar | Solar = 2.9 MW | Solar Photovoltaic | 2.9 | 2.9 | [9 empty] | 2.9 |  |  | EIA-860, EIA-860M and EIA-923 | 202406 | -75.1675 | 39.9008
-13026328.5139 | 3997588.291 | 41383 | 58232 | Tahquitz High School | 61012 | AES Distributed Energy | Commercial Non-CHP | 4425 Tital Trail | Hemet | Riverside | California | 92545 | solar | Solar = 1 MW | Solar Photovoltaic | 1 | 1 | [9 empty] | 1 |  |  | EIA-860, EIA-860M and EIA-923 | 202406 | -117.0175 | 33.7672
-12974905.143 | 4016574.5961 | 41384 | 58233 | Wagner Wind LLC | 60025 | Greenbacker Renewable Energy Corporation | IPP Non-CHP | 63335 19th Avenue | Palm Springs | Riverside | California | 92240 | wind | Wind = 6 MW | Onshore Wind Turbine | 6 | 6 | [10 empty] | 6 |  | EIA-860, EIA-860M and EIA-923 | 202406 | -116.5556 | 33.9089
-12930037.1544 | 4051913.3378 | 41385 | 58234 | SEPV 8 | 65411 | Duke Energy Renewables Services | IPP Non-CHP | 4450 Lear Avenue | Twentynine Palms | San Bernardino | California | 92277 | solar | Solar = 11.8 MW | Solar Photovoltaic | 12 | 11.8 | [9 empty] | 11.8 |  |  | EIA-860, EIA-860M and EIA-923 | 202406 | -116.1525 | 34.1719
-8351188.1993 | 4782653.1851 | 41386 | 58235 | Clayville | 19856 | City of Vineland - (NJ) | Electric Utility | 4087 S Lincoln Avenue | Vineland | Cumberland | New Jersey | 8361 | natural gas | Natural Gas = 55 MW | Natural Gas Fired Combustion Turbine | 73 | 55 | [6 empty] | 55 | [5 empty] | EIA-860, EIA-860M and EIA-923 | 202406 | -75.02 | 39.4244
-10338550.3555 | 5167472.7291 | 41387 | 58236 | Marshalltown Generating Station | 9417 | Interstate Power and Light Co | Electric Utility | 2115 East Nevada Street | Marshalltown | Marshall | Iowa | 50158 | natural gas | Battery = 0.3 MW, Natural Gas = 651.6 MW, Solar = 2.6 MW | Batteries; Natural Gas Fired Combined Cycle; Solar Photovoltaic | 708.8 | 654.5 | 0.3 | [5 empty] | 651.6 |  |  | 2.6 |  |  | EIA-860, EIA-860M and EIA-923 | 202406 | -92.8728 | 42.0433
-8099729.8261 | 5114945.2662 | 41388 | 58237 | CCSU Fuel Cell Project | 58213 | New Britain Renewable Energy, LLC | Commercial CHP | 40 Wells Street | New Britain | Hartford | Connecticut | 6053 | natural gas | Natural Gas = 1.4 MW | Other Natural Gas | 1.4 | 1.4 | [6 empty] | 1.4 | [5 empty] | EIA-860, EIA-860M and EIA-923 | 202406 | -72.7611 | 41.6919
-8134115.1923 | 5568414.2176 | 41389 | 58238 | Georgia Mountain Community Wind Farm | 60025 | Greenbacker Renewable Energy Corporation | IPP Non-CHP | 1290 Ted Road | Milton | Chittenden | Vermont | 5468 | wind | Wind = 10 MW | Onshore Wind Turbine | 10 | 10 | [10 empty] | 10 |  | EIA-860, EIA-860M and EIA-923 | 202406 | -73.07 | 44.6617
-8458302.2624 | 4764335.9395 | 41390 | 58239 | Kent County-Kennedyville | 63249 | Terraform Arcadia | IPP Non-CHP | 11651 Kennedyville Road | Kennedyville | Kent | Maryland | 21645 | solar | Solar = 1 MW | Solar Photovoltaic | 1 | 1 | [9 empty] | 1 |  |  | EIA-860, EIA-860M and EIA-923 | 202406 | -75.9822 | 39.2972
-11737310.7042 | 4434461.6148 | 41391 | 58240 | Kit Carson | 63249 | Terraform Arcadia | IPP Non-CHP | 195 Ventero Road | Amalia | Taos | New Mexico | 87512 | solar | Solar = 1.3 MW | Solar Photovoltaic | 1.3 | 1.3 | [9 empty] | 1.3 |  |  | EIA-860, EIA-860M and EIA-923 | 202406 | -105.4381 | 36.9667
-8486067.7924 | 4742372.3414 | 41392 | 58241 | Rock Hall | 63249 | Terraform Arcadia | IPP Non-CHP | 6015 N Main Street | Rock Hall | Kent | Maryland | 21661 | solar | Solar = 1 MW | Solar Photovoltaic | 1 | 1 | [9 empty] | 1 |  |  | EIA-860, EIA-860M and EIA-923 | 202406 | -76.2316 | 39.1444
-11271438.6352 | 4222129.5182 | 41393 | 58242 | Pattern Panhandle Wind LLC | 56545 | Pattern Operators LP | IPP Non-CHP | 1797 FM 2385 | Panhandle | Carson | Texas | 79068 | wind | Wind = 218 MW | Onshore Wind Turbine | 218 | 218 | [10 empty] | 218 |  | EIA-860, EIA-860M and EIA-923 | 202406 | -101.2531 | 35.4275
-8470392.7836 | 4761978.6968 | 41394 | 58243 | Kent County - Worton Complex | 63249 | Terraform Arcadia | IPP Non-CHP | 11401 Worton Road | Worton | Kent | Maryland | 21678 | solar | Solar = 1 MW | Solar Photovoltaic | 1 | 1 | [9 empty] | 1 |  |  | EIA-860, EIA-860M and EIA-923 | 202406 | -76.0908 | 39.2808
-13025462.6709 | 3991229.3411 | 41395 | 58244 | West Valley High School Solar | 61012 | AES Distributed Energy | Commercial Non-CHP | 3401 Mustang Way | Hemet | Riverside | California | 92545 | solar | Solar = 0.9 MW | Solar Photovoltaic | 1 | 0.9 | [9 empty] | 0.9 |  |  | EIA-860, EIA-860M and EIA-923 | 202406 | -117.0097 | 33.7197
-9764853.0033 | 5158150.3833 | 41396 | 58245 | Northeastern Illinois University Cogen | 58220 | Northeastern Illinois University | Commercial CHP | 5500 N St Louis Ave | Chicago | Cook | Illinois | 60625 | natural gas | Natural Gas = 3.2 MW | Natural Gas Internal Combustion Engine | 3.2 | 3.2 | [6 empty] | 3.2 | [5 empty] | EIA-860, EIA-860M and EIA-923 | 202406 | -87.7192 | 41.9811
-8535576.5793 | 4733814.5481 | 41397 | 58246 | Millersville LFG | 58221 | LES Operations Services LLC | IPP Non-CHP | 389 Burns Crossing Road | Severn | Anne Arundel | Maryland | 21144 | biomass | Biomass = 3 MW | Landfill Gas | 3.2 | 3 |  | 3 | [10 empty] | EIA-860, EIA-860M and EIA-923 | 202406 | -76.6764 | 39.0847
-13199677.674 | 4053483.224 | 41398 | 58248 | Pierce College | 57276 | Los Angeles Community College District | Commercial Non-CHP | 6201 Winnetka Ave | Wilmington | Los Angeles | California | 90744 | solar | Solar = 1.9 MW | Solar Photovoltaic | 1.9 | 1.9 | [9 empty] | 1.9 |  |  | EIA-860, EIA-860M and EIA-923 | 202406 | -118.5747 | 34.1836
-13189504.297 | 4062270.8995 | 41399 | 58249 | VA Sepulveda Ambulatory Care Center | 59553 | VA Sepulveda Ambulatory Care Center | Commercial Non-CHP | 15830 Lassen St | North Hills | Los Angeles | California | 91343 | solar | Solar = 3.5 MW | Solar Photovoltaic | 4.4 | 3.5 | [9 empty] | 3.5 |  |  | EIA-860, EIA-860M and EIA-923 | 202406 | -118.4833 | 34.2489
-8324533.4152 | 4887966.1657 | 41400 | 58250 | Tullytown | 54842 | WM Renewable Energy LLC | IPP Non-CHP | 200 Bordertown Road | Morrisville | Bucks | Pennsylvania | 19067 | biomass | Biomass = 1.6 MW | Landfill Gas | 1.6 | 1.6 |  | 1.6 | [10 empty] | EIA-860, EIA-860M and EIA-923 | 202406 | -74.7806 | 40.1514
-13605344.4888 | 4587512.519 | 41401 | 58251 | C&H Sugar Plant | 58223 | C&H Sugar Company Inc | Industrial CHP | 830 Loring Ave | Crockett | Contra Costa | California | 94525 | other | Other = 10 MW | All Other | 8 | 10 | [11 empty] | 10 | EIA-860, EIA-860M and EIA-923 | 202406 | -122.2189 | 38.0572
-8560685.2471 | 4765454.8485 | 41402 | 58252 | Alpha Ridge LFG | 58229 | Howard County - Maryland | IPP Non-CHP | 2350 Marriottsville Road | Marriottsville | Howard | Maryland | 21104 | biomass | Biomass = 1 MW | Landfill Gas | 1 | 1 |  | 1 | [10 empty] | EIA-860, EIA-860M and EIA-923 | 202406 | -76.9019 | 39.305
-13175774.9303 | 4038877.1451 | 41403 | 58253 | CBS Television City | 63330 | Televison City Studios, LLC. | Commercial Non-CHP | 7800 Beverly Blvd | Los Angeles | Los Angeles | California | 9036 | solar | Natural Gas = 1.2 MW, Solar = 1.6 MW | Other Natural Gas; Solar Photovoltaic; | 2.8 | 2.8 | [6 empty] | 1.2 |  |  | 1.6 |  |  | EIA-860, EIA-860M and EIA-923 | 202406 | -118.36 | 34.075
-9500840.2405 | 5301998.8725 | 41404 | 58254 | Chatham | 11268 | City of Lowell - (MI) | Electric Utility | 625 Chatham | Lowell | Kent | Michigan | 49331 | natural gas | Natural Gas = 6.6 MW | Natural Gas Fired Combustion Turbine | 7.3 | 6.6 | [6 empty] | 6.6 | [5 empty] | EIA-860, EIA-860M and EIA-923 | 202406 | -85.3475 | 42.9344
-11254338.6256 | 4517258.635 | 41405 | 58255 | Rubart | 18315 | Sunflower Electric Power Corp | Electric Utility | 14255 East U.S. 160 Highway | Ulysses | Grant | Kansas | 67880 | natural gas | Natural Gas = 106.4 MW | Natural Gas Internal Combustion Engine | 120 | 106.4 | [6 empty] | 106.4 | [5 empty] | EIA-860, EIA-860M and EIA-923 | 202406 | -101.0994 | 37.5586
-11834375.0662 | 4283511.5524 | 41406 | 58256 | Los Alamos PV Site | 11204 | Los Alamos County | Electric Utility | 3701 E Jemez Road | Los Alamos | Los Alamos | New Mexico | 87544 | solar | Solar = 1 MW | Solar Photovoltaic | 1 | 1 | [9 empty] | 1 |  |  | EIA-860, EIA-860M and EIA-923 | 202406 | -106.31 | 35.8756
-9099873.6685 | 4153203.3481 | 41407 | 58257 | Upper Pacolet Hydro | 11118 | Lockhart Power Co | Electric Utility | 75 Limestone Street | Pacolet | Spartanburg | South Carolina | 29372 | hydroelectric | Hydroelectric = 1.1 MW | Conventional Hydroelectric | 1.1 | 1.1 |  |  |  |  | 1.1 | [7 empty] | EIA-860, EIA-860M and EIA-923 | 202406 | -81.7456 | 34.9214
-13180691.5782 | 4021270.1759 | 41408 | 58258 | Central Utilities Plant LAX 2 | 10810 | LAX Airport | Commercial CHP | 275 Center Way | Los Angeles | Los Angeles | California | 90045 | natural gas | Natural Gas = 8.4 MW | Natural Gas Fired Combustion Turbine | 9.2 | 8.4 | [6 empty] | 8.4 | [5 empty] | EIA-860, EIA-860M and EIA-923 | 202406 | -118.4042 | 33.9439
-17598158.1071 | 2430076.3283 | 41409 | 58259 | Kalaeloa Solar Two | 60281 | Altus Power America Management, LLC | IPP Non-CHP | 100-958 Boxer Street | Honolulu | Honolulu | Hawaii | 96707 | solar | Solar = 5 MW | Solar Photovoltaic | 5 | 5 | [9 empty] | 5 |  |  | EIA-860, EIA-860M and EIA-923 | 202406 | -158.0869 | 21.32
-8651070.551 | 4406401.2421 | 41410 | 58260 | Brunswick County Power Station | 19876 | Virginia Electric & Power Co | Electric Utility | 20100 Governor Harrison Parkwa | Freeman | Brunswick | Virginia | 23856 | natural gas | Natural Gas = 1376 MW | Natural Gas Fired Combined Cycle | 1472.2 | 1376 | [6 empty] | 1376 | [5 empty] | EIA-860, EIA-860M and EIA-923 | 202406 | -77.7139 | 36.765
-13498329.3888 | 4658773.4129 | 41411 | 58261 | FAA NorCal TRACON | 58238 | Enfinity NorCal 1 FAA LLC | IPP Non-CHP | 11375 Douglas Rd | Mather AFB | Sacramento | California | 95655 | solar | Solar = 1 MW | Solar Photovoltaic | 1 | 1 | [9 empty] | 1 |  |  | EIA-860, EIA-860M and EIA-923 | 202406 | -121.2576 | 38.5595
-12558336.6992 | 3961593.6312 | 41412 | 58262 | Badger 1 | 58239 | Desert Sky Solar LLC | IPP Non-CHP | 35324 W Indian School Road | Tonopah | Maricopa | Arizona | 85354 | solar | Solar = 14.8 MW | Solar Photovoltaic | 14.8 | 14.8 | [9 empty] | 14.8 |  |  | EIA-860, EIA-860M and EIA-923 | 202406 | -112.8135 | 33.498
-9293476.7421 | 5114406.9692 | 41413 | 58263 | Bay View Cogeneration Facility | 58240 | COT/Division of Water Reclamation | Electric Utility | 3900 N Summit Street, Bldg 1 | Toledo | Lucas | Ohio | 43611 | biomass | Biomass = 8.4 MW | Landfill Gas | 12 | 8.4 |  | 8.4 | [10 empty] | EIA-860, EIA-860M and EIA-923 | 202406 | -83.4847 | 41.6883
-10417216.0548 | 5167889.1528 | 41414 | 58265 | NCAH Central Utility Plant | 58247 | National Centers for Animal Health | Commercial CHP | 1920 Dayton Avenue | Ames | Story | Iowa | 50010 | petroleum | Natural Gas = 3 MW, Petroleum = 11.1 MW | Natural Gas Fired Combustion Turbine; Petroleum Liquids; | 14.1 | 14.1 | [6 empty] | 3 |  | 11.1 |  |  |  | EIA-860, EIA-860M and EIA-923 | 202406 | -93.5794 | 42.0461
-13711438.0861 | 5809062.7971 | 41415 | 58266 | Port Westward Unit 2 | 15248 | Portland General Electric Co | Electric Utility | 81566 Kallunki Rd | Clatskanie | Columbia | Oregon | 97016 | natural gas | Natural Gas = 224.4 MW | Natural Gas Internal Combustion Engine | 225.6 | 224.4 | [6 empty] | 224.4 | [5 empty] | EIA-860, EIA-860M and EIA-923 | 202406 | -123.1719 | 46.1789
-9293476.7421 | 5114406.9692 | 41416 | 58269 | Bay View Backup Power Facility | 58240 | COT/Division of Water Reclamation | Electric Utility | 3900 N Summit Street, Bldg #1 | Toledo | Lucas | Ohio | 43611 | natural gas | Natural Gas = 10 MW, Petroleum = 2 MW | Natural Gas Internal Combustion Engine; Petroleum Liquids; | 12 | 12 | [6 empty] | 10 |  | 2 |  |  |  | EIA-860, EIA-860M and EIA-923 | 202406 | -83.4847 | 41.6883
-7875142.7534 | 5130901.4351 | 41417 | 58270 | Acushnet AD Makepeace | 65164 | CleanCapital Holdings | IPP Non-CHP | 158 Tihonet Drive | Wareham | Plymouth | Massachusetts | 2571 | solar | Solar = 3.5 MW | Solar Photovoltaic | 3.5 | 3.5 | [9 empty] | 3.5 |  |  | EIA-860, EIA-860M and EIA-923 | 202406 | -70.7436 | 41.7989
-7908414.9247 | 5110515.4638 | 41418 | 58271 | Acushnet Hawes Reed Road | 65164 | CleanCapital Holdings | IPP Non-CHP | 968 Old Reed Road | Dartmouth | Bristol | Massachusetts | 2747 | solar | Solar = 1 MW | Solar Photovoltaic | 1 | 1 | [9 empty] | 1 |  |  | EIA-860, EIA-860M and EIA-923 | 202406 | -71.0425 | 41.6622
-8093081.6034 | 5204059.6485 | 41419 | 58272 | Easthampton Landfill-City of Easthampton | 65164 | CleanCapital Holdings | IPP Non-CHP | Oliver Street Landfill, 200 Ol | Easthampton | Hampshire | Massachusetts | 1027 | solar | Solar = 1.9 MW | Solar Photovoltaic | 1.9 | 1.9 | [9 empty] | 1.9 |  |  | EIA-860, EIA-860M and EIA-923 | 202406 | -72.7014 | 42.2869
-8825517.21 | 4104401.4163 | 41420 | 58273 | South Robeson Farm | 66042 | USF Surry, LLC | IPP Non-CHP | 7821 Hwy 710 | Rowland | Robeson | North Carolina | 28383 | solar | Solar = 4.9 MW | Solar Photovoltaic | 5 | 4.9 | [9 empty] | 4.9 |  |  | EIA-860, EIA-860M and EIA-923 | 202406 | -79.281 | 34.5611
-8817833.2708 | 4159654.0868 | 41421 | 58274 | Raeford Farm | 61119 | SRE Utility Solar 1, LLC | IPP Non-CHP | 1479 E. Palmer Street | Raeford | Hoke | North Carolina | 28376 | solar | Solar = 4.9 MW | Solar Photovoltaic | 5 | 4.9 | [9 empty] | 4.9 |  |  | EIA-860, EIA-860M and EIA-923 | 202406 | -79.2119 | 34.9689
-8001490.3754 | 5193949.7699 | 41422 | 58275 | Mass Midstate Solar 3 | 59155 | Evergreen Wind, LLC | IPP Non-CHP | 361 Little Rest Road | Warren | Worcester | Massachusetts | 1083 | solar | Solar = 4 MW | Solar Photovoltaic | 4 | 4 | [9 empty] | 4 |  |  | EIA-860, EIA-860M and EIA-923 | 202406 | -71.8786 | 42.2197
-8037283.3766 | 5186541.3659 | 41423 | 58276 | Mass Midstate Solar 2 | 59155 | Evergreen Wind, LLC | IPP Non-CHP | 361 Little Rest Road | Warren | Worcester | Massachusetts | 1083 | solar | Solar = 5 MW | Solar Photovoltaic | 5 | 5 | [9 empty] | 5 |  |  | EIA-860, EIA-860M and EIA-923 | 202406 | -72.2001 | 42.1704
-17403444.2877 | 2378373.8896 | 41424 | 58277 | Paia Hydroelectric Plant | 62818 | Mahi Pono LLC | Industrial Non-CHP | Baldwin Avenue | Paia | Maui | Hawaii | 96779 | hydroelectric | Hydroelectric = 1.3 MW | Conventional Hydroelectric | 1.3 | 1.3 |  |  |  |  | 1.3 | [7 empty] | EIA-860, EIA-860M and EIA-923 | 202406 | -156.3378 | 20.8867
-16517988.0186 | 11145728.575 | 41425 | 58278 | TNSG North Plant | 57494 | TDX North Slope Generating Inc. | Electric Utility | 100 Power Plant Way | Deadhorse | North Slope | Alaska | 99374 | natural gas | Natural Gas = 22.8 MW, Petroleum = 0.3 MW | Natural Gas Fired Combustion Turbine; Petroleum Liquids; | 25.7 | 23.1 | [6 empty] | 22.8 |  | 0.3 |  |  |  | EIA-860, EIA-860M and EIA-923 | 202406 | -148.3836 | 70.2353
-8001459.4286 | 5193949.7699 | 41426 | 58279 | Mass Midstate Solar 1 | 59155 | Evergreen Wind, LLC | IPP Non-CHP | 361 Little Rest Road | Warren | Worcester | Massachusetts | 1083 | solar | Solar = 5 MW | Solar Photovoltaic | 5 | 5 | [9 empty] | 5 |  |  | EIA-860, EIA-860M and EIA-923 | 202406 | -71.8783 | 42.2197
-7992182.8415 | 5185686.0265 | 41427 | 58280 | Millbury Solar | 59155 | Evergreen Wind, LLC | IPP Non-CHP | 29 McGrath Road | Millbury | Worcester | Massachusetts | 1527 | solar | Solar = 3 MW | Solar Photovoltaic | 3 | 3 | [9 empty] | 3 |  |  | EIA-860, EIA-860M and EIA-923 | 202406 | -71.795 | 42.1647
-17591107.7985 | 2443070.5113 | 41428 | 58281 | Lanikuhana Solar LLC | 60987 | Lanikuhana Solar LLC | IPP Non-CHP | 94-840 Lanikuhana Ave | Mililani | Honolulu | Hawaii | 96789 | solar | Solar = 14.7 MW | Solar Photovoltaic | 14.7 | 14.7 | [9 empty] | 14.7 |  |  | EIA-860, EIA-860M and EIA-923 | 202406 | -158.0236 | 21.4287
-8001490.3754 | 5194409.1446 | 41429 | 58282 | Leicester One MA Solar LLC | 65432 | CVI CleanCapital Solar 1 LLC | IPP Non-CHP | 370 Auburn Street | Leicester | Worcester | Massachusetts | 1254 | solar | Solar = 4.8 MW | Solar Photovoltaic | 4.8 | 4.8 | [9 empty] | 4.8 |  |  | EIA-860, EIA-860M and EIA-923 | 202406 | -71.8786 | 42.2228
-7901550.1856 | 5126049.6305 | 41430 | 58283 | Freetown Solar | 58598 | Mass Solar, LLC | IPP Non-CHP | Chace Road | Freetown | Bristol | Massachusetts | 2717 | solar | Solar = 4.5 MW | Solar Photovoltaic | 4.5 | 4.5 | [9 empty] | 4.5 |  |  | EIA-860, EIA-860M and EIA-923 | 202406 | -70.9808 | 41.7664
-11890591.4091 | 4111833.7678 | 41431 | 58284 | La Luz Energy Center | 15473 | Public Service Co of NM | Electric Utility | 225 Harrison Rd. | Belen | Valencia | New Mexico | 87003 | natural gas | Natural Gas = 40 MW | Natural Gas Fired Combustion Turbine | 42.3 | 40 | [6 empty] | 40 | [5 empty] | EIA-860, EIA-860M and EIA-923 | 202406 | -106.815 | 34.6161
-12754059.6298 | 3975068.9456 | 41432 | 58289 | Venable Solar 1 | 59455 | Venable Solar, LLC | IPP Non-CHP | 881 1/2 S Intake Boulevard | Blythe | Riverside | California | 92225 | solar | Solar = 1.5 MW | Solar Photovoltaic | 1.5 | 1.5 | [9 empty] | 1.5 |  |  | EIA-860, EIA-860M and EIA-923 | 202406 | -114.5717 | 33.5989
-12754059.6298 | 3974846.157 | 41433 | 58290 | Venable Solar 2 | 59455 | Venable Solar, LLC | IPP Non-CHP | 882 S Intake Boulevard | Blythe | Riverside | California | 92225 | solar | Solar = 1.5 MW | Solar Photovoltaic | 1.5 | 1.5 | [9 empty] | 1.5 |  |  | EIA-860, EIA-860M and EIA-923 | 202406 | -114.5717 | 33.5972
-12459403.0602 | 3975625.8693 | 41434 | 58292 | Jewish Community Center PV | 61012 | AES Distributed Energy | IPP Non-CHP | 12701 N. Scottsdale Road | Scottsdale | Maricopa | Arizona | 85254 | solar | Solar = 1.2 MW | Solar Photovoltaic | 1.1 | 1.2 | [9 empty] | 1.2 |  |  | EIA-860, EIA-860M and EIA-923 | 202406 | -111.9247 | 33.6031
-12467749.573 | 3980778.5896 | 41435 | 58293 | Paradise Valley H.S. PV | 61012 | AES Distributed Energy | IPP Non-CHP | 3950 E Bell Rd | Phoenix | Maricopa | Arizona | 85032 | solar | Solar = 1.4 MW | Solar Photovoltaic | 1.3 | 1.4 | [9 empty] | 1.4 |  |  | EIA-860, EIA-860M and EIA-923 | 202406 | -111.9997 | 33.6416
-13273519.6771 | 4264866.3695 | 41436 | 58296 | Roll Delano 2 | 57128 | Bloom Energy | IPP Non-CHP | 1701 South Lexington Street | Delano | Kern | California | 93215 | natural gas | Natural Gas = 1.6 MW | Other Natural Gas | 1.6 | 1.6 | [6 empty] | 1.6 | [5 empty] | EIA-860, EIA-860M and EIA-923 | 202406 | -119.2381 | 35.7397
-13273365.0543 | 4264104.5433 | 41437 | 58297 | Roll Delano | 57128 | Bloom Energy | IPP Non-CHP | 1901 South Lexington Street | Delano | Kern | California | 93215 | natural gas | Natural Gas = 1.2 MW | Other Natural Gas | 1.2 | 1.2 | [6 empty] | 1.2 | [5 empty] | EIA-860, EIA-860M and EIA-923 | 202406 | -119.2367 | 35.7342
-13346062.8044 | 4252986.828 | 41438 | 58298 | Roll Lost Hills | 57128 | Bloom Energy | IPP Non-CHP | 13646 Highway 33 | Lost Hills | Kern | California | 93249 | natural gas | Natural Gas = 1 MW | Other Natural Gas | 1.1 | 1 | [6 empty] | 1 | [5 empty] | EIA-860, EIA-860M and EIA-923 | 202406 | -119.8897 | 35.6531
-13573649.3807 | 4474399.5938 | 41439 | 58299 | Xilinx San Jose | 57128 | Bloom Energy | IPP Non-CHP | 2100 All Programmable Drive | San Jose | Santa Clara | California | 95124 | natural gas | Natural Gas = 1 MW | Other Natural Gas | 1 | 1 | [6 empty] | 1 | [5 empty] | EIA-860, EIA-860M and EIA-923 | 202406 | -121.9342 | 37.2528
-13170765.5532 | 4007077.5766 | 41440 | 58300 | Honda Torrance | 57128 | Bloom Energy | IPP Non-CHP | 1919 Torrance Blvd. | Torrance | Los Angeles | California | 90501 | natural gas | Natural Gas = 1 MW | Other Natural Gas | 1.1 | 1 | [6 empty] | 1 | [5 empty] | EIA-860, EIA-860M and EIA-923 | 202406 | -118.315 | 33.8381
-13583977.2691 | 4495982.3504 | 41441 | 58301 | Juniper Networks Sunnyvale | 57128 | Bloom Energy | IPP Non-CHP | 1137 Innovation Way | Sunnyvale | Santa Clara | California | 94089 | natural gas | Natural Gas = 1 MW | Other Natural Gas | 1.1 | 1 | [6 empty] | 1 | [5 empty] | EIA-860, EIA-860M and EIA-923 | 202406 | -122.0269 | 37.4069
-13056322.8828 | 3913532.0852 | 41442 | 58302 | Life Technologies Carlsbad | 57128 | Bloom Energy | IPP Non-CHP | 5781 Van Alley Way | Carlsbad | San Diego | California | 92008 | natural gas | Natural Gas = 1 MW | Other Natural Gas | 1.1 | 1 | [6 empty] | 1 | [5 empty] | EIA-860, EIA-860M and EIA-923 | 202406 | -117.2869 | 33.1372
-13539047.4981 | 4391473.6237 | 41443 | 58303 | Taylor Farms Salinas | 57128 | Bloom Energy | IPP Non-CHP | 1275 Hansen Street | Salinas | Monterey | California | 93901 | natural gas | Natural Gas = 1 MW | Other Natural Gas | 1.1 | 1 | [6 empty] | 1 | [5 empty] | EIA-860, EIA-860M and EIA-923 | 202406 | -121.6233 | 36.6575
-13307162.8762 | 4370371.4421 | 41444 | 58304 | Kingsburg Solar | 60281 | Altus Power America Management, LLC | IPP Non-CHP | 39320 Clarkson Drive | Kingsburg | Tulare | California | 93631 | solar | Solar = 3.7 MW | Solar Photovoltaic | 3.7 | 3.7 | [9 empty] | 3.7 |  |  | EIA-860, EIA-860M and EIA-923 | 202406 | -119.5403 | 36.5053
-8790621.8892 | 4343706.5267 | 41445 | 58305 | PCIP Solar | 60025 | Greenbacker Renewable Energy Corporation | IPP Non-CHP | 75 Crown Boulevard | Timberlake | Person | North Carolina | 27583 | solar | Solar = 1 MW | Solar Photovoltaic | 1 | 1 | [9 empty] | 1 |  |  | EIA-860, EIA-860M and EIA-923 | 202406 | -78.9675 | 36.3125
-13261332.9758 | 4337491.6619 | 41446 | 58306 | Exeter Solar | 60281 | Altus Power America Management, LLC | IPP Non-CHP | 19995 Avenue 264 | Exeter | Tulare | California | 93221 | solar | Solar = 3.5 MW | Solar Photovoltaic | 3.5 | 3.5 | [9 empty] | 3.5 |  |  | EIA-860, EIA-860M and EIA-923 | 202406 | -119.1286 | 36.2675
-13275405.8746 | 4354072.6124 | 41447 | 58307 | Ivanhoe Solar | 60281 | Altus Power America Management, LLC | IPP Non-CHP | 14348 Avenue 328 | Visalia | Tulare | California | 93292 | solar | Solar = 3.5 MW | Solar Photovoltaic | 3.5 | 3.5 | [9 empty] | 3.5 |  |  | EIA-860, EIA-860M and EIA-923 | 202406 | -119.255 | 36.3875
-13261923.8597 | 4329823.8657 | 41448 | 58308 | Lindsay Solar | 60281 | Altus Power America Management, LLC | IPP Non-CHP | 19796 Avenue 232 | Lindsay | Tulare | California | 93247 | solar | Solar = 4 MW | Solar Photovoltaic | 4 | 4 | [9 empty] | 4 |  |  | EIA-860, EIA-860M and EIA-923 | 202406 | -119.1339 | 36.2119
-13251441.2372 | 4314772.6975 | 41449 | 58309 | Porterville Solar | 60281 | Altus Power America Management, LLC | IPP Non-CHP | 2013 N. Main St. | Porterville | Tulare | California | 93257 | solar | Solar = 3.5 MW | Solar Photovoltaic | 3.5 | 3.5 | [9 empty] | 3.5 |  |  | EIA-860, EIA-860M and EIA-923 | 202406 | -119.0397 | 36.1028
-10390066.5668 | 3522702.5288 | 41450 | 58310 | Lake Charles Plant | 58287 | Rain CII Carbon LLC | Industrial Non-CHP | 1920 Pak Tank Rd. | Sulphur | Calcasieu | Louisiana | 70665 | other | Other = 28 MW | All Other | 36.4 | 28 | [11 empty] | 28 | EIA-860, EIA-860M and EIA-923 | 202406 | -93.3356 | 30.1489
-8768068.6717 | 4072479.1486 | 41451 | 58311 | Chadbourn Farm | 64778 | Strata Manager, LLC | IPP Non-CHP | 655 Midway Road | Whiteville | Columbus | North Carolina | 28472 | solar | Solar = 5 MW | Solar Photovoltaic | 5 | 5 | [9 empty] | 5 |  |  | EIA-860, EIA-860M and EIA-923 | 202406 | -78.7649 | 34.3247
-8701968.2713 | 4357876.0151 | 41452 | 58312 | Warrenton Farm | 63248 | Palmetto Power Management LLC | IPP Non-CHP | 815 Hicksville Road | Warrenton | Warren | North Carolina | 27589 | solar | Solar = 4 MW | Solar Photovoltaic | 4 | 4 | [9 empty] | 4 |  |  | EIA-860, EIA-860M and EIA-923 | 202406 | -78.1711 | 36.415
-8965888.1936 | 4283931.2625 | 41453 | 58313 | Mocksville Farm | 64778 | Strata Manager, LLC | IPP Non-CHP | 462 Eaton Road | Mocksville | Davie | North Carolina | 27028 | solar | Solar = 5 MW | Solar Photovoltaic | 5 | 5 | [9 empty] | 5 |  |  | EIA-860, EIA-860M and EIA-923 | 202406 | -80.5419 | 35.8786
-9073466.125 | 4227937.1263 | 41454 | 58314 | Belwood Farm | 63248 | Palmetto Power Management LLC | IPP Non-CHP | 5617 Fallston Road | Lawndale | Cleveland | North Carolina | 28090 | solar | Solar = 4 MW | Solar Photovoltaic | 4 | 4 | [9 empty] | 4 |  |  | EIA-860, EIA-860M and EIA-923 | 202406 | -81.5083 | 35.47
-9036421.5588 | 4270277.4827 | 41455 | 58315 | Arndt Farm | 64778 | Strata Manager, LLC | IPP Non-CHP | 5355 N NC 16 Hwy | Claremont | Catawba | North Carolina | 28610 | solar | Solar = 5 MW | Solar Photovoltaic | 5 | 5 | [9 empty] | 5 |  |  | EIA-860, EIA-860M and EIA-923 | 202406 | -81.1756 | 35.7792
-8790992.9171 | 4139446.6881 | 41456 | 58316 | Railroad Farm | 63248 | Palmetto Power Management LLC | IPP Non-CHP | 737 N Railroad Street | St. Pauls | Robeson | North Carolina | 28384 | solar | Solar = 5 MW | Solar Photovoltaic | 5 | 5 | [9 empty] | 5 |  |  | EIA-860, EIA-860M and EIA-923 | 202406 | -78.9708 | 34.82
-8831562.7489 | 4126835.5604 | 41457 | 58317 | Watts Farm | 63248 | Palmetto Power Management LLC | IPP Non-CHP | 227 Charles Watts Road | Maxton | Robeson | North Carolina | 28364 | solar | Solar = 5 MW | Solar Photovoltaic | 5 | 5 | [9 empty] | 5 |  |  | EIA-860, EIA-860M and EIA-923 | 202406 | -79.3353 | 34.7269
-8797022.7599 | 4277636.2112 | 41458 | 58318 | Farrington Farm | 64778 | Strata Manager, LLC | IPP Non-CHP | 2635 Farrington Point Road | Chapel Hill | Chatham | North Carolina | 27517 | solar | Solar = 1 MW | Solar Photovoltaic | 1 | 1 | [9 empty] | 1 |  |  | EIA-860, EIA-860M and EIA-923 | 202406 | -79.025 | 35.8328
-13255151.9611 | 4805937.9327 | 41459 | 58319 | Patua Acquisition Project, LLC | 58245 | Patua Acquisition Company, LLC | IPP Non-CHP | 17388 Patua Road | Hazen | Churchill | Nevada | 89408 | geothermal | Geothermal = 30MW, Solar = 10.6 MW | Geothermal; Solar Photovoltaic; | 58.6 | 40.6 |  |  |  | 30 | [5 empty] | 10.6 |  |  | EIA-860, EIA-860M and EIA-923 | 202406 | -119.0731 | 39.5858
-13562455.538 | 4623981.3752 | 41460 | 58320 | G2 Energy Hay Rd | 56440 | G2 Energy LLC | IPP Non-CHP | 6426 Hay Rd | Vacaville | Solano | California | 95667 | biomass | Biomass = 1.5 MW | Landfill Gas | 1.6 | 1.5 |  | 1.5 | [10 empty] | EIA-860, EIA-860M and EIA-923 | 202406 | -121.8336 | 38.3147
-10961259.2306 | 3682632.937 | 41461 | 58321 | Goldthwaite Wind Energy Facility | 49893 | Invenergy Services LLC | IPP Non-CHP | 418 East Farm to Market Rd 572 | Goldthwaite | Mills | Texas | 76844 | wind | Wind = 150 MW | Onshore Wind Turbine | 150 | 150 | [10 empty] | 150 |  | EIA-860, EIA-860M and EIA-923 | 202406 | -98.4667 | 31.3833
-10917844.6291 | 5153742.1424 | 41462 | 58322 | Prairie Breeze | 59139 | SunEdison LLC | IPP Non-CHP | 52061 Hwy 70 Elgin | Elgin | Antelope | Nebraska | 68636 | wind | Wind = 200.6 MW | Onshore Wind Turbine | 206.5 | 200.6 | [10 empty] | 200.6 |  | EIA-860, EIA-860M and EIA-923 | 202406 | -98.0767 | 41.9517
-8808587.6305 | 4143176.2665 | 41463 | 58323 | Shannon Farm | 64778 | Strata Manager, LLC | IPP Non-CHP | 15130 NC Hwy 71 North | Shannon | Robeson | North Carolina | 28386 | solar | Solar = 5 MW | Solar Photovoltaic | 5 | 5 | [9 empty] | 5 |  |  | EIA-860, EIA-860M and EIA-923 | 202406 | -79.1289 | 34.8475
-13201533.0359 | 5764205.3588 | 41464 | 58324 | Vansycle II Wind Energy Center | 58298 | FPL Energy Stateline II Inc | IPP Non-CHP | 82108 Gerking Flat Road | Athena | Umatilla | Oregon | 97813 | wind | Wind = 102.3 MW | Onshore Wind Turbine | 102.3 | 102.3 | [10 empty] | 102.3 |  | EIA-860, EIA-860M and EIA-923 | 202406 | -118.5914 | 45.8992
-10811936.4901 | 4413196.9657 | 41465 | 58325 | Charles D. Lamb Energy Center | 14077 | Oklahoma Municipal Power Authority | Electric Utility | 4250 W. Doolin Avenue | Ponca City | Kay | Oklahoma | 74601 | natural gas | Natural Gas = 122 MW | Natural Gas Fired Combustion Turbine | 122 | 122 | [6 empty] | 122 | [5 empty] | EIA-860, EIA-860M and EIA-923 | 202406 | -97.1253 | 36.8139
-8358238.3966 | 4864287.3991 | 41466 | 58326 | PWD Northeast WPCP Biogas Cogen Plant | 56205 | Philadelphia Water Department | Commercial CHP | 3899 Richmond St | Philadelphia | Philadelphia | Pennsylvania | 19137 | biomass | Biomass = 5.6 MW | Other Waste Biomass | 5.6 | 5.6 |  | 5.6 | [10 empty] | EIA-860, EIA-860M and EIA-923 | 202406 | -75.0833 | 39.9886
-8091050.468 | 5150065.9243 | 41467 | 58327 | Bradley Energy Center | 58300 | Ameresco Select Inc | Commercial CHP | 3 Schoephoester Rd. | Windsor Locks | Hartford | Connecticut | 6096 | natural gas | Natural Gas = 5.8 MW | Natural Gas Internal Combustion Engine | 5.8 | 5.8 | [6 empty] | 5.8 | [5 empty] | EIA-860, EIA-860M and EIA-923 | 202406 | -72.6831 | 41.9271
-9779633.6713 | 5206986.0979 | 41468 | 58328 | North Chicago Energy Center | 58303 | Energy Systems Group LLC | Commercial CHP | 3001 Greenbay Rd | North Chicago | Lake | Illinois | 60064 | natural gas | Natural Gas = 12.3 MW | Natural Gas Fired Combustion Turbine | 12.4 | 12.3 | [6 empty] | 12.3 | [5 empty] | EIA-860, EIA-860M and EIA-923 | 202406 | -87.8519 | 42.3064
-8416990.3748 | 4593287.1128 | 41469 | 58329 | UMMS at Pocomoke | 58304 | Luminace Solar Maryland II, LLC | IPP Non-CHP | 33001 Costen Road | Pocomoke City | Somerset | Maryland | 21851 | solar | Solar = 2.8 MW | Solar Photovoltaic | 2.8 | 2.8 | [9 empty] | 2.8 |  |  | EIA-860, EIA-860M and EIA-923 | 202406 | -75.6111 | 38.0981
-9438594.0548 | 5199421.1698 | 41470 | 58330 | The Andersons Albion Ethanol LLC | 58313 | The Andersons Albion Ethanol LLC | Industrial CHP | 26250 B Drive North | Albion | Calhoun | Michigan | 49224 | natural gas | Natural Gas = 7.2 MW | Natural Gas Fired Combustion Turbine; Natural Gas Steam Turbine; | 10.1 | 7.2 | [6 empty] | 7.2 | [5 empty] | EIA-860, EIA-860M and EIA-923 | 202406 | -84.7883 | 42.2561
-8761986.1747 | 4240841.5464 | 41471 | 58331 | Fuquay Farm | 64778 | Strata Manager, LLC | IPP Non-CHP | 2536 Three Sons Court | Middle Creek Township | Wake | North Carolina | 27592 | solar | Solar = 5 MW | Solar Photovoltaic | 5 | 5 | [9 empty] | 5 |  |  | EIA-860, EIA-860M and EIA-923 | 202406 | -78.7103 | 35.5644
-9043069.7814 | 4235571.3505 | 41472 | 58332 | Haynes Farm | 64778 | Strata Manager, LLC | IPP Non-CHP | 231 Tripple H Ln | Lincolnton | Lincoln | North Carolina | 28092 | solar | Solar = 5 MW | Solar Photovoltaic | 5 | 5 | [9 empty] | 5 |  |  | EIA-860, EIA-860M and EIA-923 | 202406 | -81.2353 | 35.5258
-8645782.8752 | 4209045.2103 | 41473 | 58333 | Lenoir Farm | 64778 | Strata Manager, LLC | IPP Non-CHP | 3200 Wheat Swamp Rd | Kinston | Lenoir | North Carolina | 28504 | solar | Solar = 5 MW | Solar Photovoltaic | 5 | 5 | [9 empty] | 5 |  |  | EIA-860, EIA-860M and EIA-923 | 202406 | -77.6664 | 35.3317
-8624489.3491 | 4211558.112 | 41474 | 58334 | Lenoir Farm 2 | 64778 | Strata Manager, LLC | IPP Non-CHP | 4416 Odham Road | Kinston | Lenoir | North Carolina | 28501 | solar | Solar = 5 MW | Solar Photovoltaic | 5 | 5 | [9 empty] | 5 |  |  | EIA-860, EIA-860M and EIA-923 | 202406 | -77.4751 | 35.3501
-8948262.6446 | 4162371.306 | 41475 | 58335 | Marshville Farm | 64778 | Strata Manager, LLC | IPP Non-CHP | W Union St and Van Eudy Rd | Marshville | Union | North Carolina | 28103 | solar | Solar = 5 MW | Solar Photovoltaic | 5 | 5 | [9 empty] | 5 |  |  | EIA-860, EIA-860M and EIA-923 | 202406 | -80.3836 | 34.9889
-8788627.7119 | 4332392.7626 | 41476 | 58336 | Mile Farm | 63248 | Palmetto Power Management LLC | IPP Non-CHP | 1528 Bacon Road | Rougemont | Durham | North Carolina | 27572 | solar | Solar = 5 MW | Solar Photovoltaic | 5 | 5 | [9 empty] | 5 |  |  | EIA-860, EIA-860M and EIA-923 | 202406 | -78.9496 | 36.2306
-8878753.864 | 4338277.5753 | 41477 | 58337 | Moore Solar Farm | 64778 | Strata Manager, LLC | IPP Non-CHP | 190 Waynick Rd | Reidsville | Rockingham | North Carolina | 27320 | solar | Solar = 5 MW | Solar Photovoltaic | 5 | 5 | [9 empty] | 5 |  |  | EIA-860, EIA-860M and EIA-923 | 202406 | -79.7592 | 36.2732
-8663903.2393 | 4205520.6888 | 41478 | 58338 | Moorings Farm | 64778 | Strata Manager, LLC | IPP Non-CHP | U.S. 70 & Piney Grove Church R | New Hope | Wayne | North Carolina | 28551 | solar | Solar = 5 MW | Solar Photovoltaic | 5 | 5 | [9 empty] | 5 |  |  | EIA-860, EIA-860M and EIA-923 | 202406 | -77.8292 | 35.3058
-8577915.3892 | 4192396.6489 | 41479 | 58339 | New Bern Farm | 64778 | Strata Manager, LLC | IPP Non-CHP | 3960 U.S. 17 | Ernul | Craven | North Carolina | 28527 | solar | Solar = 5 MW | Solar Photovoltaic | 5 | 5 | [9 empty] | 5 |  |  | EIA-860, EIA-860M and EIA-923 | 202406 | -77.0567 | 35.2096
-8785040.7752 | 4366829.6999 | 41480 | 58340 | Roxboro Farm | 64778 | Strata Manager, LLC | IPP Non-CHP | 7891 Boston Rd | Roxboro | Person | North Carolina | 27574 | solar | Solar = 5 MW | Solar Photovoltaic | 5 | 5 | [9 empty] | 5 |  |  | EIA-860, EIA-860M and EIA-923 | 202406 | -78.9174 | 36.4797
-8815200.8988 | 4287852.0403 | 41481 | 58341 | White Cross Farm | 64778 | Strata Manager, LLC | IPP Non-CHP | 2314 White Cross Road | Chapel Hill | Orange | North Carolina | 27516 | solar | Solar = 5 MW | Solar Photovoltaic | 5 | 5 | [9 empty] | 5 |  |  | EIA-860, EIA-860M and EIA-923 | 202406 | -79.1883 | 35.9071
-8668850.7228 | 4273632.0878 | 41482 | 58342 | Wilson Farm 1 | 64778 | Strata Manager, LLC | IPP Non-CHP | 494 Parker St | Elm City | Wilson | North Carolina | 27822 | solar | Solar = 5 MW | Solar Photovoltaic | 5 | 5 | [9 empty] | 5 |  |  | EIA-860, EIA-860M and EIA-923 | 202406 | -77.8736 | 35.8036
-8825285.5541 | 4361257.8867 | 41483 | 58343 | Yanceyville Farm | 63248 | Palmetto Power Management LLC | IPP Non-CHP | 3688 Hwy 62 N | Blanch | Caswell | North Carolina | 27212 | solar | Solar = 5 MW | Solar Photovoltaic | 5 | 5 | [9 empty] | 5 |  |  | EIA-860, EIA-860M and EIA-923 | 202406 | -79.2789 | 36.4394
-8681312.3832 | 4220953.202 | 41484 | 58344 | AM Best Farm | 64778 | Strata Manager, LLC | IPP Non-CHP | 381 Fedelon Trail | Goldsboro | Wayne | North Carolina | 27530 | solar | Solar = 5 MW | Solar Photovoltaic | 5 | 5 | [9 empty] | 5 |  |  | EIA-860, EIA-860M and EIA-923 | 202406 | -77.9856 | 35.4189
-8690681.6994 | 4193553.7091 | 41485 | 58345 | Mt Olive Farm 2 | 64778 | Strata Manager, LLC | IPP Non-CHP | 574 Bert Martin Road | Mt Olive | Wayne | North Carolina | 28365 | solar | Solar = 5 MW | Solar Photovoltaic | 5 | 5 | [9 empty] | 5 |  |  | EIA-860, EIA-860M and EIA-923 | 202406 | -78.0697 | 35.2181
-8853022.6977 | 4365717.6252 | 41486 | 58346 | Dibrell Farm | 64778 | Strata Manager, LLC | IPP Non-CHP | 1434 Dibrell Rd | Pelham | Rockingham | North Carolina | 27311 | solar | Solar = 5 MW | Solar Photovoltaic | 5 | 5 | [9 empty] | 5 |  |  | EIA-860, EIA-860M and EIA-923 | 202406 | -79.5281 | 36.4717
-8862113.7152 | 4159201.3267 | 41487 | 58347 | Rock Farm | 64778 | Strata Manager, LLC | IPP Non-CHP | 1645 N. NC 177 Hwy | Rockingham | Richmond | North Carolina | 28363 | solar | Solar = 5 MW | Solar Photovoltaic | 5 | 5 | [9 empty] | 5 |  |  | EIA-860, EIA-860M and EIA-923 | 202406 | -79.6097 | 34.9656
-9053243.1584 | 4249714.5659 | 41488 | 58348 | Two Lines Farm | 64778 | Strata Manager, LLC | IPP Non-CHP | 3425 Zion Church Rd | Hickory | Catawba | North Carolina | 28602 | solar | Solar = 5 MW | Solar Photovoltaic | 5 | 5 | [9 empty] | 5 |  |  | EIA-860, EIA-860M and EIA-923 | 202406 | -81.3267 | 35.6292
-8697649.075 | 4358791.384 | 41489 | 58349 | Bolton Farm | 64778 | Strata Manager, LLC | IPP Non-CHP | 425 Airport Rd | Warrenton | Warren | North Carolina | 27589 | solar | Solar = 5 MW | Solar Photovoltaic | 5 | 5 | [9 empty] | 5 |  |  | EIA-860, EIA-860M and EIA-923 | 202406 | -78.1323 | 36.4216
-8827879.4096 | 4102068.9432 | 41490 | 58350 | McCallum Farm | 64778 | Strata Manager, LLC | IPP Non-CHP | 2058 Main St | Rowland | Robeson | North Carolina | 28383 | solar | Solar = 5 MW | Solar Photovoltaic | 5 | 5 | [9 empty] | 5 |  |  | EIA-860, EIA-860M and EIA-923 | 202406 | -79.3022 | 34.5439
-9311875.4049 | 5392269.3705 | 41491 | 58351 | Tuscola Bay Wind | 58340 | Tuscola Bay Wind LLC | IPP Non-CHP | 4941 N Gera Road | Reese | Tuscola | Michigan | 48757 | wind | Wind = 120 MW | Onshore Wind Turbine | 120 | 120 | [10 empty] | 120 |  | EIA-860, EIA-860M and EIA-923 | 202406 | -83.65 | 43.5253
-13744122.8244 | 6129297.112 | 41492 | 58352 | McKinley Paper Co. - Washington Mill | 58341 | McKinley Paper Co. - Washington Mill | Industrial Non-CHP | 1815 Marine Drive | Port Angeles | Clallam | Washington | 98363 | biomass | Biomass = 12 MW | Wood/Wood Waste Biomass | 12.6 | 12 |  | 12 | [10 empty] | EIA-860, EIA-860M and EIA-923 | 202406 | -123.4656 | 48.1347
-13167766.1608 | 4118523.9124 | 41493 | 58354 | Radiance Solar 4 | 60025 | Greenbacker Renewable Energy Corporation | IPP Non-CHP | 43050 90th Street West | Lancaster | Los Angeles | California | 93536 | solar | Solar = 1.5 MW | Solar Photovoltaic | 1.5 | 1.5 | [9 empty] | 1.5 |  |  | EIA-860, EIA-860M and EIA-923 | 202406 | -118.2881 | 34.6656
-13167642.3736 | 4118523.9124 | 41494 | 58355 | Radiance Solar 5 | 60025 | Greenbacker Renewable Energy Corporation | IPP Non-CHP | 43052 90th Street West | Lancaster | Los Angeles | California | 93536 | solar | Solar = 1.5 MW | Solar Photovoltaic | 1.5 | 1.5 | [9 empty] | 1.5 |  |  | EIA-860, EIA-860M and EIA-923 | 202406 | -118.2869 | 34.6656
-8318028.0154 | 4909839.3723 | 41495 | 58356 | The Lawrenceville School Solar Facility | 63068 | CVI CleanCapital Solar 4 LLC | IPP Non-CHP | 2500 Main Street | Lawrenceville | Mercer | New Jersey | 8648 | solar | Solar = 5.2 MW | Solar Photovoltaic | 5.2 | 5.2 | [9 empty] | 5.2 |  |  | EIA-860, EIA-860M and EIA-923 | 202406 | -74.7221 | 40.3014
-8262287.2294 | 4948592.9956 | 41496 | 58357 | Amazon | 63068 | CVI CleanCapital Solar 4 LLC | Commercial Non-CHP | 380 Middlesex Avenue | Carteret | Middlesex | New Jersey | 7008 | solar | Solar = 4.2 MW | Solar Photovoltaic | 4.2 | 4.2 | [9 empty] | 4.2 |  |  | EIA-860, EIA-860M and EIA-923 | 202406 | -74.2214 | 40.5664
-8292714.5198 | 5001162.74 | 41497 | 58358 | North Jersey Media Group Solar Facility | 63068 | CVI CleanCapital Solar 4 LLC | Commercial Non-CHP | 100 Commons Way | Rockaway Township | Morris | New Jersey | 7866 | solar | Solar = 4.1 MW | Solar Photovoltaic | 4.1 | 4.1 | [9 empty] | 4.1 |  |  | EIA-860, EIA-860M and EIA-923 | 202406 | -74.4947 | 40.9242
-8351033.5765 | 4793066.6308 | 41498 | 58359 | Corning Pharmaceutical Glass | 63068 | CVI CleanCapital Solar 4 LLC | Commercial Non-CHP | 537 Crystal Avenue | Vineland | Cumberland | New Jersey | 8360 | solar | Solar = 2.3 MW | Solar Photovoltaic | 2.3 | 2.3 | [9 empty] | 2.3 |  |  | EIA-860, EIA-860M and EIA-923 | 202406 | -75.0186 | 39.4967
-8352194.3049 | 4796423.8221 | 41499 | 58360 | Atlantic Coast Freezers Solar Facility | 63068 | CVI CleanCapital Solar 4 LLC | Commercial Non-CHP | 2192 N West Blvd | Vineland | Cumberland | New Jersey | 8360 | solar | Solar = 2 MW | Solar Photovoltaic | 2 | 2 | [9 empty] | 2 |  |  | EIA-860, EIA-860M and EIA-923 | 202406 | -75.029 | 39.5199
-8288323.6338 | 4922454.1724 | 41500 | 58361 | Williams-Sonoma Solar Facility | 63068 | CVI CleanCapital Solar 4 LLC | Commercial Non-CHP | 340 Middlesex Center Blvd | Jamesburg | Middlesex | New Jersey | 8831 | solar | Solar = 3 MW | Solar Photovoltaic | 3 | 3 | [9 empty] | 3 |  |  | EIA-860, EIA-860M and EIA-923 | 202406 | -74.4553 | 40.3878
-7894036.12 | 5128371.472 | 41501 | 58362 | Quittacas Pond Solar | 57365 | Consolidated Edison Solutions Inc. | IPP Non-CHP | North Avenue | Rochester | Plymouth | Massachusetts | 2770 | solar | Solar = 3.5 MW | Solar Photovoltaic | 3.5 | 3.5 | [9 empty] | 3.5 |  |  | EIA-860, EIA-860M and EIA-923 | 202406 | -70.9133 | 41.7819
-11307674.9105 | 4216466.7049 | 41502 | 58363 | Majestic II Wind | 58353 | NextEra Energy Majestic Wind | IPP Non-CHP | 580 FM 1342 | Panhandle | Carson | Texas | 79068 | wind | Wind = 79.6 MW | Onshore Wind Turbine | 79.6 | 79.6 | [10 empty] | 79.6 |  | EIA-860, EIA-860M and EIA-923 | 202406 | -101.5786 | 35.386
-8292405.2743 | 5041927.6562 | 41503 | 58364 | Tissington Solar | 61944 | MN8 Energy LLC | IPP Non-CHP | 200 State Rt 94 | Vernon Township | Sussex | New Jersey | 7462 | solar | Solar = 3 MW | Solar Photovoltaic | 3 | 3 | [9 empty] | 3 |  |  | EIA-860, EIA-860M and EIA-923 | 202406 | -74.4919 | 41.2003
-13303885.0738 | 4286183.1357 | 41504 | 58366 | Atwell Island | 58355 | SPS Atwell Island LLC | IPP Non-CHP | 1598 Road 48 | Alpaugh | Tulare | California | 93201 | solar | Solar = 20.2 MW | Solar Photovoltaic | 20.2 | 20.2 | [9 empty] | 20.2 |  |  | EIA-860, EIA-860M and EIA-923 | 202406 | -119.5108 | 35.895
-13545819.508 | 4775290.2847 | 41505 | 58370 | Gridley Main | 60281 | Altus Power America Management, LLC | IPP Non-CHP | 1898 Highway 99 | Gridley | Butte | California | 95948 | solar | Solar = 1 MW | Solar Photovoltaic | 1 | 1 | [9 empty] | 1 |  |  | EIA-860, EIA-860M and EIA-923 | 202406 | -121.6842 | 39.3733
-13545541.2093 | 4775290.2847 | 41506 | 58371 | Gridley Main Two | 60281 | Altus Power America Management, LLC | IPP Non-CHP | 1898 Highway 99 | Gridley | Butte | California | 95948 | solar | Solar = 2.5 MW | Solar Photovoltaic | 2.5 | 2.5 | [9 empty] | 2.5 |  |  | EIA-860, EIA-860M and EIA-923 | 202406 | -121.6817 | 39.3733
-11061565.5502 | 4068201.2263 | 41507 | 58372 | Blue Summit Wind LLC | 58360 | Blue Summit Wind LLC | IPP Non-CHP | 17301 CR 97N | Vernon | Wilbarger | Texas | 76384 | wind | Wind = 135.4 MW | Onshore Wind Turbine | 135.4 | 135.4 | [10 empty] | 135.4 |  | EIA-860, EIA-860M and EIA-923 | 202406 | -99.3677 | 34.2929
-13298504.6689 | 4282939.0967 | 41508 | 58373 | White River Solar | 56769 | Consolidated Edison Development Inc. | IPP Non-CHP | 5301-B Avenue 50 | Alpaugh | Tulare | California | 93201 | solar | Solar = 20 MW | Solar Photovoltaic | 20 | 20 | [9 empty] | 20 |  |  | EIA-860, EIA-860M and EIA-923 | 202406 | -119.4625 | 35.8714
-13310842.542 | 4319672.5121 | 41509 | 58374 | Corcoran Solar | 56769 | Consolidated Edison Development Inc. | IPP Non-CHP | 6658-B Nevada Ave. | Corcoran | Kings | California | 93212 | solar | Solar = 20 MW | Solar Photovoltaic | 20 | 20 | [9 empty] | 20 |  |  | EIA-860, EIA-860M and EIA-923 | 202406 | -119.5733 | 36.1383
-9778922.5624 | 5148546.1661 | 41510 | 58375 | Triton East and West Cogen | 58361 | Triton College | Commercial CHP | 2000 Fifth Ave. | River Grove | Cook | Illinois | 60171 | natural gas | Natural Gas = 3.6 MW | Natural Gas Internal Combustion Engine | 3.6 | 3.6 | [6 empty] | 3.6 | [5 empty] | EIA-860, EIA-860M and EIA-923 | 202406 | -87.8456 | 41.9169
-13552900.6522 | 4579661.3067 | 41511 | 58376 | Oakley Solar Project | 58363 | Oakley Solar Project LLC | Commercial Non-CHP | 5220 Neroly Road | Oakley | Contra Costa | California | 94561 | solar | Solar = 1.5 MW | Solar Photovoltaic | 1.5 | 1.5 | [9 empty] | 1.5 |  |  | EIA-860, EIA-860M and EIA-923 | 202406 | -121.7478 | 38.0017
-9907280.0578 | 5149709.8261 | 41512 | 58377 | Rochelle Energy Center | 63199 | Frontier Operation Services | IPP Non-CHP | 157 Mulford Rd. | Rochelle | Ogle | Illinois | 61068 | biomass | Biomass = 4.8 MW | Landfill Gas | 4.8 | 4.8 |  | 4.8 | [10 empty] | EIA-860, EIA-860M and EIA-923 | 202406 | -88.9986 | 41.9247
-10645946.7729 | 3436278.4744 | 41513 | 58378 | Petra Nova Carbon Capture Cogen | 58365 | Petra Nova Power I LLC | IPP CHP | 2500 Y.U. Jones Road | Thompsons | Fort Bend | Texas | 77481 | natural gas | Natural Gas = 74 MW | Natural Gas Fired Combustion Turbine | 82.2 | 74 | [6 empty] | 74 | [5 empty] | EIA-860, EIA-860M and EIA-923 | 202406 | -95.6342 | 29.4753
-13425068.696 | 4189277.4673 | 41514 | 58379 | Cold Canyon 1 | 58366 | Toro Energy of California SLO | IPP Non-CHP | 2268 Carpenter Canyon | San Luis Obispo | San Luis Obispo | California | 93401 | biomass | Biomass = 1.5 MW | Landfill Gas | 1.5 | 1.5 |  | 1.5 | [10 empty] | EIA-860, EIA-860M and EIA-923 | 202406 | -120.5994 | 35.1867
-16654509.0176 | 8691790.7956 | 41515 | 58380 | JBER Landfill Gas Power Plant | 58368 | Doyon Utilities, LLC | Commercial Non-CHP | 58900 Davis Highway | Anchorage | Anchorage | Alaska | 99505 | biomass | Biomass = 7 MW | Landfill Gas | 11.5 | 7 |  | 7 | [10 empty] | EIA-860, EIA-860M and EIA-923 | 202406 | -149.61 | 61.286
-9416082.8047 | 5082864.9164 | 41516 | 58381 | Bryan Solar Field | 2439 | City of Bryan - (OH) | Electric Utility | 12450 State RT 34 | Bryan | Williams | Ohio | 43506 | solar | Solar = 1.8 MW | Solar Photovoltaic | 2.1 | 1.8 | [9 empty] | 1.8 |  |  | EIA-860, EIA-860M and EIA-923 | 202406 | -84.5861 | 41.4764
-13347330.6221 | 5733997.6844 | 41517 | 58382 | Threemile Digester | 58370 | TMF Biofuels, LLC | IPP CHP | 75906 Threemile Road | Boardman | Morrow | Oregon | 97818 | natural gas | Natural Gas = 4.8 MW | Natural Gas Internal Combustion Engine | 4.8 | 4.8 | [6 empty] | 4.8 | [5 empty] | EIA-860, EIA-860M and EIA-923 | 202406 | -119.9011 | 45.71
-12617941.83 | 3898888.3104 | 41518 | 58383 | Hyder II Hybrid | 803 | Arizona Public Service Co | Electric Utility | 75100 E County 14 1/2 St | Hyder | Yuma | Arizona | 85333 | solar | Battery = 14 MW, Solar = 14 MW | Batteries; Solar Photovoltaic; | 28 | 28 | 14 | [8 empty] | 14 |  |  | EIA-860, EIA-860M and EIA-923 | 202406 | -113.3489 | 33.027
-13013217.5269 | 5407592.2831 | 41519 | 58384 | Fargo Drop | 58372 | Riverside Investments LLC | IPP Non-CHP | 17456 Garnet Rd | Wilder | Canyon | Idaho | 83676 | hydroelectric | Hydroelectric = 1.1 MW | Conventional Hydroelectric | 1.1 | 1.1 |  |  |  |  | 1.1 | [7 empty] | EIA-860, EIA-860M and EIA-923 | 202406 | -116.8997 | 43.625
-7975546.8115 | 5185936.3874 | 41520 | 58385 | Northbridge Solar | 56769 | Consolidated Edison Development Inc. | IPP Non-CHP | 116 Milford Road | South Grafton | Worcester | Massachusetts | 1560 | solar | Solar = 1.9 MW | Solar Photovoltaic | 1.9 | 1.9 | [9 empty] | 1.9 |  |  | EIA-860, EIA-860M and EIA-923 | 202406 | -71.6456 | 42.1664
-9330459.5259 | 4828512.8414 | 41521 | 58386 | CU Solar Plant | 58373 | CU Solar LLC | IPP Non-CHP | There is no address | Cedarville | Greene | Ohio | 45314 | solar | Solar = 1.8 MW | Solar Photovoltaic | 1.8 | 1.8 | [9 empty] | 1.8 |  |  | EIA-860, EIA-860M and EIA-923 | 202406 | -83.8169 | 39.7419
-7984081.2316 | 5227412.1325 | 41522 | 58387 | CES Sterling LLC | 59139 | SunEdison LLC | IPP Non-CHP | 12 Wiles Road | Sterling | Worcester | Massachusetts | 1564 | solar | Solar = 2 MW | Solar Photovoltaic | 2 | 2 | [9 empty] | 2 |  |  | EIA-860, EIA-860M and EIA-923 | 202406 | -71.7222 | 42.4419
-13180628.4601 | 4139189.0541 | 41523 | 58388 | Solar Star 1 | 59873 | Solar Star California XIX, LLC | IPP Non-CHP | 15637 Avenue A | Rosamond | Kern | California | 93560 | solar | Solar = 309.9 MW | Solar Photovoltaic | 318 | 309.9 | [9 empty] | 309.9 |  |  | EIA-860, EIA-860M and EIA-923 | 202406 | -118.4036 | 34.8181
-13174970.9809 | 4143326.9677 | 41524 | 58389 | Solar Star 2 | 59872 | Solar Star California XX, LLC | IPP Non-CHP | 11936 Rosamond Blvd | Rosamond | Kern | California | 93560 | solar | Solar = 275 MW | Solar Photovoltaic | 279 | 275 | [9 empty] | 275 |  |  | EIA-860, EIA-860M and EIA-923 | 202406 | -118.3528 | 34.8486
-8801846.5674 | 4253215.0695 | 41525 | 58390 | Jordan Hydroelectric Project | 58378 | Jordan Hydroelectric LTD PTP | IPP Non-CHP | 2080 Jordan Dam Road | Moncure | Chatham | North Carolina | 27559 | hydroelectric | Hydroelectric = 4.4 MW | Conventional Hydroelectric | 4.4 | 4.4 |  |  |  |  | 4.4 | [7 empty] | EIA-860, EIA-860M and EIA-923 | 202406 | -79.0683 | 35.6547
-9608600.2906 | 4821749.2324 | 41526 | 58391 | IND Community Solar Farm 1st Phase | 63249 | Terraform Arcadia | IPP Non-CHP | 4450 West Perimeter Road | Indianapolis | Marion | Indiana | 46231 | solar | Solar = 10 MW | Solar Photovoltaic | 10 | 10 | [9 empty] | 10 |  |  | EIA-860, EIA-860M and EIA-923 | 202406 | -86.3155 | 39.6952
-12611910.7626 | 5816881.5073 | 41527 | 58392 | Flint Creek Hydroelectric LLC | 9370 | Hydrodynamics Inc | IPP Non-CHP | 111 Power Plant Rd | Philipsburg | Granite | Montana | 59858 | hydroelectric | Hydroelectric = 2 MW | Conventional Hydroelectric | 2 | 2 |  |  |  |  | 2 | [7 empty] | EIA-860, EIA-860M and EIA-923 | 202406 | -113.2947 | 46.2275
-13157963.8118 | 4172037.8967 | 41528 | 58394 | Alta Wind X | 58379 | Alta Wind X, LLC | IPP Non-CHP | 8650 Oak Creek Road | Mojave | Kern | California | 93501 | wind | Wind = 138 MW | Onshore Wind Turbine | 138 | 138 | [10 empty] | 138 |  | EIA-860, EIA-860M and EIA-923 | 202406 | -118.2 | 35.06
-13179114.515 | 4172717.8966 | 41529 | 58395 | Alta Wind XI | 58380 | Alta Wind XI, LLC | IPP Non-CHP | 8650 Oak Creek Road | Mojave | Kern | California | 93501 | wind | Wind = 90 MW | Onshore Wind Turbine | 90 | 90 | [10 empty] | 90 |  | EIA-860, EIA-860M and EIA-923 | 202406 | -118.39 | 35.065
-13515144.7544 | 4374373.0605 | 41530 | 58397 | Ameresco Johnson Canyon | 58382 | Ameresco Johnson Canyon LLC | IPP Non-CHP | 31400 Johnson Canyon | Gonzales | Monterey | California | 93926 | biomass | Biomass = 1.4 MW | Landfill Gas | 1.4 | 1.4 |  | 1.4 | [10 empty] | EIA-860, EIA-860M and EIA-923 | 202406 | -121.4086 | 36.5342
-12861915.8599 | 3857205.0284 | 41531 | 58398 | Heber Solar | 60898 | Axium US Solar Holdings LLC | IPP Non-CHP | 855B Dogwood Road | Heber | Imperial | California | 92249 | solar | Solar = 10 MW | Solar Photovoltaic | 10.9 | 10 | [9 empty] | 10 |  |  | EIA-860, EIA-860M and EIA-923 | 202406 | -115.5406 | 32.7125
-8689042.8539 | 5285963.1685 | 41532 | 58399 | Synergy Biogas | 58383 | CH4 Biogas LLC | Commercial Non-CHP | 6466 Lemley Road | Wyoming | Wyoming | New York | 14591 | biomass | Biomass = 1.2 MW | Other Waste Biomass | 1.4 | 1.2 |  | 1.2 | [10 empty] | EIA-860, EIA-860M and EIA-923 | 202406 | -78.055 | 42.8289
-9221737.5641 | 4120403.7432 | 41533 | 58400 | Central Energy Facility | 58384 | Clemson University - Main Campus | Commercial Non-CHP | Klugh Avenue | Clemson | Pickens | South Carolina | 29634 | natural gas | Natural Gas = 4.7 MW | Natural Gas Fired Combustion Turbine | 5.5 | 4.7 | [6 empty] | 4.7 | [5 empty] | EIA-860, EIA-860M and EIA-923 | 202406 | -82.8403 | 34.6794
-9476288.0589 | 4177138.9112 | 41534 | 58401 | Volkswagen Solar System | 58385 | SR Enterprise South, LLC | IPP Non-CHP | 8001 Volkswagen Drive | Chattanooga | Hamilton | Tennessee | 37421 | solar | Solar = 7.6 MW | Solar Photovoltaic | 7.6 | 7.6 | [9 empty] | 7.6 |  |  | EIA-860, EIA-860M and EIA-923 | 202406 | -85.1269 | 35.0975
-8312192.6477 | 4924463.9484 | 41535 | 58402 | Solar Star New Jersey NJ LLC | 58387 | Solar Star New Jersey VI LLC | IPP Non-CHP | 100 Business Park Drive | Skillman | Somerset | New Jersey | 8558 | solar | Solar = 1.5 MW | Solar Photovoltaic | 1.5 | 1.5 | [9 empty] | 1.5 |  |  | EIA-860, EIA-860M and EIA-923 | 202406 | -74.6697 | 40.4015
-7981947.6822 | 5172220.7095 | 41536 | 58403 | Bellingham PV | 63249 | Terraform Arcadia | IPP Non-CHP | 436 NE Main Street | Douglas | Worcester | Massachusetts | 1516 | solar | Solar = 3 MW | Solar Photovoltaic | 3 | 3 | [9 empty] | 3 |  |  | EIA-860, EIA-860M and EIA-923 | 202406 | -71.7031 | 42.075
-11302546.199 | 4207832.3608 | 41537 | 58404 | Pantex | 58388 | Pantex (NNSA) | Commercial Non-CHP | FM 2373 and Highway 60 | Amarillo | Carson | Texas | 79120 | wind | Wind = 11.5 MW | Onshore Wind Turbine | 11.5 | 11.5 | [10 empty] | 11.5 |  | EIA-860, EIA-860M and EIA-923 | 202406 | -101.5325 | 35.3228
-16965554.2652 | 7925246.5949 | 41538 | 58405 | ESS Battery Microgrid | 10433 | Kodiak Electric Assn Inc | Electric Utility | 891 Pillar Mountain Road | Kodiak | Kodiak Island | Alaska | 99615 | batteries | Battery = 3 MW | Batteries | 3 | 3 | 3 | [11 empty] | EIA-860, EIA-860M and EIA-923 | 202406 | -152.4042 | 57.7992
-10220335.1789 | 5361869.2027 | 41539 | 58407 | Luther College Wind Project | 58389 | Luther College Wind Energy Project LLC | IPP Non-CHP | 2555 U.S. Highway 52 | Decorah | Winneshiek | Iowa | 52101 | wind | Wind = 1.6 MW | Onshore Wind Turbine | 1.6 | 1.6 | [10 empty] | 1.6 |  | EIA-860, EIA-860M and EIA-923 | 202406 | -91.8108 | 43.3269
-8651781.7713 | 4802648.4511 | 41540 | 58408 | Maryland Solar | 61230 | Arevon Energy, Inc. | IPP Non-CHP | 18695 Roxbury Road | Hagerstown | Washington | Maryland | 21746 | solar | Solar = 20.9 MW | Solar Photovoltaic | 27 | 20.9 | [9 empty] | 20.9 |  |  | EIA-860, EIA-860M and EIA-923 | 202406 | -77.7203 | 39.5631
-7871339.3004 | 5177721.3237 | 41541 | 58410 | Marshfield PV | 63249 | Terraform Arcadia | IPP Non-CHP | 99 Clay Pit Road | Marshfield | Plymouth | Massachusetts | 2050 | solar | Solar = 3 MW | Solar Photovoltaic | 3 | 3 | [9 empty] | 3 |  |  | EIA-860, EIA-860M and EIA-923 | 202406 | -70.7094 | 42.1117
-8047718.9109 | 5249016.4376 | 41542 | 58411 | Orange PV | 63249 | Terraform Arcadia | IPP Non-CHP | 380 East River Street | Orange | Franklin | Massachusetts | 1364 | solar | Solar = 2 MW | Solar Photovoltaic | 2 | 2 | [9 empty] | 2 |  |  | EIA-860, EIA-860M and EIA-923 | 202406 | -72.2939 | 42.585
-7952169.7185 | 5225359.1731 | 41543 | 58412 | Maynard PV | 63249 | Terraform Arcadia | IPP Non-CHP | 145 Waltham Street | Maynard | Middlesex | Massachusetts | 1754 | solar | Solar = 1 MW | Solar Photovoltaic | 1 | 1 | [9 empty] | 1 |  |  | EIA-860, EIA-860M and EIA-923 | 202406 | -71.4356 | 42.4283
-10173982.9674 | 5005706.4382 | 41544 | 58414 | NLMU Wind | 13468 | New London Municipal Utilities | Electric Utility | 2423 Racine Ave. | New London | Henry | Iowa | 52645 | wind | Wind = 1.5 MW | Onshore Wind Turbine | 1.5 | 1.5 | [10 empty] | 1.5 |  | EIA-860, EIA-860M and EIA-923 | 202406 | -91.3944 | 40.955
-9463640.9402 | 4875634.8809 | 41545 | 58416 | Headwaters Wind Farm LLC | 58412 | Headwaters Wind Farm LLC | IPP Non-CHP | 1101 Rainbow Drive | Winchester | Randolph | Indiana | 47394 | wind | Wind = 200 MW | Onshore Wind Turbine | 200 | 200 | [10 empty] | 200 |  | EIA-860, EIA-860M and EIA-923 | 202406 | -85.0133 | 40.0667
-13009409.8437 | 4082377.6848 | 41546 | 58417 | Lone Valley Solar Park I LLC | 58413 | Lone Valley Solar Park I LLC | IPP Non-CHP | 7950 Camp Rock Road | Lucerne Valley | San Bernardino | California | 92356 | solar | Solar = 10 MW | Solar Photovoltaic | 10 | 10 | [9 empty] | 10 |  |  | EIA-860, EIA-860M and EIA-923 | 202406 | -116.8655 | 34.3981
-13076329.5556 | 4096289.1106 | 41547 | 58418 | Victor Dry Farm Ranch A | 61012 | AES Distributed Energy | IPP Non-CHP | White Rd. and Dos Palmas Road | Victorville | San Bernardino | California | 92392 | solar | Solar = 5 MW | Solar Photovoltaic | 5 | 5 | [9 empty] | 5 |  |  | EIA-860, EIA-860M and EIA-923 | 202406 | -117.4667 | 34.5011
-13076824.2594 | 4095838.9061 | 41548 | 58419 | Victor Dry Farm Ranch B | 61012 | AES Distributed Energy | IPP Non-CHP | White Rd & Maricopa Rd | Victorville | San Bernardino | California | 92392 | solar | Solar = 5 MW | Solar Photovoltaic | 5 | 5 | [9 empty] | 5 |  |  | EIA-860, EIA-860M and EIA-923 | 202406 | -117.4711 | 34.4978
-8503695.9017 | 5126215.447 | 41549 | 58420 | Hamilton Liberty | 58417 | Hamilton Liberty O&M LLC | IPP Non-CHP | 1 Liberty Lane | Towanda | Bradford | Pennsylvania | 18848 | natural gas | Natural Gas = 765 MW | Natural Gas Fired Combined Cycle | 870 | 765 | [6 empty] | 765 | [5 empty] | EIA-860, EIA-860M and EIA-923 | 202406 | -76.39 | 41.7675
-13194761.1374 | 4061522.6897 | 41550 | 58422 | CSU Northridge Plant | 58416 | California State University, Northridge | Commercial Non-CHP | 18111 Nordhoff Street | Northridge | Los Angeles | California | 91330 | solar | Solar = 0.4 MW | Solar Photovoltaic | 0.6 | 0.4 | [9 empty] | 0.4 |  |  | EIA-860, EIA-860M and EIA-923 | 202406 | -118.5306 | 34.2433
-8014209.4065 | 5168076.5344 | 41551 | 58423 | Southbridge PV | 63249 | Terraform Arcadia | IPP Non-CHP | 247 Blackmer Road | Southbridge | Worcester | Massachusetts | 1550 | solar | Solar = 3 MW | Solar Photovoltaic | 3 | 3 | [9 empty] | 3 |  |  | EIA-860, EIA-860M and EIA-923 | 202406 | -71.9929 | 42.0474
-16725042.2715 | 8655734.416 | 41552 | 58425 | Fire Island Wind | 58422 | Fire Island Wind LLC | IPP Non-CHP | 725 E Fireweed Ln, Suite 800 | Anchorage | Anchorage | Alaska | 99503 | wind | Wind = 18 MW | Onshore Wind Turbine | 18 | 18 | [10 empty] | 18 |  | EIA-860, EIA-860M and EIA-923 | 202406 | -150.2436 | 61.13
-8553696.9434 | 5039051.1911 | 41553 | 58426 | Hamilton Patriot Generation Plant | 64025 | Hamilton Operating Services, LLC | IPP Non-CHP | 50 Patriot Lane | Montgomery | Lycoming | Pennsylvania | 17752 | natural gas | Natural Gas = 765 MW | Natural Gas Fired Combined Cycle | 870 | 765 | [6 empty] | 765 | [5 empty] | EIA-860, EIA-860M and EIA-923 | 202406 | -76.8392 | 41.1808
-9412248.5162 | 5269407.5161 | 41554 | 58427 | Lansing BWL REO Town Plant | 56155 | Lansing Board of Water and Light | Electric Utility | 1201 South Washington | Lansing | Ingham | Michigan | 48910 | natural gas | Natural Gas = 74.9 MW | Natural Gas Fired Combined Cycle | 98 | 74.9 | [6 empty] | 74.9 | [5 empty] | EIA-860, EIA-860M and EIA-923 | 202406 | -84.5517 | 42.7197
-10150265.7933 | 3556432.9074 | 41555 | 58428 | LSU Cogen | 58425 | LSU and A&M College | Commercial CHP | South Stadium Drive | Baton Rouge | East Baton Rouge | Louisiana | 70803 | natural gas | Natural Gas = 20.6 MW | Natural Gas Fired Combustion Turbine | 19.6 | 20.6 | [6 empty] | 20.6 | [5 empty] | EIA-860, EIA-860M and EIA-923 | 202406 | -91.1814 | 30.4106
-13193495.6574 | 4073964.9336 | 41556 | 58429 | Sunshine Gas Producers | 58426 | Sunshine Gas Producers LLC | IPP Non-CHP | 14747 San Fernando Road, Build | Sylmar | Los Angeles | California | 91342 | biomass | Biomass = 20 MW | Landfill Gas | 23 | 20 |  | 20 | [10 empty] | EIA-860, EIA-860M and EIA-923 | 202406 | -118.5192 | 34.3357
-12873851.7583 | 3853824.3562 | 41557 | 58430 | Centinela Solar Energy | 61230 | Arevon Energy, Inc. | IPP Non-CHP | 319 Brockman Road | Calexico | Imperial | California | 92231 | solar | Solar = 170 MW | Solar Photovoltaic | 174.8 | 170 | [9 empty] | 170 |  |  | EIA-860, EIA-860M and EIA-923 | 202406 | -115.6478 | 32.6869
-9950570.9833 | 4219549.3277 | 41558 | 58431 | West Tennessee Solar Farm | 58428 | UT West Tennessee Solar Farm | IPP Non-CHP | 1900 Albright Road | Stanton | Haywood | Tennessee | 38069 | solar | Solar = 4.2 MW | Solar Photovoltaic | 4.2 | 4.2 | [9 empty] | 4.2 |  |  | EIA-860, EIA-860M and EIA-923 | 202406 | -89.3875 | 35.4086
-13256265.156 | 4052959.9045 | 41559 | 58432 | Glass House Camarillo Cultivation | 64570 | Glass House Camarillo Cultivation | IPP CHP | 645 W Laguna Road | Camarillo | Ventura | California | 93012 | natural gas | Natural Gas = 13.2 MW | Natural Gas Internal Combustion Engine | 13.2 | 13.2 | [6 empty] | 13.2 | [5 empty] | EIA-860, EIA-860M and EIA-923 | 202406 | -119.0831 | 34.1797
-8419064.1456 | 4809441.3353 | 41560 | 58433 | Red Lion Energy Center | 57485 | Diamond State Generation Partners, LLC | IPP Non-CHP | 1493 River Road | New Castle | New Castle | Delaware | 19720 | natural gas | Natural Gas = 24.9 MW | Other Natural Gas | 24.9 | 24.9 | [6 empty] | 24.9 | [5 empty] | EIA-860, EIA-860M and EIA-923 | 202406 | -75.6297 | 39.6101
-10350578.9831 | 5067029.481 | 41561 | 58434 | Red Rock Hydro Plant | 20421 | Western Minnesota Mun Pwr Agny | Electric Utility | 1004 216th Place | Pella | Marion | Iowa | 50219 | hydroelectric | Hydroelectric = 55 MW | Conventional Hydroelectric | 55.2 | 55 |  |  |  |  | 55 | [7 empty] | EIA-860, EIA-860M and EIA-923 | 202406 | -92.9808 | 41.3697
-13550797.9383 | 4544794.8267 | 41562 | 58435 | Ameresco Vasco Road | 58431 | Ameresco Vasco Road, LLC | IPP Non-CHP | 4001 North Vasco Road | Livermore | Alameda | California | 95336 | biomass | Biomass = 4.2 MW | Landfill Gas | 4.4 | 4.2 |  | 4.2 | [10 empty] | EIA-860, EIA-860M and EIA-923 | 202406 | -121.7289 | 37.7544
-13461835.0748 | 4583625.3859 | 41563 | 58436 | Ameresco San Joaquin | 58432 | Ameresco San Joaquin, LLC | IPP Non-CHP | 6484 North Waverly Road | Linden | San Joaquin | California | 95326 | biomass | Biomass = 4.2 MW | Landfill Gas | 4.4 | 4.2 |  | 4.2 | [10 empty] | EIA-860, EIA-860M and EIA-923 | 202406 | -120.9297 | 38.0297
-13490264.069 | 4562968.0591 | 41564 | 58437 | Ameresco Forward | 58433 | Ameresco Forward, LLC | IPP Non-CHP | 9999 South Austin Road | Manteca | San Joaquin | California | 95336 | biomass | Biomass = 4.2 MW | Landfill Gas | 4.4 | 4.2 |  | 4.2 | [10 empty] | EIA-860, EIA-860M and EIA-923 | 202406 | -121.1851 | 37.8834
-11561054.7695 | 5539766.1875 | 41565 | 58438 | Spearfish Hydro | 58434 | City of Spearfish | Electric Utility | 1000 South Canyon Street | Spearfish | Lawrence | South Dakota | 57783 | hydroelectric | Hydroelectric = 4 MW | Conventional Hydroelectric | 4 | 4 |  |  |  |  | 4 | [7 empty] | EIA-860, EIA-860M and EIA-923 | 202406 | -103.8547 | 44.4783
-9082464.5247 | 5094634.6461 | 41566 | 58439 | Collinwood BioEnergy Facility | 58435 | Collinwood BioEnergy | Industrial Non-CHP | 13550 Aspinwall Avenue | Cleveland | Cuyahoga | Ohio | 44110 | biomass | Biomass = 1 MW | Other Waste Biomass | 1 | 1 |  | 1 | [10 empty] | EIA-860, EIA-860M and EIA-923 | 202406 | -81.5892 | 41.5556
-13442168.7057 | 5964819.3265 | 41567 | 58441 | Swauk Wind LLC | 58430 | Gamesa Wind US LLC | IPP Non-CHP | 18511 Highway 10 | Thorp | Kittitas | Washington | 98946 | wind | Wind = 4.3 MW | Onshore Wind Turbine | 4.3 | 4.3 | [10 empty] | 4.3 |  | EIA-860, EIA-860M and EIA-923 | 202406 | -120.7531 | 47.1392
-8466886.9989 | 4881352.0662 | 41568 | 58443 | Martin Limestone Solar Array | 58438 | Sunstream Energy LLC | Industrial Non-CHP | 875 East Earl Road | New Holland | Lancaster | Pennsylvania | 17557 | solar | Solar = 1 MW | Solar Photovoltaic | 1 | 1 | [9 empty] | 1 |  |  | EIA-860, EIA-860M and EIA-923 | 202406 | -76.0593 | 40.106
-10493995.6679 | 5175804.0661 | 41569 | 58444 | Junction Hilltop Wind Farm | 58439 | Junction Hilltop Management LLC | IPP Non-CHP | 850 Somerset Ave | Dana | Greene | Iowa | 50064 | wind | Wind = 8 MW | Onshore Wind Turbine | 8 | 8 | [10 empty] | 8 |  | EIA-860, EIA-860M and EIA-923 | 202406 | -94.2692 | 42.0989
-13141389.5641 | 4117095.3002 | 41570 | 58445 | Arrache 4006 | 58440 | CD US Solar MT 2 LLC | IPP Non-CHP | 4291 E Ave | Palmdale | Los Angeles | California | 93552 | solar | Solar = 2 MW | Solar Photovoltaic | 2 | 2 | [9 empty] | 2 |  |  | EIA-860, EIA-860M and EIA-923 | 202406 | -118.0511 | 34.655
-13141482.2932 | 4116493.9192 | 41571 | 58446 | Arrache 4013 | 58440 | CD US Solar MT 2 LLC | IPP Non-CHP | 42170 40th Street East | Palmdale | Los Angeles | California | 93552 | solar | Solar = 1.5 MW | Solar Photovoltaic | 1.5 | 1.5 | [9 empty] | 1.5 |  |  | EIA-860, EIA-860M and EIA-923 | 202406 | -118.0519 | 34.6506
-13142502.759 | 4116118.0048 | 41572 | 58447 | Arrache 8083 | 58440 | CD US Solar MT 2 LLC | IPP Non-CHP | 42051 40th Street East | Palmdale | Los Angeles | California | 93552 | solar | Solar = 4 MW | Solar Photovoltaic | 4 | 4 | [9 empty] | 4 |  |  | EIA-860, EIA-860M and EIA-923 | 202406 | -118.0611 | 34.6478
-13041573.0502 | 4097377.3482 | 41573 | 58448 | Nunn | 58440 | CD US Solar MT 2 LLC | IPP Non-CHP | 14129 Joshua Rd | Apple Valley | San Bernardino | California | 92307 | solar | Solar = 1 MW | Solar Photovoltaic | 1 | 1 | [9 empty] | 1 |  |  | EIA-860, EIA-860M and EIA-923 | 202406 | -117.1544 | 34.5092
-13153851.2245 | 4115591.7728 | 41574 | 58449 | Rutan | 58440 | CD US Solar MT 2 LLC | IPP Non-CHP | 20th Street West & West Ave M | Palmdale | Los Angeles | California | 93551 | solar | Solar = 4 MW | Solar Photovoltaic | 4 | 4 | [9 empty] | 4 |  |  | EIA-860, EIA-860M and EIA-923 | 202406 | -118.1631 | 34.6439
-13142533.7058 | 4118975.0268 | 41575 | 58450 | Vinam | 58440 | CD US Solar MT 2 LLC | IPP Non-CHP | 43252 40th Street East | Lancaster | Los Angeles | California | 93535 | solar | Solar = 1.5 MW | Solar Photovoltaic | 1.5 | 1.5 | [9 empty] | 1.5 |  |  | EIA-860, EIA-860M and EIA-923 | 202406 | -118.0614 | 34.6689
-13142657.3818 | 4122547.3623 | 41576 | 58451 | Ma | 58440 | CD US Solar MT 2 LLC | IPP Non-CHP | 4016 East Lancaster Blvd | Lancaster | Los Angeles | California | 93535 | solar | Solar = 1.5 MW | Solar Photovoltaic | 1.5 | 1.5 | [9 empty] | 1.5 |  |  | EIA-860, EIA-860M and EIA-923 | 202406 | -118.0625 | 34.6953
-13166220.0444 | 4124390.3578 | 41577 | 58452 | Horn | 58440 | CD US Solar MT 2 LLC | IPP Non-CHP | 8101 80th Ave W | Lancaster | Los Angeles | California | 93536 | solar | Solar = 1.5 MW | Solar Photovoltaic | 1.5 | 1.5 | [9 empty] | 1.5 |  |  | EIA-860, EIA-860M and EIA-923 | 202406 | -118.2742 | 34.7089
-9062612.4746 | 4190980.1914 | 41578 | 58453 | Dixon Dairy Road Solar | 63248 | Palmetto Power Management LLC | IPP Non-CHP | 230 Dixon Dairy Road | Kings Mountain | Cleveland | North Carolina | 28086 | solar | Solar = 4 MW | Solar Photovoltaic | 4 | 4 | [9 empty] | 4 |  |  | EIA-860, EIA-860M and EIA-923 | 202406 | -81.4108 | 35.1992
-13095872.2488 | 4109767.3875 | 41579 | 58454 | Watts 3115 | 58440 | CD US Solar MT 2 LLC | IPP Non-CHP | 1255 El Mirage Road | Adelanto | San Bernardino | California | 92301 | solar | Solar = 2 MW | Solar Photovoltaic | 2 | 2 | [9 empty] | 2 |  |  | EIA-860, EIA-860M and EIA-923 | 202406 | -117.6422 | 34.6008
-13486665.5552 | 5547527.0559 | 41580 | 58455 | 45 Mile Hydroelectric Project | 58443 | EBD Hydro LLC | IPP Non-CHP | 1057 SW Holly Lane #2 | Culver | Jefferson | Oregon | 97734 | hydroelectric | Hydroelectric = 3 MW | Conventional Hydroelectric | 3 | 3 |  |  |  |  | 3 | [7 empty] | EIA-860, EIA-860M and EIA-923 | 202406 | -121.1528 | 44.5281
-10512425.1662 | 5045873.7013 | 41581 | 58456 | Cumberland Rose | 58444 | Cumberland Rose Wind Energy, LLC | IPP Non-CHP | 2917 Orange Avenue | Orient | Adair | Iowa | 50858 | wind | Wind = 1.6 MW | Onshore Wind Turbine | 1.6 | 1.6 | [10 empty] | 1.6 |  | EIA-860, EIA-860M and EIA-923 | 202406 | -94.4347 | 41.2269
-10527484.2443 | 5062456.9535 | 41582 | 58457 | Fontanelle | 58445 | Forward Fontanelle Power, LLC | IPP Non-CHP | 2155 Fontanelle Road | Fontanelle | Adair | Iowa | 50846 | wind | Wind = 1.6 MW | Onshore Wind Turbine | 1.6 | 1.6 | [10 empty] | 1.6 |  | EIA-860, EIA-860M and EIA-923 | 202406 | -94.57 | 41.3389
-10518022.0876 | 5055211.16 | 41583 | 58458 | Greenfield Wind | 58446 | Greenfield Wind Power, LLC | IPP Non-CHP | 2101 250th St. | Greenfield | Adair | Iowa | 50849 | wind | Wind = 1.6 MW | Onshore Wind Turbine | 1.6 | 1.6 | [10 empty] | 1.6 |  | EIA-860, EIA-860M and EIA-923 | 202406 | -94.485 | 41.29
-10513662.0371 | 5070037.8855 | 41584 | 58459 | Meadow Ridge | 58447 | Meadow Ridge Wind Energy, LLC | IPP Non-CHP | 2325 180th St. | Greenfield | Adair | Iowa | 50849 | wind | Wind = 1.6 MW | Onshore Wind Turbine | 1.6 | 1.6 | [10 empty] | 1.6 |  | EIA-860, EIA-860M and EIA-923 | 202406 | -94.4458 | 41.39
-10518022.0876 | 5055211.16 | 41585 | 58460 | Sky Volt | 58448 | Sky Volt, LLC | IPP Non-CHP | 2101 250th St. | Greenfield | Adair | Iowa | 50849 | wind | Wind = 1.6 MW | Onshore Wind Turbine | 1.6 | 1.6 | [10 empty] | 1.6 |  | EIA-860, EIA-860M and EIA-923 | 202406 | -94.485 | 41.29
-10561591.3118 | 5070326.3428 | 41586 | 58461 | Wiota | 58449 | Wiota Wind Energy, LLC #1 | IPP Non-CHP | 68776 Independence Rd | Wiota | Cass | Iowa | 50274 | wind | Wind = 1.6 MW | Onshore Wind Turbine | 1.6 | 1.6 | [10 empty] | 1.6 |  | EIA-860, EIA-860M and EIA-923 | 202406 | -94.8764 | 41.3919
-12772767.4268 | 3987883.9387 | 41587 | 58462 | McCoy Solar Energy Project Hybrid | 58451 | McCoy Solar, LLC | IPP Non-CHP | 1990 Dracker Drive | Blythe | Riverside | California | 92225 | solar | Battery = 230 MW, Solar = 270.6 MW | Batteries; Solar Photovoltaic; | 500.6 | 500.6 | 230 | [8 empty] | 270.6 |  |  | EIA-860, EIA-860M and EIA-923 | 202406 | -114.7397 | 33.6947
-8549274.9993 | 4656783.8489 | 41588 | 58463 | Herbert Farm Solar | 58452 | SMECO Solar LLC | Electric Utility | 7761 Leonardtown Rd | Hughesville | Charles | Maryland | 20637 | solar | Solar = 5.5 MW | Solar Photovoltaic | 5.5 | 5.5 | [9 empty] | 5.5 |  |  | EIA-860, EIA-860M and EIA-923 | 202406 | -76.7994 | 38.5456
-11502086.3862 | 4129544.7995 | 41589 | 58464 | Broadview Energy Prime LLC | 57421 | Chopin Wind, LLC | IPP Non-CHP | 1697 Curry Road 34 | Grady | Curry | New Mexico | 88120 | wind | Wind = 9.9 MW | Onshore Wind Turbine | 9.9 | 9.9 | [10 empty] | 9.9 |  | EIA-860, EIA-860M and EIA-923 | 202406 | -103.325 | 34.7469
-11499859.9964 | 4126986.1769 | 41590 | 58465 | Broadview Energy Prime 2 LLC | 57421 | Chopin Wind, LLC | IPP Non-CHP | 1697 Curry Road 34 | Grady | Curry | New Mexico | 88120 | wind | Wind = 9.9 MW | Onshore Wind Turbine | 9.9 | 9.9 | [10 empty] | 9.9 |  | EIA-860, EIA-860M and EIA-923 | 202406 | -103.305 | 34.7281
-12882602.6948 | 3862608.6273 | 41591 | 58467 | Campo Verde Solar | 17650 | Southern Power Co | IPP Non-CHP | 1148 Liebert Road | El Centro | Imperial | California | 92249 | solar | Solar = 139 MW | Solar Photovoltaic | 147.4 | 139 | [9 empty] | 139 |  |  | EIA-860, EIA-860M and EIA-923 | 202406 | -115.7264 | 32.7533
-17579512.0924 | 2432034.88 | 41592 | 58469 | HNL Emergency Power Facility | 19547 | Hawaiian Electric Co Inc | Electric Utility | 300 Rodgers Blvd | Honolulu | Honolulu | Hawaii | 96819 | biomass | Biomass = 10 MW | Other Waste Biomass | 10 | 10 |  | 10 | [10 empty] | EIA-860, EIA-860M and EIA-923 | 202406 | -157.9194 | 21.3364
-13545912.2372 | 5185852.883 | 41593 | 58470 | C-Drop Hydro | 58459 | C-Drop | IPP Non-CHP | 6640 Kid Lane | Klamath Falls | Klamath | Oregon | 97603 | hydroelectric | Hydroelectric = 1.1 MW | Conventional Hydroelectric | 1.1 | 1.1 |  |  |  |  | 1.1 | [7 empty] | EIA-860, EIA-860M and EIA-923 | 202406 | -121.685 | 42.1658
-11419771.8567 | 3772393.299 | 41594 | 58471 | Ector County Energy Center | 65431 | Ector County Generation, LLC | IPP Non-CHP | 8200 O B Holt rd | Goldsmith | Ector | Texas | 79741 | natural gas | Natural Gas = 300 MW | Natural Gas Fired Combustion Turbine | 358.8 | 300 | [6 empty] | 300 | [5 empty] | EIA-860, EIA-860M and EIA-923 | 202406 | -102.5856 | 32.0692
-8393549.941 | 4673654.9586 | 41595 | 58473 | Bruce A Henry Solar Farm | 5070 | Delaware Electric Cooperative | Electric Utility | 23031 East Trap Pond Road | Georgetown | Sussex | Delaware | 19947 | solar | Solar = 3.9 MW | Solar Photovoltaic | 4 | 3.9 | [9 empty] | 3.9 |  |  | EIA-860, EIA-860M and EIA-923 | 202406 | -75.4005 | 38.664
-11251741.2079 | 4525999.8391 | 41596 | 58474 | Buffalo Dunes Wind Project | 58461 | Buffalo Dunes Wind Project LLC | IPP Non-CHP | Haskell Co Rd | Satanta | Haskell | Kansas | 67870 | wind | Wind = 249.8 MW | Onshore Wind Turbine | 249.8 | 249.8 | [10 empty] | 249.8 |  | EIA-860, EIA-860M and EIA-923 | 202406 | -101.0761 | 37.6208
-8479876.8703 | 4878514.8135 | 41597 | 58476 | Dart Container Corp | 58463 | Dart Container Corp | Industrial CHP | 60 east Main St | Leola | Lancaster | Pennsylvania | 17540 | biomass | Biomass = 9.2 MW | Landfill Gas | 11.2 | 9.2 |  | 9.2 | [10 empty] | EIA-860, EIA-860M and EIA-923 | 202406 | -76.176 | 40.0865
-12805668.5702 | 4319136.4631 | 41598 | 58477 | Las Vegas WPCF Solar Plant | 58464 | City of Las Vegas | IPP Non-CHP | 6005 Vegas Valley Dr | Las Vegas | Clark | Nevada | 89142 | solar | Solar = 3.3 MW | Solar Photovoltaic | 3.3 | 3.3 | [9 empty] | 3.3 |  |  | EIA-860, EIA-860M and EIA-923 | 202406 | -115.0353 | 36.1344
-10151533.611 | 3463906.5151 | 41599 | 58478 | LEPA Unit No. 1 | 26253 | Louisiana Energy & Power Authority | Electric Utility | 1333 Youngs Road | Morgan City | St Mary | Louisiana | 70380 | natural gas | Natural Gas = 64 MW | Natural Gas Fired Combined Cycle | 74.1 | 64 | [6 empty] | 64 | [5 empty] | EIA-860, EIA-860M and EIA-923 | 202406 | -91.1928 | 29.6911
-11633659.7904 | 3942001.3489 | 41600 | 58479 | SEV NM Phase 2 | 60281 | Altus Power America Management, LLC | IPP Non-CHP | 1200 W. Brasher Rd | Roswell | Chaves | New Mexico | 88201 | solar | Solar = 1.4 MW | Solar Photovoltaic | 2 | 1.4 | [9 empty] | 1.4 |  |  | EIA-860, EIA-860M and EIA-923 | 202406 | -104.5069 | 33.3511
-8539380.0324 | 4283435.1683 | 41601 | 58480 | Plymouth Solar LLC | 58466 | SunEnergy1 | IPP Non-CHP | Mackey's Rd and Industrial Par | Plymouth | Washington | North Carolina | 27962 | solar | Solar = 5 MW | Solar Photovoltaic | 5 | 5 | [9 empty] | 5 |  |  | EIA-860, EIA-860M and EIA-923 | 202406 | -76.7106 | 35.875
-11641792.3472 | 4622759.7408 | 41602 | 58481 | CSU Pueblo | 65242 | Scale Sustainable I, LLC | Commercial Non-CHP | 2200 Bonforte Boulevard | Pueblo | Pueblo | Colorado | 81001 | solar | Solar = 1 MW | Solar Photovoltaic | 1 | 1 | [9 empty] | 1 |  |  | EIA-860, EIA-860M and EIA-923 | 202406 | -104.58 | 38.3061
-9194062.3142 | 3892760.141 | 41603 | 58482 | Azalea Solar, LLC | 60453 | Onward Energy | IPP Non-CHP | 965 Breezy Hill Road | Davisboro | Washington | Georgia | 31018 | solar | Solar = 7.7 MW | Solar Photovoltaic | 7.7 | 7.7 | [9 empty] | 7.7 |  |  | EIA-860, EIA-860M and EIA-923 | 202406 | -82.5917 | 32.9808
-8247011.7463 | 4904364.3379 | 41604 | 58483 | Tinton Falls Solar Farm | 58469 | Tinton Falls Solar | IPP Non-CHP | 99 Tormee Drive | Tinton Falls | Monmouth | New Jersey | 7712 | solar | Solar = 16 MW | Solar Photovoltaic | 16 | 16 | [9 empty] | 16 |  |  | EIA-860, EIA-860M and EIA-923 | 202406 | -74.0842 | 40.2639
-9394746.5319 | 3982570.4969 | 41605 | 58484 | MAS ASB Cogen Plant | 61038 | Cube District Energy, LLC | Industrial CHP | 3791 Browns Mill Road | Atlanta | Fulton | Georgia | 30354 | natural gas | Natural Gas = 6.6 MW | Natural Gas Internal Combustion Engine | 6.6 | 6.6 | [6 empty] | 6.6 | [5 empty] | EIA-860, EIA-860M and EIA-923 | 202406 | -84.3944 | 33.655
-9389026.0459 | 3884800.5766 | 41606 | 58485 | Upson Rocky Creek Solar Plant | 60898 | Axium US Solar Holdings LLC | IPP Non-CHP | 310 Rocky Creek Road | Thomaston | Upson | Georgia | 30286 | solar | Solar = 0.8 MW | Solar Photovoltaic | 0.8 | 0.8 | [9 empty] | 0.8 |  |  | EIA-860, EIA-860M and EIA-923 | 202406 | -84.3431 | 32.9208
-12383489.4014 | 3811940.8321 | 41607 | 58486 | Picture Rocks Solar, LLC | 61944 | MN8 Energy LLC | IPP Non-CHP | 9000 N Sanders Rd | Marana | Pima | Arizona | 85653 | solar | Solar = 20 MW | Solar Photovoltaic | 20 | 20 | [9 empty] | 20 |  |  | EIA-860, EIA-860M and EIA-923 | 202406 | -111.2428 | 32.3697
-8749031.7029 | 4357414.971 | 41608 | 58487 | Granville Solar PV Power Project | 17650 | Southern Power Co | IPP Non-CHP | 7169 Highway 15 | Oxford | Granville | North Carolina | 27565 | solar | Solar = 2.5 MW | Solar Photovoltaic | 2.5 | 2.5 | [9 empty] | 2.5 |  |  | EIA-860, EIA-860M and EIA-923 | 202406 | -78.5939 | 36.4117
-11610622.8897 | 3452236.5008 | 41609 | 58488 | Bryan Solar, LLC | 61944 | MN8 Energy LLC | IPP Non-CHP | 3400 Rancho Rd | Presidio | Presidio | Texas | 79845 | solar | Solar = 10 MW | Solar Photovoltaic | 10 | 10 | [9 empty] | 10 |  |  | EIA-860, EIA-860M and EIA-923 | 202406 | -104.3 | 29.6
-12798401.8565 | 4354418.3207 | 41610 | 58489 | Apex Solar PV Power Project | 17650 | Southern Power Co | IPP Non-CHP | 14005 Apex Power Pkwy | North Las Vegas | Clark | Nevada | 89165 | solar | Solar = 20 MW | Solar Photovoltaic | 20 | 20 | [9 empty] | 20 |  |  | EIA-860, EIA-860M and EIA-923 | 202406 | -114.97 | 36.39
-12787269.9074 | 4332315.3432 | 41611 | 58490 | Spectrum Solar PV Power Project | 17650 | Southern Power Co | IPP Non-CHP | 4040 State Highway 147 | Las Vegas | Clark | Nevada | 89124 | solar | Solar = 30 MW | Solar Photovoltaic | 30.2 | 30 | [9 empty] | 30 |  |  | EIA-860, EIA-860M and EIA-923 | 202406 | -114.87 | 36.23
-8677818.1757 | 4282519.2875 | 41612 | 58491 | Sandy Cross Solar, LLC | 63026 | Oppidum Renewables USA, LLC | IPP Non-CHP | 2999 Lewis Road | Elm City | Nash | North Carolina | 27822 | solar | Solar = 1.2 MW | Solar Photovoltaic | 1.2 | 1.2 | [9 empty] | 1.2 |  |  | EIA-860, EIA-860M and EIA-923 | 202406 | -77.9542 | 35.8683
-8972412.8516 | 4364256.4461 | 41613 | 58492 | Ararat Rock Solar, LLC | 63026 | Oppidum Renewables USA, LLC | IPP Non-CHP | 525 Quarry Road | Mount Airy | Surry | North Carolina | 27030 | solar | Solar = 3.5 MW | Solar Photovoltaic | 3.5 | 3.5 | [9 empty] | 3.5 |  |  | EIA-860, EIA-860M and EIA-923 | 202406 | -80.6006 | 36.4611
-8710842.8837 | 4293476.3097 | 41614 | 58493 | Progress Solar 1, LLC | 63026 | Oppidum Renewables USA, LLC | IPP Non-CHP | 5814 NC 39 Hwy S | Bunn | Franklin | North Carolina | 27508 | solar | Solar = 4 MW | Solar Photovoltaic | 4 | 4 | [9 empty] | 4 |  |  | EIA-860, EIA-860M and EIA-923 | 202406 | -78.2508 | 35.9481
-8805093.423 | 4092912.6772 | 41615 | 58494 | Progress Solar II, LLC | 63026 | Oppidum Renewables USA, LLC | IPP Non-CHP | 5719 Old Stage Road | Fairmont | Robeson | North Carolina | 28340 | solar | Solar = 3.5 MW | Solar Photovoltaic | 3.5 | 3.5 | [9 empty] | 3.5 |  |  | EIA-860, EIA-860M and EIA-923 | 202406 | -79.0975 | 34.4761
-8833634.5159 | 4125105.1062 | 41616 | 58495 | Progress Solar III, LLC | 63026 | Oppidum Renewables USA, LLC | IPP Non-CHP | 14803 NC Highway 130 W | Maxton | Robeson | North Carolina | 28364 | solar | Solar = 3.5 MW | Solar Photovoltaic | 3.5 | 3.5 | [9 empty] | 3.5 |  |  | EIA-860, EIA-860M and EIA-923 | 202406 | -79.3539 | 34.7142
-9713769.7134 | 5080842.8229 | 41617 | 58496 | Lincoln Solar | 58135 | Ecos Energy LLC | IPP Non-CHP | 8862 Grand Boulevard | Merrillville | Lake | Indiana | 46410 | solar | Solar = 1.5 MW | Solar Photovoltaic | 1.5 | 1.5 | [9 empty] | 1.5 |  |  | EIA-860, EIA-860M and EIA-923 | 202406 | -87.2603 | 41.4628
-8476484.5201 | 4879110.3698 | 41618 | 58497 | L&S Sweetners | 55858 | EDL Inc | IPP Non-CHP | 388 E. Main Street | Leola | Lancaster | Pennsylvania | 17540 | biomass | Biomass = 3.2 MW | Landfill Gas | 3.2 | 3.2 |  | 3.2 | [10 empty] | EIA-860, EIA-860M and EIA-923 | 202406 | -76.1456 | 40.0906
-13163189.5939 | 4150299.8337 | 41619 | 58498 | RE Rosamond One LLC | 61944 | MN8 Energy LLC | IPP Non-CHP | 6305 Favorito Avenue | Rosamond | Kern | California | 93560 | solar | Solar = 20 MW | Solar Photovoltaic | 20 | 20 | [9 empty] | 20 |  |  | EIA-860, EIA-860M and EIA-923 | 202406 | -118.2469 | 34.9
-13162231.0218 | 4150337.5668 | 41620 | 58499 | RE Rosamond Two LLC | 61944 | MN8 Energy LLC | IPP Non-CHP | 6017 Favorito Avenue | Rosamond | Kern | California | 93560 | solar | Solar = 20 MW | Solar Photovoltaic | 20 | 20 | [9 empty] | 20 |  |  | EIA-860, EIA-860M and EIA-923 | 202406 | -118.2383 | 34.9003
-13154013.083 | 4164893.6154 | 41621 | 58500 | RE Rio Grande Solar LLC | 61944 | MN8 Energy LLC | IPP Non-CHP | 13012 Meyer Road | Mojave | Kern | California | 95301 | solar | Solar = 5 MW | Solar Photovoltaic | 5 | 5 | [9 empty] | 5 |  |  | EIA-860, EIA-860M and EIA-923 | 202406 | -118.1645 | 35.0074
-12541903.1594 | 3898807.1858 | 41622 | 58501 | RE Gillespie 1 LLC | 61944 | MN8 Energy LLC | IPP Non-CHP | 36400 South Old US Highway 80 | Gila Bend | Maricopa | Arizona | 85337 | solar | Solar = 15 MW | Solar Photovoltaic | 15 | 15 | [9 empty] | 15 |  |  | EIA-860, EIA-860M and EIA-923 | 202406 | -112.6658 | 33.0264
-13153974.9005 | 4167241.2728 | 41623 | 58502 | RE Columbia 3 LLC | 61944 | MN8 Energy LLC | IPP Non-CHP | 2954 Purdy Avenue | Mojave | Kern | California | 95301 | solar | Solar = 10 MW | Solar Photovoltaic | 10 | 10 | [9 empty] | 10 |  |  | EIA-860, EIA-860M and EIA-923 | 202406 | -118.1642 | 35.0247
-13337528.3843 | 5732182.2669 | 41624 | 58503 | Carty Generating Station | 15248 | Portland General Electric Co | Electric Utility | 73396 Tower Road | Boardman | Morrow | Oregon | 97818 | natural gas | Natural Gas = 416.3 MW | Natural Gas Fired Combined Cycle | 500 | 416.3 | [6 empty] | 416.3 | [5 empty] | EIA-860, EIA-860M and EIA-923 | 202406 | -119.8131 | 45.6986
-8285509.6997 | 4942326.3123 | 41625 | 58504 | Livingston Solar Farm | 58485 | Rutgers, The State University of NJ | Commercial Non-CHP | Berrue Circle and Sutton Lane | Piscataway | Middlesex | New Jersey | 8854 | solar | Solar = 1.2 MW | Solar Photovoltaic | 1.2 | 1.2 | [9 empty] | 1.2 |  |  | EIA-860, EIA-860M and EIA-923 | 202406 | -74.43 | 40.5236
-8286437.3251 | 4942895.8587 | 41626 | 58505 | Livingston Solar Canopies | 58485 | Rutgers, The State University of NJ | Commercial Non-CHP | Hospital Road and Sutton Lane | Piscataway | Middlesex | New Jersey | 8854 | solar | Solar = 6.4 MW | Solar Photovoltaic | 6.6 | 6.4 | [9 empty] | 6.4 |  |  | EIA-860, EIA-860M and EIA-923 | 202406 | -74.4383 | 40.5275
-12792619.4769 | 3970985.9278 | 41627 | 58506 | Chuckawalla Solar | 60281 | Altus Power America Management, LLC | IPP Non-CHP | 19025 Wiley's Well Road | Blythe | Riverside | California | 92225 | solar | Solar = 4 MW | Solar Photovoltaic | 4 | 4 | [9 empty] | 4 |  |  | EIA-860, EIA-860M and EIA-923 | 202406 | -114.9181 | 33.5683
-8224314.9266 | 4994862.2788 | 41628 | 58507 | Montefieor Medical Center Moses Division | 58487 | Montefiore Medical Center Moses Division | Commercial CHP | 111 east 210th Street | Bronx | Bronx | New York | 10467 | natural gas | Natural Gas = 11.9 MW, Petroleum = 7.9 MW | Natural Gas Fired Combustion Turbine; Natural Gas Internal Combustion Engine; Petroleum Liquids | 21.5 | 19.8 | [6 empty] | 11.9 |  | 7.9 |  |  |  | EIA-860, EIA-860M and EIA-923 | 202406 | -73.8803 | 40.8814
-13486232.6337 | 4598710.9613 | 41629 | 58508 | Bear Creek Solar | 58135 | Ecos Energy LLC | IPP Non-CHP | 17016 North Jack Tone Road | Lodi | San Joaquin | California | 95240 | solar | Solar = 1.5 MW | Solar Photovoltaic | 1.5 | 1.5 | [9 empty] | 1.5 |  |  | EIA-860, EIA-860M and EIA-923 | 202406 | -121.1489 | 38.1364
-13434355.6359 | 4239965.2167 | 41630 | 58509 | Vintner Solar | 58135 | Ecos Energy LLC | IPP Non-CHP | 1030 El Pomar Drive | Templeton | San Luis Obispo | California | 93465 | solar | Solar = 1.5 MW | Solar Photovoltaic | 1.5 | 1.5 | [9 empty] | 1.5 |  |  | EIA-860, EIA-860M and EIA-923 | 202406 | -120.6829 | 35.5579
-13485378.9245 | 4596588.3698 | 41631 | 58510 | Kettleman Solar Project | 58135 | Ecos Energy LLC | IPP Non-CHP | 15300 North Tully Road | Lodi | San Joaquin | California | 95220 | solar | Solar = 1 MW | Solar Photovoltaic | 1 | 1 | [9 empty] | 1 |  |  | EIA-860, EIA-860M and EIA-923 | 202406 | -121.1412 | 38.1214
-16207746.8316 | 9353292.0084 | 41632 | 58511 | Delta Wind Farm | 58488 | Alaska Environmental Power | IPP Non-CHP | Mile 1417.5 Alaska Hwy | Delta Junction | Southeast Fairbanks | Alaska | 99737 | wind | Wind = 1.9 MW | Onshore Wind Turbine | 1.9 | 1.9 | [10 empty] | 1.9 |  | EIA-860, EIA-860M and EIA-923 | 202406 | -145.5967 | 64.0139
-8353847.5106 | 4784855.1369 | 41633 | 58512 | Cornerstone Power Vineland I LLC | 60281 | Altus Power America Management, LLC | IPP Non-CHP | 3152 . Delsea Drive | Vineland | Cumberland | New Jersey | 8360 | solar | Solar = 3.1 MW | Solar Photovoltaic | 3.1 | 3.1 | [9 empty] | 3.1 |  |  | EIA-860, EIA-860M and EIA-923 | 202406 | -75.0439 | 39.4397
-12792619.4769 | 3970540.6462 | 41634 | 58513 | Ironwood Solar LLC | 60281 | Altus Power America Management, LLC | IPP Non-CHP | 19005 Wiley's Well Road | Blythe | Riverside | California | 92225 | solar | Solar = 4 MW | Solar Photovoltaic | 4 | 4 | [9 empty] | 4 |  |  | EIA-860, EIA-860M and EIA-923 | 202406 | -114.9181 | 33.565
-12972060.2621 | 4018475.0002 | 41635 | 58514 | Desert Hot Springs Solar | 57365 | Consolidated Edison Solutions Inc. | IPP Non-CHP | 64851 Dillon Road | Desert Hot Springs | Riverside | California | 92258 | solar | Solar = 2.2 MW | Solar Photovoltaic | 2.3 | 2.2 | [9 empty] | 2.2 |  |  | EIA-860, EIA-860M and EIA-923 | 202406 | -116.53 | 33.9231
-9485379.8556 | 4167222.3776 | 41636 | 58515 | Chattanooga Metropolitan Airport Solar | 58492 | Chattanooga Metropolitan Airport | Commercial Non-CHP | 1001 Airport Road | Chattanooga | Hamilton | Tennessee | 37421 | solar | Solar = 1.9 MW | Solar Photovoltaic | 2.5 | 1.9 | [9 empty] | 1.9 |  |  | EIA-860, EIA-860M and EIA-923 | 202406 | -85.2086 | 35.0246
-12438685.2785 | 3886937.3218 | 41637 | 58516 | Union HS at Casa Grande | 58491 | Luminace Solar Holding, LLC | IPP Non-CHP | 2730 North Trekell Road | Casa Grande | Pinal | Arizona | 85122 | solar | Solar = 1.6 MW | Solar Photovoltaic | 1.6 | 1.6 | [9 empty] | 1.6 |  |  | EIA-860, EIA-860M and EIA-923 | 202406 | -111.7386 | 32.9369
-12435840.5089 | 3880896.5273 | 41638 | 58517 | Vista Grande HS at Casa Grande | 58491 | Luminace Solar Holding, LLC | IPP Non-CHP | 1556 North Arizola Rd | Casa Grande | Pinal | Arizona | 85122 | solar | Solar = 1.4 MW | Solar Photovoltaic | 1.4 | 1.4 | [9 empty] | 1.4 |  |  | EIA-860, EIA-860M and EIA-923 | 202406 | -111.7131 | 32.8914
-8319462.1444 | 4866023.0762 | 41639 | 58519 | Alethea I | 58495 | Syncarpha Alethea I, LLC | IPP Non-CHP | 2537 Route 206 | Eastampton | Burlington | New Jersey | 8060 | solar | Solar = 2.8 MW | Solar Photovoltaic | 2.8 | 2.8 | [9 empty] | 2.8 |  |  | EIA-860, EIA-860M and EIA-923 | 202406 | -74.735 | 40.0006
-11796650.1153 | 3892170.4172 | 41640 | 58520 | Otero Solar | 59300 | PNM Resources | Electric Utility | 155 Alamo St | La Luz | Otero | New Mexico | 88337 | solar | Solar = 8 MW | Solar Photovoltaic | 8 | 8 | [9 empty] | 8 |  |  | EIA-860, EIA-860M and EIA-923 | 202406 | -105.9711 | 32.9764
-11872718.3969 | 4129507.2721 | 41641 | 58521 | Manzano Solar | 59300 | PNM Resources | Electric Utility | 100 Bonita Vista | Los Lunas | Valencia | New Mexico | 87031 | solar | Solar = 8.4 MW | Solar Photovoltaic | 8.4 | 8.4 | [9 empty] | 8.4 |  |  | EIA-860, EIA-860M and EIA-923 | 202406 | -106.6544 | 34.7467
-13363533.8419 | 4430901.5957 | 41642 | 58522 | Madera Community Hospital | 65164 | CleanCapital Holdings | IPP Non-CHP | 1250 East Almond Avenue | Madera | Madera | California | 93637 | solar | Solar = 1 MW | Solar Photovoltaic | 1 | 1 | [9 empty] | 1 |  |  | EIA-860, EIA-860M and EIA-923 | 202406 | -120.0467 | 36.9411
-12717238.8158 | 6171598.3791 | 41643 | 58523 | Stoltze CoGen1 | 58498 | F H Stoltze Land & Lumber Co | Industrial CHP | 600 Halfmoon Rd | Columbia Falls | Flathead | Montana | 59912 | biomass | Biomass = 3 MW | Wood/Wood Waste Biomass | 2.8 | 3 |  | 3 | [10 empty] | EIA-860, EIA-860M and EIA-923 | 202406 | -114.2409 | 48.3877
-8738456.3513 | 4261400.1121 | 41644 | 58524 | Neuse River Solar Farm | 65242 | Scale Sustainable I, LLC | IPP Non-CHP | 8500 Battle Bridge Rd | Raleigh | Wake | North Carolina | 27610 | solar | Solar = 1.1 MW | Solar Photovoltaic | 1.1 | 1.1 | [9 empty] | 1.1 |  |  | EIA-860, EIA-860M and EIA-923 | 202406 | -78.4989 | 35.7144
-13596531.1021 | 4527783.9023 | 41645 | 58525 | City of Hayward WWTP | 58500 | City of Hayward | IPP CHP | 3700 Enterprise Avenue | Hayward | Alameda | California | 94545 | solar | Biomass = 1.1 MW, Solar = 1.6 MW | Other Waste Biomass; Solar Photovoltaic; | 2.7 | 2.7 |  | 1.1 | [7 empty] | 1.6 |  |  | EIA-860, EIA-860M and EIA-923 | 202406 | -122.1397 | 37.6335
-8901656.2908 | 4209223.5536 | 41646 | 58526 | Uwharrie Mountain Renewable | 58502 | Uwharrie Mountain Renewable Energy, LLC | IPP Non-CHP | 561 Landfill Road | Mt. Gilead | Montgomery | North Carolina | 27306 | biomass | Biomass = 9.6 MW | Landfill Gas | 9.6 | 9.6 |  | 9.6 | [10 empty] | EIA-860, EIA-860M and EIA-923 | 202406 | -79.9649 | 35.333
-12861019.0701 | 3890954.0399 | 41647 | 58527 | Crown Cooling Facility | 58501 | Five Crowns Inc | Industrial Non-CHP | 995 South 9th Street | Brawley | Imperial | California | 92227 | solar | Solar = 1 MW | Solar Photovoltaic | 1 | 1 | [9 empty] | 1 |  |  | EIA-860, EIA-860M and EIA-923 | 202406 | -115.5325 | 32.9672
-12973518.5475 | 4014121.7215 | 41648 | 58528 | Garnet Solar Generation Station I LLC | 58503 | Garnet Solar Generation Station I LLC | IPP Non-CHP | 5400 N Indian Canyon Drive | Palm Springs | Riverside | California | 92262 | solar | Solar = 4 MW | Solar Photovoltaic | 4 | 4 | [9 empty] | 4 |  |  | EIA-860, EIA-860M and EIA-923 | 202406 | -116.5431 | 33.8906
-8844024.298 | 4130824.4657 | 41649 | 58529 | Progress Manis I | 66042 | USF Surry, LLC | IPP Non-CHP | 1520 Stewartsville Road | Laurinburg | Scotland | North Carolina | 28352 | solar | Solar = 2 MW | Solar Photovoltaic | 2 | 2 | [9 empty] | 2 |  |  | EIA-860, EIA-860M and EIA-923 | 202406 | -79.4472 | 34.7564
-8852775.2345 | 4123826.0935 | 41650 | 58531 | North Carolina Solar Bethea I | 66042 | USF Surry, LLC | IPP Non-CHP | McColl Road & Tartan Road | Laurinburg | Scotland | North Carolina | 28352 | solar | Solar = 2 MW | Solar Photovoltaic | 2 | 2 | [9 empty] | 2 |  |  | EIA-860, EIA-860M and EIA-923 | 202406 | -79.5258 | 34.7047
-13171755.0722 | 4698302.453 | 41651 | 58533 | Don A Campbell 1 Geothermal | 60230 | ORNI 47, LLC | IPP Non-CHP | 1132 Gabbs Valley Road | Gabbs | Mineral | Nevada | 89420 | geothermal | Geothermal = 14.8MW | Geothermal | 22.5 | 14.8 |  |  |  | 14.8 | [8 empty] | EIA-860, EIA-860M and EIA-923 | 202406 | -118.3239 | 38.8367
-7950376.1388 | 5256789.2981 | 41652 | 58534 | Westford Solar Park | 61944 | MN8 Energy LLC | IPP Non-CHP | 540 Groton Road | Westford | Middlesex | Massachusetts | 1886 | solar | Solar = 4 MW | Solar Photovoltaic | 4 | 4 | [9 empty] | 4 |  |  | EIA-860, EIA-860M and EIA-923 | 202406 | -71.4194 | 42.6364
-8403291.9549 | 4883476.6453 | 41653 | 58535 | Pickering Solar | 56645 | Aqua America Inc | IPP Non-CHP | 1050 Valley Forge Rd | Phoenixville | Chester | Pennsylvania | 19460 | solar | Solar = 1.4 MW | Solar Photovoltaic | 1.5 | 1.4 | [9 empty] | 1.4 |  |  | EIA-860, EIA-860M and EIA-923 | 202406 | -75.4881 | 40.1206
-8258545.67 | 4917259.0121 | 41654 | 58536 | Cornerstone Power Holmdel LLC | 58489 | OCI Solar Power | IPP Non-CHP | 970 Holmdel Road | Holmdel | Monmouth | New Jersey | 7733 | solar | Solar = 3 MW | Solar Photovoltaic | 3 | 3 | [9 empty] | 3 |  |  | EIA-860, EIA-860M and EIA-923 | 202406 | -74.1878 | 40.3522
-10958816.3243 | 3410268.805 | 41655 | 58537 | OCI Alamo Solar I Hybrid | 58489 | OCI Solar Power | IPP Non-CHP | 14984 South Blue Wing Road | San Antonio | Bexar | Texas | 78204 | solar | Solar = 40.7 MW | Solar Photovoltaic | 40.7 | 40.7 | [9 empty] | 40.7 |  |  | EIA-860, EIA-860M and EIA-923 | 202406 | -98.4447 | 29.2717
-8792693.6563 | 4340330.1675 | 41656 | 58538 | PCSP3 Airport | 58508 | Carolina Solar Energy LLC | IPP Non-CHP | 157 Hunt Club Rd | Timberlake | Person | North Carolina | 27583 | solar | Solar = 2.5 MW | Solar Photovoltaic | 2.5 | 2.5 | [9 empty] | 2.5 |  |  | EIA-860, EIA-860M and EIA-923 | 202406 | -78.9861 | 36.2881
-12494499.6466 | 4004732.4562 | 41657 | 58539 | Lake Pleasant WTP | 61944 | MN8 Energy LLC | IPP Non-CHP | 37000 N. New River Road | Peoria | Maricopa | Arizona | 85383 | solar | Solar = 6 MW | Solar Photovoltaic | 6.5 | 6 | [9 empty] | 6 |  |  | EIA-860, EIA-860M and EIA-923 | 202406 | -112.24 | 33.8206
-12050118.4733 | 3857388.7998 | 41658 | 58540 | Silver City WWTP PV Project | 58509 | Affordable Solar Silver City, LLC | IPP Non-CHP | 1660 Filaree Road | Silver City | Grant | New Mexico | 88062 | solar | Solar = 1 MW | Solar Photovoltaic | 1 | 1 | [9 empty] | 1 |  |  | EIA-860, EIA-860M and EIA-923 | 202406 | -108.2481 | 32.7139
-8070397.8082 | 5433173.7556 | 41659 | 58541 | SunGen Sharon 1 LLC | 58511 | SunGen Sharon 1 LLC | IPP Non-CHP | 301 Commerce Park Dr | Sharon | Windsor | Vermont | 5065 | solar | Solar = 1.8 MW | Solar Photovoltaic | 1.8 | 1.8 | [9 empty] | 1.8 |  |  | EIA-860, EIA-860M and EIA-923 | 202406 | -72.4976 | 43.7911
-12845679.2442 | 4002715.2326 | 41660 | 58542 | Desert Sunlight 250, LLC | 58290 | NextEra Energy Desert Sunlight 250, LLC | IPP Non-CHP | 44810 Kaiser Road | Desert Center | Riverside | California | 92239 | solar | Solar = 249.7 MW | Solar Photovoltaic | 249.7 | 249.7 | [9 empty] | 249.7 |  |  | EIA-860, EIA-860M and EIA-923 | 202406 | -115.3947 | 33.8055
-12445781.2281 | 3942634.5135 | 41661 | 58543 | Gilbert Solar Facility I, LLC | 58514 | Gilbert Solar Facility I, LLC | IPP Non-CHP | 402 North Neely Street | Gilbert | Maricopa | Arizona | 85223 | solar | Solar = 2.5 MW | Solar Photovoltaic | 2 | 2.5 | [9 empty] | 2.5 |  |  | EIA-860, EIA-860M and EIA-923 | 202406 | -111.8024 | 33.3559
-12797783.3654 | 4354495.2077 | 41662 | 58544 | Mountain View Solar | 58515 | NextEra Energy Mountain View Solar | IPP Non-CHP | 9901 Garnet Valley Blvd | North Las Vegas | Clark | Nevada | 89165 | solar | Solar = 20 MW | Solar Photovoltaic | 20 | 20 | [9 empty] | 20 |  |  | EIA-860, EIA-860M and EIA-923 | 202406 | -114.9644 | 36.3906
-12855391.2019 | 3893018.254 | 41663 | 58545 | Community Solar 1 | 64635 | Community Solar I | IPP Non-CHP | 602 CA-78 | Brawley | Imperial | California | 92227 | solar | Solar = 5.7 MW | Solar Photovoltaic | 5.7 | 5.7 | [9 empty] | 5.7 |  |  | EIA-860, EIA-860M and EIA-923 | 202406 | -115.4819 | 32.9828
-9604645.6656 | 5187354.8735 | 41664 | 58546 | Watervliet | 55858 | EDL Inc | IPP Non-CHP | 3290 Hennesey Road | Watervliet | Berrien | Michigan | 49098 | biomass | Biomass = 4 MW | Landfill Gas | 4 | 4 |  | 4 | [10 empty] | EIA-860, EIA-860M and EIA-923 | 202406 | -86.28 | 42.1758
-12109952.6996 | 4617992.7674 | 41665 | 58547 | SMPA Solar 1 Community Solar | 16622 | San Miguel Power Assn, Inc | Electric Utility | 14700 Hwy 90 | Bedrock | Montrose | Colorado | 81411 | solar | Solar = 1 MW | Solar Photovoltaic | 1 | 1 | [9 empty] | 1 |  |  | EIA-860, EIA-860M and EIA-923 | 202406 | -108.7856 | 38.2725
-11669869.5718 | 4547298.2043 | 41666 | 58548 | Huerfano River Wind | 58520 | Huerfano River Wind, LLC | IPP Non-CHP | 22100 Hwy 25 Frontage Road Eas | Walsenburg | Huerfano | Colorado | 81089 | wind | Wind = 8 MW | Onshore Wind Turbine | 8 | 8 | [10 empty] | 8 |  | EIA-860, EIA-860M and EIA-923 | 202406 | -104.8322 | 37.7722
-17764549.9104 | 2499756.504 | 41667 | 58549 | Port Allen Solar | 63727 | Kaieie Waho Company LLC | IPP Non-CHP | Aka Ula Street | Eleele | Kauai | Hawaii | 96705 | solar | Solar = 6 MW | Solar Photovoltaic | 6 | 6 | [9 empty] | 6 |  |  | EIA-860, EIA-860M and EIA-923 | 202406 | -159.5817 | 21.9019
-8222614.1874 | 5249310.3613 | 41668 | 58550 | Owens Corning at Bethlehem | 58491 | Luminace Solar Holding, LLC | IPP Non-CHP | 1277 Feura Bush Drive | Bethlehem | Albany | New York | 12067 | solar | Solar = 2 MW | Solar Photovoltaic | 2 | 2 | [9 empty] | 2 |  |  | EIA-860, EIA-860M and EIA-923 | 202406 | -73.865 | 42.5869
-8149823.5969 | 5037161.5766 | 41669 | 58551 | Bridgeport Fuel Cell, LLC | 63130 | Bridgeport Fuel Cell, LLC | IPP Non-CHP | 1366 Railroad Avenue Bridgepor | Bridgeport | Fairfield | Connecticut | 6605 | natural gas | Natural Gas = 13.7 MW | Other Natural Gas | 16.6 | 13.7 | [6 empty] | 13.7 | [5 empty] | EIA-860, EIA-860M and EIA-923 | 202406 | -73.2111 | 41.1681
-9571868.3095 | 4817058.4262 | 41670 | 58552 | Indy Solar I, LLC | 60453 | Onward Energy | IPP Non-CHP | 10321 E. Southport Rd | Indianapolis | Marion | Indiana | 46259 | solar | Solar = 10 MW | Solar Photovoltaic | 10 | 10 | [9 empty] | 10 |  |  | EIA-860, EIA-860M and EIA-923 | 202406 | -85.9856 | 39.6628
-9602388.329 | 4816576.3227 | 41671 | 58553 | Indy Solar III, LLC | 60453 | Onward Energy | IPP Non-CHP | 5800 W Southport Rd | Indianapolis | Marion | Indiana | 46259 | solar | Solar = 8.6 MW | Solar Photovoltaic | 8.6 | 8.6 | [9 empty] | 8.6 |  |  | EIA-860, EIA-860M and EIA-923 | 202406 | -86.2597 | 39.6594
-8064633.2397 | 5154241.0439 | 41672 | 58554 | Somers Solar Center, LLC | 60453 | Onward Energy | IPP Non-CHP | 488 South Road | Somers | Tolland | Connecticut | 6071 | solar | Solar = 5 MW | Solar Photovoltaic | 5 | 5 | [9 empty] | 5 |  |  | EIA-860, EIA-860M and EIA-923 | 202406 | -72.4458 | 41.955
-9571868.3095 | 4817058.4262 | 41673 | 58556 | Indy Solar II, LLC | 60453 | Onward Energy | IPP Non-CHP | 10321 E. Southport Rd | Indianapolis | Marion | Indiana | 46259 | solar | Solar = 10 MW | Solar Photovoltaic | 10.1 | 10 | [9 empty] | 10 |  |  | EIA-860, EIA-860M and EIA-923 | 202406 | -85.9856 | 39.6628
-12563981.5992 | 3941186.9882 | 41674 | 58557 | Mesquite Generating Station Block 1 | 16572 | Salt River Project | Electric Utility | 37625 W. Elliot Rd | Arlington | Maricopa | Arizona | 85322 | natural gas | Natural Gas = 620 MW | Natural Gas Fired Combined Cycle | 691.6 | 620 | [6 empty] | 620 | [5 empty] | EIA-860, EIA-860M and EIA-923 | 202406 | -112.8642 | 33.345
-8632053.5085 | 4136396.1408 | 41675 | 58558 | Onslow Power Producers | 61038 | Cube District Energy, LLC | IPP Non-CHP | 465 Meadow View Rd | Jacksonville | Onslow | North Carolina | 28540 | biomass | Biomass = 1.9 MW | Landfill Gas | 2 | 1.9 |  | 1.9 | [10 empty] | EIA-860, EIA-860M and EIA-923 | 202406 | -77.5431 | 34.7975
-9745402.9279 | 4375258.2476 | 41676 | 58559 | Bi-County Gas Producers | 61038 | Cube District Energy, LLC | IPP Non-CHP | 3214 Dover Road | Woodlawn | Montgomery | Tennessee | 37191 | biomass | Biomass = 2.8 MW | Landfill Gas | 3 | 2.8 |  | 2.8 | [10 empty] | EIA-860, EIA-860M and EIA-923 | 202406 | -87.5444 | 36.5406
-8780139.2667 | 4397565.5966 | 41677 | 58560 | Halifax County Biomass | 58524 | South Boston Energy LLC | IPP Non-CHP | 1225 Plywood Trail | South Boston | Halifax | Virginia | 24592 | biomass | Biomass = 45.4 MW | Wood/Wood Waste Biomass | 49.9 | 45.4 |  | 45.4 | [10 empty] | EIA-860, EIA-860M and EIA-923 | 202406 | -78.8733 | 36.7014
-7902787.0565 | 5286595.691 | 41678 | 58561 | Merrimac Solar | 56769 | Consolidated Edison Development Inc. | IPP Non-CHP | 81 East Main St | Merrimac | Essex | Massachusetts | 1860 | solar | Solar = 1.5 MW | Solar Photovoltaic | 1.5 | 1.5 | [9 empty] | 1.5 |  |  | EIA-860, EIA-860M and EIA-923 | 202406 | -70.9919 | 42.8331
-11823459.5222 | 3740215.4574 | 41679 | 58562 | Montana Power Station | 5701 | El Paso Electric Co | Electric Utility | 13511 B Montana Ave | El Paso | El Paso | Texas | 79938 | natural gas | Natural Gas = 352 MW | Natural Gas Fired Combustion Turbine | 527.2 | 352 | [6 empty] | 352 | [5 empty] | EIA-860, EIA-860M and EIA-923 | 202406 | -106.2119 | 31.8239
-10453611.4057 | 5533094.7559 | 41680 | 58563 | Hometown Bio Energy LLC | 58526 | Hometown Bio Energy LLC | IPP CHP | 31889 356th Street | Le Sueur | Le Sueur | Minnesota | 56058 | biomass | Biomass = 7.6 MW | Other Waste Biomass | 8 | 7.6 |  | 7.6 | [10 empty] | EIA-860, EIA-860M and EIA-923 | 202406 | -93.9064 | 44.4356
-8350971.7942 | 4936307.6006 | 41681 | 58564 | Frenchtown III Solar | 56769 | Consolidated Edison Development Inc. | IPP Non-CHP | 60 Barbertown Point Breeze Rd | Frenchtown | Hunterdon | New Jersey | 8825 | solar | Solar = 7.9 MW | Solar Photovoltaic | 7.9 | 7.9 | [9 empty] | 7.9 |  |  | EIA-860, EIA-860M and EIA-923 | 202406 | -75.0181 | 40.4825
-8585546.6742 | 4858719.4425 | 41682 | 58565 | Gettysburg Energy & Nutrient Rec Facility | 58527 | Gettysburg Energy and Nutrient Rec Facility LLC | IPP CHP | 3917 Oxford Road | York Springs | Adams | Pennsylvania | 17372 | biomass | Biomass = 2.5 MW | Other Waste Biomass | 3.3 | 2.5 |  | 2.5 | [10 empty] | EIA-860, EIA-860M and EIA-923 | 202406 | -77.1253 | 39.9503
-8074930.2926 | 5182766.2869 | 41683 | 58568 | Cottage Street Solar Facility | 56999 | Western Massachusetts Electric Company | Electric Utility | Cottage Street Solar Facility | Springfield | Hampden | Massachusetts | 1104 | solar | Solar = 3.2 MW | Solar Photovoltaic | 3.2 | 3.2 | [9 empty] | 3.2 |  |  | EIA-860, EIA-860M and EIA-923 | 202406 | -72.5383 | 42.1453
-8373730.3962 | 4842114.5781 | 41684 | 58569 | Paradise Solar Energy Center | 60842 | Paradise Solar Urban Renewal, LLC | IPP Non-CHP | 1 Paradise Road | West Deptford | Gloucester | New Jersey | 8086 | solar | Solar = 5 MW | Solar Photovoltaic | 5 | 5 | [9 empty] | 5 |  |  | EIA-860, EIA-860M and EIA-923 | 202406 | -75.2225 | 39.8358
-12532471.9495 | 4658879.4712 | 41685 | 58570 | Enel Cove Fort | 56381 | Enel Cove Fort LLC | IPP Non-CHP | 1185 East Sulphurdale Road | Cove Fort | Beaver | Utah | 84713 | geothermal | Geothermal = 25MW | Geothermal | 25 | 25 |  |  |  | 25 | [8 empty] | EIA-860, EIA-860M and EIA-923 | 202406 | -112.5811 | 38.5603
-13138699.306 | 5848091.282 | 41686 | 58571 | Tucannon River Wind Farm | 15248 | Portland General Electric Co | Electric Utility | 100 Blue Norther Lane | Dayton | Columbia | Washington | 99328 | wind | Wind = 266.8 MW | Onshore Wind Turbine | 266.8 | 266.8 | [10 empty] | 266.8 |  | EIA-860, EIA-860M and EIA-923 | 202406 | -118.0269 | 46.4211
-9245640.3078 | 3636248.8293 | 41687 | 58572 | Lakeland Solar Energy LLC | 49893 | Invenergy Services LLC | IPP Non-CHP | 145 Burnt Church Road | Lakeland | Lanier | Georgia | 31635 | solar | Solar = 1.8 MW | Solar Photovoltaic | 1.8 | 1.8 | [9 empty] | 1.8 |  |  | EIA-860, EIA-860M and EIA-923 | 202406 | -83.055 | 31.0269
-11904846.5378 | 4814929.7688 | 41688 | 58574 | Eagle Valley Clean Energy LLC Biomass | 58535 | Eagle Valley Clean Energy LLC | IPP Non-CHP | 10775 US Highway 6 | Gypsum | Eagle | Colorado | 81637 | biomass | Biomass = 12.6 MW | Wood/Wood Waste Biomass | 12.6 | 12.6 |  | 12.6 | [10 empty] | EIA-860, EIA-860M and EIA-923 | 202406 | -106.9431 | 39.6481
-8644978.9259 | 4200406.5819 | 41689 | 58575 | Smithfield Packaged Meats Corp. | 58536 | Smithfield Packaged Meats Corp | Industrial CHP | 1780 Smithfield Way | Kinston | Lenoir | North Carolina | 28504 | petroleum | Petroleum = 9.2 MW | Petroleum Liquids | 9.2 | 9.2 | [8 empty] | 9.2 |  |  |  | EIA-860, EIA-860M and EIA-923 | 202406 | -77.6592 | 35.2683
-11621754.8388 | 3935191.9821 | 41690 | 58576 | GSE NM1 | 60281 | Altus Power America Management, LLC | IPP Non-CHP | 7339 Cherokee Rd | Dexter | Chaves | New Mexico | 88230 | solar | Solar = 1.7 MW | Solar Photovoltaic | 2.3 | 1.7 | [9 empty] | 1.7 |  |  | EIA-860, EIA-860M and EIA-923 | 202406 | -104.4 | 33.3
-9707121.4908 | 4625754.9965 | 41691 | 58577 | Veolia ES Blackfoot Landfill Facility | 17633 | Southern Indiana Gas & Elec Co | Electric Utility | 3726 E. State Road 64 | Winslow | Pike | Indiana | 47598 | biomass | Biomass = 2.2 MW | Landfill Gas | 3.2 | 2.2 |  | 2.2 | [10 empty] | EIA-860, EIA-860M and EIA-923 | 202406 | -87.2006 | 38.3272
-13417196.0703 | 4563863.2946 | 41692 | 58578 | Sonora 1 | 60025 | Greenbacker Renewable Energy Corporation | IPP Non-CHP | 5400 O'Byrnes Ferry Rd | Jamestown | Tuolumne | California | 95327 | solar | Solar = 1.5 MW | Solar Photovoltaic | 1.5 | 1.5 | [9 empty] | 1.5 |  |  | EIA-860, EIA-860M and EIA-923 | 202406 | -120.5287 | 37.8898
-9272666.2312 | 5428033.9677 | 41693 | 58580 | Pheasant Run Wind LLC | 58539 | Pheasant Run Wind LLC | IPP Non-CHP | 2254 S Caseville Rd | Pigeon | Huron | Michigan | 48757 | wind | Wind = 74.8 MW | Onshore Wind Turbine | 74.8 | 74.8 | [10 empty] | 74.8 |  | EIA-860, EIA-860M and EIA-923 | 202406 | -83.2978 | 43.7578
-13083503.4289 | 4034696.7701 | 41694 | 58581 | Oltmans SCE at Champagne | 58540 | California PV Energy LLC | IPP Non-CHP | 1670 Champagne Ave | Ontario | San Bernardino | California | 91761 | solar | Solar = 1 MW | Solar Photovoltaic | 1 | 1 | [9 empty] | 1 |  |  | EIA-860, EIA-860M and EIA-923 | 202406 | -117.5311 | 34.0439
-13090739.1958 | 4035517.7821 | 41695 | 58582 | Oltmans SCE at Jurupa | 58540 | California PV Energy LLC | IPP Non-CHP | 2825 E. Jurupa St | Ontario | San Bernardino | California | 91761 | solar | Solar = 1.5 MW | Solar Photovoltaic | 1.5 | 1.5 | [9 empty] | 1.5 |  |  | EIA-860, EIA-860M and EIA-923 | 202406 | -117.5961 | 34.05
-7941408.7972 | 5127044.7218 | 41696 | 58583 | Forbes Street Solar | 60281 | Altus Power America Management, LLC | IPP Non-CHP | 311 Forbes Street | East Providence | Providence | Rhode Island | 2915 | solar | Solar = 3 MW | Solar Photovoltaic | 3 | 3 | [9 empty] | 3 |  |  | EIA-860, EIA-860M and EIA-923 | 202406 | -71.3389 | 41.7731
-8310803.9371 | 4915676.7248 | 41697 | 58584 | Princeton University Cogeneration | 58542 | Trustees of Princeton University | Commercial CHP | Elm Drive | Princeton | Mercer | New Jersey | 8543 | solar | Natural Gas = 15.5 MW, Solar = 16.6 MW | Natural Gas Fired Combustion Turbine; Solar Photovoltaic; | 32.1 | 32.1 | [6 empty] | 15.5 |  |  | 16.6 |  |  | EIA-860, EIA-860M and EIA-923 | 202406 | -74.6572 | 40.3414
-13560414.7178 | 4825939.5683 | 41698 | 58585 | Sierra Nevada Brewing Co Hybrid | 58544 | Sierra Nevada Brewing Co | Industrial CHP | 1075 East 20th St | Chico | Butte | California | 95928 | natural gas | Battery = 0.5 MW, Natural Gas = 1.7 MW, Solar = 1.4 MW | Batteries; Natural Gas Fired Combustion Turbine; Solar Photovoltaic | 4.2 | 3.6 | 0.5 | [5 empty] | 1.7 |  |  | 1.4 |  |  | EIA-860, EIA-860M and EIA-923 | 202406 | -121.8153 | 39.7242
-7898767.1984 | 5168638.7014 | 41699 | 58586 | Town of East Bridgewater CSG | 57313 | Tesla Inc. | IPP Non-CHP | 230 Highland St | East Bridgewater | Plymouth | Massachusetts | 2333 | solar | Solar = 2 MW | Solar Photovoltaic | 2 | 2 | [9 empty] | 2 |  |  | EIA-860, EIA-860M and EIA-923 | 202406 | -70.9558 | 42.0511
-9302629.6532 | 5392525.1536 | 41700 | 58587 | Tuscola Wind II LLC | 58545 | Tuscola Wind II LLC | IPP Non-CHP | 4941 N. Gera Rd | Reese | Tuscola | Michigan | 48757 | wind | Wind = 100.3 MW | Onshore Wind Turbine | 100.3 | 100.3 | [10 empty] | 100.3 |  | EIA-860, EIA-860M and EIA-923 | 202406 | -83.5669 | 43.5269
-11873089.5361 | 4206543.7946 | 41701 | 58588 | Sue Cleveland High School | 63249 | Terraform Arcadia | IPP Non-CHP | 4800 Laban Road | Rio Rancho | Sandoval | New Mexico | 87144 | solar | Solar = 1 MW | Solar Photovoltaic | 1 | 1 | [9 empty] | 1 |  |  | EIA-860, EIA-860M and EIA-923 | 202406 | -106.6578 | 35.3133
-11874202.731 | 4199876.3504 | 41702 | 58589 | Rio Rancho High School | 63249 | Terraform Arcadia | IPP Non-CHP | 301 Loma Colorado Blvd | Rio Rancho | Sandoval | New Mexico | 87124 | solar | Solar = 1 MW | Solar Photovoltaic | 1 | 1 | [9 empty] | 1 |  |  | EIA-860, EIA-860M and EIA-923 | 202406 | -106.6678 | 35.2644
-12939159.1187 | 4049932.6872 | 41703 | 58590 | Cascade Solar | 58546 | Cascade Solar LLC | IPP Non-CHP | 65080 E Broadway St | Joshua Tree | San Bernardino | California | 92252 | solar | Solar = 18.5 MW | Solar Photovoltaic | 18.5 | 18.5 | [9 empty] | 18.5 |  |  | EIA-860, EIA-860M and EIA-923 | 202406 | -116.2344 | 34.1572
-13781816.8285 | 5687004.9048 | 41704 | 58591 | POTB Digester | 63812 | Tillamook BioGas, LLC Digester | IPP CHP | 6080 Hangar A Rd | Tillamook | Tillamook | Oregon | 97141 | biomass | Biomass = 1 MW | Other Waste Biomass | 1 | 1 |  | 1 | [10 empty] | EIA-860, EIA-860M and EIA-923 | 202406 | -123.8042 | 45.4144
-12854061.6019 | 3905927.4459 | 41705 | 58592 | Solar Gen 2 Solar Facility | 17650 | Southern Power Co | IPP Non-CHP | 110 West Main Street | Calipatria | Imperial | California | 92243 | solar | Solar = 150 MW | Solar Photovoltaic | 163.2 | 150 | [9 empty] | 150 |  |  | EIA-860, EIA-860M and EIA-923 | 202406 | -115.47 | 33.08
-13525472.7542 | 4660817.3287 | 41706 | 58593 | DGS Central Utility Plant | 58548 | State of CA DGS BPM | Commercial CHP | 625 Q St | Sacramento | Sacramento | California | 95811 | natural gas | Natural Gas = 2.9 MW, Petroleum = 1 MW | Natural Gas Steam Turbine; Petroleum Liquids; | 3.9 | 3.9 | [6 empty] | 2.9 |  | 1 |  |  |  | EIA-860, EIA-860M and EIA-923 | 202406 | -121.5014 | 38.5739
-10792671.9843 | 4873049.2411 | 41707 | 58594 | Steele Flats Wind Project LLC | 58551 | Steele Flats Wind Project LLC | IPP Non-CHP | 70548 580th Ave | Diller | Jefferson | Nebraska | 68342 | wind | Wind = 74.8 MW | Onshore Wind Turbine | 74.8 | 74.8 | [10 empty] | 74.8 |  | EIA-860, EIA-860M and EIA-923 | 202406 | -96.9522 | 40.0489
-11277870.3414 | 4196317.0005 | 41708 | 58596 | Grandview Wind Farm, LLC | 56215 | RWE Renewables Americas, LLC | IPP Non-CHP | 408 County Road R | Panhandle | Carson | Texas | 79068 | wind | Wind = 211.2 MW | Onshore Wind Turbine | 211.2 | 211.2 | [10 empty] | 211.2 |  | EIA-860, EIA-860M and EIA-923 | 202406 | -101.3108 | 35.2383
-12450157.4199 | 4977455.0479 | 41709 | 58597 | HTW Plant 303 COGEN | 58555 | The University of Utah | Commercial CHP | 1705 E. South Campus Drive | Salt Lake City | Salt Lake | Utah | 84112 | natural gas | Natural Gas = 5.6 MW | Natural Gas Fired Combustion Turbine | 7.4 | 5.6 | [6 empty] | 5.6 | [5 empty] | EIA-860, EIA-860M and EIA-923 | 202406 | -111.8417 | 40.7631
-12650996.2603 | 4528576.8703 | 41710 | 58598 | Beryl Solar Plant | 59155 | Evergreen Wind, LLC | IPP Non-CHP | 400 East 3600 Street | Beryl | Iron | Utah | 84714 | solar | Solar = 3 MW | Solar Photovoltaic | 3 | 3 | [9 empty] | 3 |  |  | EIA-860, EIA-860M and EIA-923 | 202406 | -113.6458 | 37.6392
-12589121.2138 | 4552306.7662 | 41711 | 58599 | Cedar Valley Solar Plant | 59155 | Evergreen Wind, LLC | IPP Non-CHP | 7100 North 2300 West | Cedar City | Iron | Utah | 84721 | solar | Solar = 3 MW | Solar Photovoltaic | 3 | 3 | [9 empty] | 3 |  |  | EIA-860, EIA-860M and EIA-923 | 202406 | -113.09 | 37.8078
-12549231.7667 | 4582722.5078 | 41712 | 58600 | Buckhorn Solar Plant | 59155 | Evergreen Wind, LLC | IPP Non-CHP | 1800 East North Hills Bench Ro | Paragonah | Iron | Utah | 84760 | solar | Solar = 3 MW | Solar Photovoltaic | 3 | 3 | [9 empty] | 3 |  |  | EIA-860, EIA-860M and EIA-923 | 202406 | -112.7317 | 38.0233
-12580030.085 | 4620671.4806 | 41713 | 58601 | Milford Flat Solar Plant | 59155 | Evergreen Wind, LLC | IPP Non-CHP | 6315 South HWY 129 | Milford | Beaver | Utah | 84751 | solar | Solar = 3 MW | Solar Photovoltaic | 3 | 3 | [9 empty] | 3 |  |  | EIA-860, EIA-860M and EIA-923 | 202406 | -113.0083 | 38.2914
-12583060.5355 | 4620671.4806 | 41714 | 58602 | Laho Solar Plant | 61944 | MN8 Energy LLC | IPP Non-CHP | 1055 West 6100 South | Milford | Beaver | Utah | 84751 | solar | Solar = 3 MW | Solar Photovoltaic | 3 | 3 | [9 empty] | 3 |  |  | EIA-860, EIA-860M and EIA-923 | 202406 | -113.0356 | 38.2914
-12549695.5237 | 4615669.1522 | 41715 | 58603 | Greenville Solar Plant | 59155 | Evergreen Wind, LLC | IPP Non-CHP | 1050 West Main Street | Milford | Beaver | Utah | 84731 | solar | Solar = 2.2 MW | Solar Photovoltaic | 2.2 | 2.2 | [9 empty] | 2.2 |  |  | EIA-860, EIA-860M and EIA-923 | 202406 | -112.7358 | 38.2561
-12577865.5888 | 4636482.1349 | 41716 | 58604 | Granite Peak Solar Plant | 59155 | Evergreen Wind, LLC | IPP Non-CHP | 900 East 300 North | Milford | Beaver | Utah | 84751 | solar | Solar = 3 MW | Solar Photovoltaic | 3 | 3 | [9 empty] | 3 |  |  | EIA-860, EIA-860M and EIA-923 | 202406 | -112.9889 | 38.4028
-8700082.0738 | 4206619.6446 | 41717 | 58605 | Blueberry One | 61060 | Cypress Creek Renewables | IPP Non-CHP | North of 3244 Old Grantham Roa | Grantham | Wayne | North Carolina | 27530 | solar | Solar = 5 MW | Solar Photovoltaic | 5 | 5 | [9 empty] | 5 |  |  | EIA-860, EIA-860M and EIA-923 | 202406 | -78.1542 | 35.3139
-13624856.3465 | 4550271.6944 | 41718 | 58607 | One Market Plaza | 58564 | Paramount Group Inc | Commercial CHP | One Market Plaza | San Francisco | San Francisco | California | 94109 | natural gas | Natural Gas = 1.5 MW | Natural Gas Internal Combustion Engine | 1.5 | 1.5 | [6 empty] | 1.5 | [5 empty] | EIA-860, EIA-860M and EIA-923 | 202406 | -122.3942 | 37.7933
-7834789.438 | 5557725.6895 | 41719 | 58608 | Saddleback Ridge Wind Farm | 58565 | CPV Saddleback Ridge Wind, LLC | IPP Non-CHP | 9 Highland Drive | Carthage | Franklin | Maine | 4224 | wind | Wind = 34.2 MW | Onshore Wind Turbine | 34.2 | 34.2 | [10 empty] | 34.2 |  | EIA-860, EIA-860M and EIA-923 | 202406 | -70.3811 | 44.5933
-13075247.1962 | 4103307.9037 | 41720 | 58609 | Industry Solar Power Generation Station 1 LLC | 61012 | AES Distributed Energy | IPP Non-CHP | 9609 Industry Way | Adelanto | San Bernardino | California | 92301 | solar | Solar = 1.5 MW | Solar Photovoltaic | 1.5 | 1.5 | [9 empty] | 1.5 |  |  | EIA-860, EIA-860M and EIA-923 | 202406 | -117.4569 | 34.5531
-13045654.802 | 4103045.017 | 41721 | 58610 | Navajo Solar Power Generation Station 1 LLC | 61012 | AES Distributed Energy | IPP Non-CHP | 16451 Navajo Road | Apple Valley | San Bernardino | California | 92307 | solar | Solar = 1.5 MW | Solar Photovoltaic | 1.5 | 1.5 | [9 empty] | 1.5 |  |  | EIA-860, EIA-860M and EIA-923 | 202406 | -117.1911 | 34.5511
-13040521.749 | 4095726.2564 | 41722 | 58611 | Powhatan Solar Power Generation Station 1 LLC | 61012 | AES Distributed Energy | IPP Non-CHP | 23755 Powhatan Road | Apple Valley | San Bernardino | California | 92307 | solar | Solar = 1.5 MW | Solar Photovoltaic | 1.5 | 1.5 | [9 empty] | 1.5 |  |  | EIA-860, EIA-860M and EIA-923 | 202406 | -117.145 | 34.4969
-13045747.5312 | 4102219.0925 | 41723 | 58612 | Otoe Solar Power Generation Station 1 LLC | 61012 | AES Distributed Energy | IPP Non-CHP | 16115 Navajo Road | Apple Valley | San Bernardino | California | 92307 | solar | Solar = 1.5 MW | Solar Photovoltaic | 1.5 | 1.5 | [9 empty] | 1.5 |  |  | EIA-860, EIA-860M and EIA-923 | 202406 | -117.1919 | 34.545
-10869243.6527 | 3196185.268 | 41724 | 58614 | Patriot Wind Farm | 15399 | Avangrid Renewables LLC | IPP Non-CHP | 1338 CR 67 | Bishop | Nueces | Texas | 78343 | wind | Wind = 226.1 MW | Onshore Wind Turbine | 226.1 | 226.1 | [10 empty] | 226.1 |  | EIA-860, EIA-860M and EIA-923 | 202406 | -97.6401 | 27.5805
-9599481.6658 | 4835472.4141 | 41725 | 58615 | Indianapolis Motor Speedway Solar PV | 58567 | Blue Renewable Energy IMS, LLC | IPP Non-CHP | 3702 W 21st Street | Indianapolis | Marion | Indiana | 46222 | solar | Solar = 9 MW | Solar Photovoltaic | 9 | 9 | [9 empty] | 9 |  |  | EIA-860, EIA-860M and EIA-923 | 202406 | -86.2336 | 39.79
-13366780.5861 | 4319634.3303 | 41726 | 58616 | Westlands Solar PV Farm | 58568 | Westlands Solar Farms, LLC | IPP Non-CHP | 18393 W Jayne Ave | Huron | Fresno | California | 93234 | solar | Solar = 18 MW | Solar Photovoltaic | 18 | 18 | [9 empty] | 18 |  |  | EIA-860, EIA-860M and EIA-923 | 202406 | -120.0758 | 36.1381
-10293620.5845 | 5475463.5309 | 41727 | 58617 | Water Reclamation Plant | 58569 | City of Rochester | Commercial CHP | 301 37th St NW | Rochester | Olmsted | Minnesota | 55901 | biomass | Biomass = 0.6 MW | Other Waste Biomass | 2 | 0.6 |  | 0.6 | [10 empty] | EIA-860, EIA-860M and EIA-923 | 202406 | -92.4692 | 44.0647
-9170499.6515 | 3455188.6465 | 41728 | 58618 | Butler Plaza | 65305 | Clean Focus Yield, LLC | IPP Non-CHP | SW Archer Road | Gainesville | Alachua | Florida | 32609 | solar | Solar = 1.2 MW | Solar Photovoltaic | 1.2 | 1.2 | [9 empty] | 1.2 |  |  | EIA-860, EIA-860M and EIA-923 | 202406 | -82.38 | 29.6231
-13625814.9186 | 4550584.854 | 41729 | 58619 | Transamerica Pyramid | 58573 | Transamerica Pyramid Properties LLC | Commercial CHP | 600 Montgomery Street | San Francisco | San Francisco | California | 94111 | natural gas | Natural Gas = 1 MW | Natural Gas Internal Combustion Engine | 1 | 1 | [6 empty] | 1 | [5 empty] | EIA-860, EIA-860M and EIA-923 | 202406 | -122.4028 | 37.7956
-7826100.3951 | 5545445.208 | 41730 | 58620 | Canton Mountain Wind | 58574 | CPV Canton Mountain Wind LLC | IPP Non-CHP | Ludden Lane | Canton | Oxford | Maine | 4221 | wind | Wind = 22.8 MW | Onshore Wind Turbine | 22.8 | 22.8 | [10 empty] | 22.8 |  | EIA-860, EIA-860M and EIA-923 | 202406 | -70.3031 | 44.5147
-12862565.1865 | 3869228.7085 | 41731 | 58621 | Sol Orchard El Centro PV | 58575 | Sol Orchard Imperial 1, LLC | IPP Non-CHP | 485 E. Villa Avenue | El Centro | Imperial | California | 92243 | solar | Solar = 20 MW | Solar Photovoltaic | 20 | 20 | [9 empty] | 20 |  |  | EIA-860, EIA-860M and EIA-923 | 202406 | -115.5464 | 32.8033
-11711799.9504 | 4913161.7715 | 41732 | 58622 | Carter Hydro | 58577 | Northern Colorado Water Conservancy District | Commercial Non-CHP | 7150 West Co. Rd. 8E | Berthoud | Larimer | Colorado | 80513 | hydroelectric | Hydroelectric = 2.6 MW | Conventional Hydroelectric | 2.6 | 2.6 |  |  |  |  | 2.6 | [7 empty] | EIA-860, EIA-860M and EIA-923 | 202406 | -105.2089 | 40.3242
-8832181.1287 | 4133233.5347 | 41733 | 58623 | Holstein Plant | 64778 | Strata Manager, LLC | IPP Non-CHP | 24041 Skyway Church Road | Maxton | Scotland | North Carolina | 28364 | solar | Solar = 20 MW | Solar Photovoltaic | 20 | 20 | [9 empty] | 20 |  |  | EIA-860, EIA-860M and EIA-923 | 202406 | -79.3408 | 34.7742
-8171438.1685 | 5178138.046 | 41734 | 58624 | Berkshire 1 | 58578 | PPS Berkshire Solar LLC | IPP Non-CHP | 245 N Undermountain Rd | Sheffield | Berkshire | Massachusetts | 1257 | solar | Solar = 1.8 MW | Solar Photovoltaic | 1.8 | 1.8 | [9 empty] | 1.8 |  |  | EIA-860, EIA-860M and EIA-923 | 202406 | -73.4053 | 42.1144
-13568392.5404 | 4539829.1385 | 41735 | 58625 | Santa Rita Jail Hybrid | 58549 | County of Alameda GSA | IPP CHP | 5325 Broder Blvd | Dublin | Alameda | California | 94568 | solar | Natural Gas = 1.4 MW, Solar = 1.5 MW | Other Natural Gas; Solar Photovoltaic; | 2.9 | 2.9 | [6 empty] | 1.4 |  |  | 1.5 |  |  | EIA-860, EIA-860M and EIA-923 | 202406 | -121.8869 | 37.7192
-13171847.8013 | 4120704.6699 | 41736 | 58626 | Western Antelope Blue Sky Ranch A | 61012 | AES Distributed Energy | IPP Non-CHP | 110th street and W Ave J | Lancaster | Los Angeles | California | 93536 | solar | Solar = 19 MW | Solar Photovoltaic | 20 | 19 | [9 empty] | 19 |  |  | EIA-860, EIA-860M and EIA-923 | 202406 | -118.3247 | 34.6817
-13171353.0975 | 4121682.3652 | 41737 | 58627 | Western Antelope Dry Ranch | 61012 | AES Distributed Energy | IPP Non-CHP | 10470 W Ave J | Lancaster | Los Angeles | California | 93536 | solar | Solar = 10 MW | Solar Photovoltaic | 10 | 10 | [9 empty] | 10 |  |  | EIA-860, EIA-860M and EIA-923 | 202406 | -118.3203 | 34.6889
-9314751.1213 | 3985654.3004 | 41738 | 58628 | Simon Solar Farm LLC | 58580 | Simon Solar Farm, LLC | IPP Non-CHP | 916 Social Circle Fairplay Roa | Social Circle | Walton | Georgia | 30025 | solar | Solar = 30 MW | Solar Photovoltaic | 30 | 30 | [9 empty] | 30 |  |  | EIA-860, EIA-860M and EIA-923 | 202406 | -83.6758 | 33.6781
-12115827.8083 | 3782322.6665 | 41739 | 58629 | Lightning Dock Geothermal HI-01, LLC | 58581 | Lightning Dock Geothermal HI-01, LLC | IPP Non-CHP | 18 Greenhouse Drive | Animas | Hidalgo | New Mexico | 88020 | geothermal | Geothermal = 8.6MW | Geothermal | 19.2 | 8.6 |  |  |  | 8.6 | [8 empty] | EIA-860, EIA-860M and EIA-923 | 202406 | -108.8383 | 32.1447
-9338963.1105 | 4931470.826 | 41740 | 58630 | RP Wind | 57365 | Consolidated Edison Solutions Inc. | IPP Non-CHP | 6964 State Route 235 | Russells Point | Logan | Ohio | 43348 | wind | Wind = 3.4 MW | Onshore Wind Turbine | 3.4 | 3.4 | [10 empty] | 3.4 |  | EIA-860, EIA-860M and EIA-923 | 202406 | -83.8933 | 40.4494
-8462105.7154 | 4726208.6142 | 41741 | 58631 | Queen Anne's County | 57313 | Tesla Inc. | IPP Non-CHP | 312 Safety Drive | Centreville | Queen Annes | Maryland | 21617 | solar | Solar = 2 MW | Solar Photovoltaic | 2 | 2 | [9 empty] | 2 |  |  | EIA-860, EIA-860M and EIA-923 | 202406 | -76.0164 | 39.0317
-12341249.7772 | 3787290.5008 | 41742 | 58632 | Actus Lend Lease DMAFB | 57313 | Tesla Inc. | IPP Non-CHP | 3435 S Mustang | Tucson | Pima | Arizona | 85707 | solar | Solar = 3 MW | Solar Photovoltaic | 3 | 3 | [9 empty] | 3 |  |  | EIA-860, EIA-860M and EIA-923 | 202406 | -110.8633 | 32.1825
-13557353.4318 | 4400304.2236 | 41743 | 58633 | Monterey Regional Water Pollution Control Agency | 57313 | Tesla Inc. | IPP Non-CHP | Charlie Benson Lane | Marina | Monterey | California | 93933 | solar | Solar = 1 MW | Solar Photovoltaic | 1 | 1 | [9 empty] | 1 |  |  | EIA-860, EIA-860M and EIA-923 | 202406 | -121.7878 | 36.7211
-13142255.4071 | 4122622.5061 | 41744 | 58634 | Lancaster Baptist Church | 57313 | Tesla Inc. | IPP Non-CHP | 4020 E Lancaster Blvd | Lancaster | Los Angeles | California | 93535 | solar | Solar = 1 MW | Solar Photovoltaic | 1 | 1 | [9 empty] | 1 |  |  | EIA-860, EIA-860M and EIA-923 | 202406 | -118.0589 | 34.6958
-9749670.2492 | 5129657.1979 | 41745 | 58635 | Museum of Science and Industry | 58583 | Museum of Science and Industry | Commercial CHP | 5700 South Lake Shore Drive | Chicago | Cook | Illinois | 60637 | natural gas | Natural Gas = 1.7 MW | Natural Gas Internal Combustion Engine | 1.7 | 1.7 | [6 empty] | 1.7 | [5 empty] | EIA-860, EIA-860M and EIA-923 | 202406 | -87.5828 | 41.7906
-13516055.3479 | 4658099.9327 | 41746 | 58636 | Sacramento Fairbain Water Treatment Plant | 57313 | Tesla Inc. | IPP Non-CHP | 7501 College Town Dr | Sacramento | Sacramento | California | 95826 | solar | Solar = 1 MW | Solar Photovoltaic | 1 | 1 | [9 empty] | 1 |  |  | EIA-860, EIA-860M and EIA-923 | 202406 | -121.4168 | 38.5548
-8995913.6206 | 4199611.3124 | 41747 | 58638 | Orbit Energy Charlotte | 64553 | Anaergia | IPP Non-CHP | 600 Johnson Rd | Charlotte | Mecklenburg | North Carolina | 28206 | biomass | Biomass = 5.2 MW | Other Waste Biomass | 5.2 | 5.2 |  | 5.2 | [10 empty] | EIA-860, EIA-860M and EIA-923 | 202406 | -80.8117 | 35.2625
-17733535.0757 | 2527340.7872 | 41748 | 58639 | KRS I Anahola Solar Hybrid | 10071 | Kauai Island Utility Cooperative | Electric Utility | Kuhio Hwy | Anahola | Kauai | Hawaii | 96703 | solar | Solar = 12 MW | Solar Photovoltaic | 12 | 12 | [9 empty] | 12 |  |  | EIA-860, EIA-860M and EIA-923 | 202406 | -159.3031 | 22.1317
-17749892.807 | 2499623.2076 | 41749 | 58640 | KRS II Koloa Solar | 10071 | Kauai Island Utility Cooperative | Electric Utility | Mahaulepu Rd | Koloa | Kauai | Hawaii | 96756 | solar | Solar = 12 MW | Solar Photovoltaic | 12 | 12 | [9 empty] | 12 |  |  | EIA-860, EIA-860M and EIA-923 | 202406 | -159.45 | 21.9008
-13293773.5905 | 4328176.0753 | 41750 | 58642 | Tulare 1 and 2 | 61230 | Arevon Energy, Inc. | IPP Non-CHP | 6900 West Avenue | Tulare | Tulare | California | 93274 | solar | Solar = 3 MW | Solar Photovoltaic | 3 | 3 | [9 empty] | 3 |  |  | EIA-860, EIA-860M and EIA-923 | 202406 | -119.42 | 36.2
-9917267.8652 | 5187271.5068 | 41751 | 58643 | Rockford Solar Farm | 58594 | Rockford Solar Partners | IPP Non-CHP | 7201 Beltline Drive | Rockford | Winnebago | Illinois | 61109 | solar | Solar = 2.6 MW | Solar Photovoltaic | 2.6 | 2.6 | [9 empty] | 2.6 |  |  | EIA-860, EIA-860M and EIA-923 | 202406 | -89.0883 | 42.1753
-12837363.6783 | 4249828.6519 | 41752 | 58644 | Silver State Solar Power South | 59363 | Silver State Solar Power South, LLC | IPP Non-CHP | E Primm Blvd | Primm Valley | Clark | Nevada | 89019 | solar | Solar = 260.1 MW | Solar Photovoltaic | 260.1 | 260.1 | [9 empty] | 260.1 |  |  | EIA-860, EIA-860M and EIA-923 | 202406 | -115.32 | 35.63
-10576464.8203 | 3585077.7148 | 41753 | 58645 | RC Thomas Hydroelectric Project | 39347 | East Texas Electric Coop, Inc | Electric Utility | 5170 South FM1988 | Livingston | Polk | Texas | 77351 | hydroelectric | Hydroelectric = 26.1 MW | Conventional Hydroelectric | 26.7 | 26.1 |  |  |  |  | 26.1 | [7 empty] | EIA-860, EIA-860M and EIA-923 | 202406 | -95.01 | 30.6322
-12846269.2375 | 4245720.6604 | 41754 | 58646 | Stateline Solar | 17650 | Southern Power Co | IPP Non-CHP | 100420 Saragossa Dr | Nipton | San Bernardino | California | 92364 | solar | Solar = 300 MW | Solar Photovoltaic | 299.5 | 300 | [9 empty] | 300 |  |  | EIA-860, EIA-860M and EIA-923 | 202406 | -115.4 | 35.6
-8251680.931 | 4959100.7027 | 41755 | 58647 | Port Richmond WWT Solar | 57365 | Consolidated Edison Solutions Inc. | IPP Non-CHP | 1795 Richmond Terrace | Staten Island | Richmond | New York | 10310 | solar | Solar = 1 MW | Solar Photovoltaic | 1 | 1 | [9 empty] | 1 |  |  | EIA-860, EIA-860M and EIA-923 | 202406 | -74.1261 | 40.6381
-8879770.211 | 4210788.7872 | 41756 | 58649 | Montgomery Solar LLC | 63026 | Oppidum Renewables USA, LLC | IPP Non-CHP | 955 US HWY 220 ALT S | Biscoe | Montgomery | North Carolina | 27209 | solar | Solar = 20 MW | Solar Photovoltaic | 20 | 20 | [9 empty] | 20 |  |  | EIA-860, EIA-860M and EIA-923 | 202406 | -79.7683 | 35.3444
-8020909.504 | 5202722.3159 | 41757 | 58650 | North Brookfield | 58598 | Mass Solar, LLC | IPP Non-CHP | 28 Mad Brook Road | North Brookfield | Worcester | Massachusetts | 2717 | solar | Solar = 3 MW | Solar Photovoltaic | 3 | 3 | [9 empty] | 3 |  |  | EIA-860, EIA-860M and EIA-923 | 202406 | -72.0531 | 42.2781
-17592932.325 | 2431039.0255 | 41758 | 58651 | Kalaeloa Renewable Energy Park | 58596 | Hanwha Q CELLS USA | IPP Non-CHP | Roosevelt Ave & Essex Road | Ewa Beach | Honolulu | Hawaii | 96706 | solar | Solar = 5 MW | Solar Photovoltaic | 5 | 5 | [9 empty] | 5 |  |  | EIA-860, EIA-860M and EIA-923 | 202406 | -158.04 | 21.3281
-8256937.66 | 4962442.5935 | 41759 | 58653 | Jersey Gardens Phase 1 | 65305 | Clean Focus Yield, LLC | IPP Non-CHP | 651 Kapkowski Road | Elizabeth | Union | New Jersey | 7201 | solar | Solar = 1.7 MW | Solar Photovoltaic | 1.7 | 1.7 | [9 empty] | 1.7 |  |  | EIA-860, EIA-860M and EIA-923 | 202406 | -74.1733 | 40.6608
-8256937.66 | 4962442.5935 | 41760 | 58654 | Jersey Gardens Phase 2 | 58591 | CF Jersey Gardens Owner Two LLC | IPP Non-CHP | 651 Kapkowski Road | Elizabeth | Union | New Jersey | 7201 | solar | Solar = 2.3 MW | Solar Photovoltaic | 2.3 | 2.3 | [9 empty] | 2.3 |  |  | EIA-860, EIA-860M and EIA-923 | 202406 | -74.1733 | 40.6608
-17589963.7681 | 2448076.6265 | 41761 | 58655 | Waihonu North Solar | 58600 | Waihonu North LLC | IPP Non-CHP | 95-030 Waihonu Street | Mililani | Honolulu | Hawaii | 96761 | solar | Solar = 5 MW | Solar Photovoltaic | 5 | 5 | [9 empty] | 5 |  |  | EIA-860, EIA-860M and EIA-923 | 202406 | -158.0133 | 21.4706
-17590303.9605 | 2447877.2203 | 41762 | 58656 | Waihonu South Solar | 58601 | Waihonu South LLC | IPP Non-CHP | 95-030 Waihonu Street | Mililani | Honolulu | Hawaii | 96761 | solar | Solar = 1.5 MW | Solar Photovoltaic | 1.5 | 1.5 | [9 empty] | 1.5 |  |  | EIA-860, EIA-860M and EIA-923 | 202406 | -158.0164 | 21.4689
-10567775.6661 | 5442773.1099 | 41763 | 58657 | Odell Wind Farm | 59050 | Algonquin Power Co | IPP Non-CHP | 56866 County Road 17 | Mountain Lake | Cottonwood | Minnesota | 56159 | wind | Wind = 200 MW | Onshore Wind Turbine | 200 | 200 | [10 empty] | 200 |  | EIA-860, EIA-860M and EIA-923 | 202406 | -94.9319 | 43.8533
-10975514.2479 | 5971458.7744 | 41764 | 58658 | Courtenay Wind Farm | 13781 | Northern States Power Co - Minnesota | Electric Utility | 1401 Hwy 9 SE | Courtenay | Stutsman | North Dakota | 58426 | wind | Wind = 195 MW | Onshore Wind Turbine | 200 | 195 | [10 empty] | 195 |  | EIA-860, EIA-860M and EIA-923 | 202406 | -98.5947 | 47.1797
-17605332.0917 | 2440468.9892 | 41765 | 58659 | Aloha Solar Energy Fund 1 PK1 | 60281 | Altus Power America Management, LLC | IPP Non-CHP | 87-670 Hakimo Road | Waianae | Honolulu | Hawaii | 96792 | solar | Solar = 5 MW | Solar Photovoltaic | 5 | 5 | [9 empty] | 5 |  |  | EIA-860, EIA-860M and EIA-923 | 202406 | -158.1514 | 21.4069
-12568434.3789 | 4562879.4848 | 41766 | 58660 | Utah Red Hills Renewable Energy Park | 61944 | MN8 Energy LLC | IPP Non-CHP | 2200 North | Parowan | Iron | Utah | 84761 | solar | Solar = 80 MW | Solar Photovoltaic | 80 | 80 | [9 empty] | 80 |  |  | EIA-860, EIA-860M and EIA-923 | 202406 | -112.9042 | 37.8828
-7852353.2046 | 5123976.9428 | 41767 | 58661 | Cape Cod Air Force Station - 6 SWS | 58604 | US Air Force | Commercial Non-CHP | 1 Flat Rock Hill Rd | Sagamore | Barnstable | Massachusetts | 2561 | wind | Wind = 3.4 MW | Onshore Wind Turbine | 3.4 | 3.4 | [10 empty] | 3.4 |  | EIA-860, EIA-860M and EIA-923 | 202406 | -70.5389 | 41.7525
-17586747.8593 | 2473115.1951 | 41768 | 58662 | Mauka FIT One | 61980 | Valta Energy | IPP Non-CHP | 56-1060 Kamehameha Highway | Kahuku | Honolulu | Hawaii | 96731 | solar | Solar = 3.5 MW | Solar Photovoltaic | 3.5 | 3.5 | [9 empty] | 3.5 |  |  | EIA-860, EIA-860M and EIA-923 | 202406 | -157.9844 | 21.6797
-8002943.7627 | 5140446.3656 | 41769 | 58664 | Frito Lay Incorporated | 58607 | Frito Lay Incorporated Dayville | Industrial Non-CHP | 1886 Upper Maple St | Dayville | Windham | Connecticut | 6241 | natural gas | Natural Gas = 3.6 MW | Natural Gas Fired Combustion Turbine | 4.6 | 3.6 | [6 empty] | 3.6 | [5 empty] | EIA-860, EIA-860M and EIA-923 | 202406 | -71.8917 | 41.8628
-9416577.6198 | 4944808.1598 | 41770 | 58665 | Celina Solar Project #1, LLC | 58610 | Celina Solar Project #1, LLC | IPP Non-CHP | 601 Meyer Road | Celina | Mercer | Ohio | 45822 | solar | Solar = 4 MW | Solar Photovoltaic | 4 | 4 | [9 empty] | 4 |  |  | EIA-860, EIA-860M and EIA-923 | 202406 | -84.5906 | 40.5406
-11077124.2301 | 4639599.7566 | 41771 | 58666 | Alexander Wind Farm LLC | 62042 | SRIV Partnership LLC | IPP Non-CHP | 1474 County Road 120 | Alexander | Rush | Kansas | 67513 | wind | Wind = 50.7 MW | Onshore Wind Turbine | 50.7 | 50.7 | [10 empty] | 50.7 |  | EIA-860, EIA-860M and EIA-923 | 202406 | -99.5075 | 38.4247
-8879986.7274 | 4216173.2773 | 41772 | 58667 | Biscoe Solar LLC | 61012 | AES Distributed Energy | IPP Non-CHP | 179 Batten Road | Biscoe | Montgomery | North Carolina | 27209 | solar | Solar = 4 MW | Solar Photovoltaic | 5 | 4 | [9 empty] | 4 |  |  | EIA-860, EIA-860M and EIA-923 | 202406 | -79.7703 | 35.3839
-8958405.0748 | 4237737.3503 | 41773 | 58668 | Rockwell Solar LLC | 63026 | Oppidum Renewables USA, LLC | IPP Non-CHP | 3315 Earnhardt Road | Rockwell | Rowan | North Carolina | 28138 | solar | Solar = 3.5 MW | Solar Photovoltaic | 3.5 | 3.5 | [9 empty] | 3.5 |  |  | EIA-860, EIA-860M and EIA-923 | 202406 | -80.4747 | 35.5417
-8703328.8181 | 4242488.6171 | 41774 | 58669 | Selma Solar LLC | 61012 | AES Distributed Energy | IPP Non-CHP | 306 Watson Road | Selma | Johnston | North Carolina | 27576 | solar | Solar = 4 MW | Solar Photovoltaic | 5 | 4 | [9 empty] | 4 |  |  | EIA-860, EIA-860M and EIA-923 | 202406 | -78.1833 | 35.5764
-8805866.4256 | 4099441.3172 | 41775 | 58670 | Turkey Branch Solar LLC | 61012 | AES Distributed Energy | IPP Non-CHP | NC 41 & Turkey Branch Road | Fairmont | Robeson | North Carolina | 28340 | solar | Solar = 4 MW | Solar Photovoltaic | 5 | 4 | [9 empty] | 4 |  |  | EIA-860, EIA-860M and EIA-923 | 202406 | -79.1044 | 34.5244
-8549738.8676 | 4362833.9393 | 41776 | 58673 | Gates Solar LLC | 63026 | Oppidum Renewables USA, LLC | IPP Non-CHP | 68 Howell Lane | Eure | Gates | North Carolina | 27935 | solar | Solar = 5 MW | Solar Photovoltaic | 5 | 5 | [9 empty] | 5 |  |  | EIA-860, EIA-860M and EIA-923 | 202406 | -76.8036 | 36.4508
-8712419.9469 | 4296417.7277 | 41777 | 58674 | Cirrus Solar LLC | 63026 | Oppidum Renewables USA, LLC | IPP Non-CHP | 4976 NC 39 Hwy | Bunn | Franklin | North Carolina | 27508 | solar | Solar = 5 MW | Solar Photovoltaic | 5 | 5 | [9 empty] | 5 |  |  | EIA-860, EIA-860M and EIA-923 | 202406 | -78.265 | 35.9694
-8581619.5453 | 4234089.7048 | 41778 | 58675 | Chocowinity Solar LLC | 63026 | Oppidum Renewables USA, LLC | IPP Non-CHP | Bragaw Lane | Chocowinity | Beaufort | North Carolina | 27817 | solar | Solar = 5 MW | Solar Photovoltaic | 5 | 5 | [9 empty] | 5 |  |  | EIA-860, EIA-860M and EIA-923 | 202406 | -77.09 | 35.515
-17584923.5555 | 2436716.3816 | 41779 | 58676 | Pearl City Peninsula Solar Park | 60281 | Altus Power America Management, LLC | IPP Non-CHP | Victor Wharf Access Road | Honolulu | Honolulu | Hawaii | 96782 | solar | Solar = 1 MW | Solar Photovoltaic | 1 | 1 | [9 empty] | 1 |  |  | EIA-860, EIA-860M and EIA-923 | 202406 | -157.9681 | 21.3756
-9402291.5443 | 5374289.8246 | 41780 | 58677 | Gratiot County Wind LLC | 49893 | Invenergy Services LLC | IPP Non-CHP | 126 Enterprise Drive | Breckenridge | Gratiot | Michigan | 48615 | wind | Wind = 110.4 MW | Onshore Wind Turbine | 110.4 | 110.4 | [10 empty] | 110.4 |  | EIA-860, EIA-860M and EIA-923 | 202406 | -84.4622 | 43.4081
-8371132.9785 | 5507320.8213 | 41781 | 58678 | Oswegatchie | 5914 | Erie Boulevard Hydropower LP | IPP Non-CHP | 109 Guiles Road | Edwards | St Lawrence | New York | 13635 | hydroelectric | Hydroelectric = 1.6 MW | Conventional Hydroelectric | 1.8 | 1.6 |  |  |  |  | 1.6 | [7 empty] | EIA-860, EIA-860M and EIA-923 | 202406 | -75.1992 | 44.27
-8348003.2374 | 5498688.0811 | 41782 | 58679 | Upper Newton Falls | 5914 | Erie Boulevard Hydropower LP | IPP Non-CHP | 873 County Route 60 | Newton Falls | St Lawrence | New York | 13666 | hydroelectric | Hydroelectric = 1.4 MW | Conventional Hydroelectric | 1.5 | 1.4 |  |  |  |  | 1.4 | [7 empty] | EIA-860, EIA-860M and EIA-923 | 202406 | -74.9914 | 44.2144
-7900004.0692 | 5123852.6466 | 41783 | 58680 | Braley Road 2 | 58598 | Mass Solar, LLC | IPP Non-CHP | Braley Road | Freetown | Bristol | Massachusetts | 2717 | solar | Solar = 2.6 MW | Solar Photovoltaic | 2.6 | 2.6 | [9 empty] | 2.6 |  |  | EIA-860, EIA-860M and EIA-923 | 202406 | -70.9669 | 41.7517
-11291599.8195 | 4191812.7146 | 41784 | 58681 | Route 66 Wind Plant | 60453 | Onward Energy | IPP Non-CHP | Farm To Market Road 2161 | Panhandle | Carson | Texas | 79068 | wind | Wind = 150 MW | Onshore Wind Turbine | 150 | 150 | [10 empty] | 150 |  | EIA-860, EIA-860M and EIA-923 | 202406 | -101.4342 | 35.2053
-7903343.654 | 5112585.2423 | 41785 | 58682 | Dartmouth | 58598 | Mass Solar, LLC | IPP Non-CHP | Energy Road | Dartmouth | Bristol | Massachusetts | 2717 | solar | Solar = 6.3 MW | Solar Photovoltaic | 6.3 | 6.3 | [9 empty] | 6.3 |  |  | EIA-860, EIA-860M and EIA-923 | 202406 | -70.9969 | 41.6761
-10764625.7065 | 4398336.9013 | 41786 | 58683 | Osage Wind, LLC | 59380 | Enel Green Power NA, Inc. | IPP Non-CHP | 16332 State Hwy. 18 | Burbank | Osage | Oklahoma | 74633 | wind | Wind = 150.4 MW | Onshore Wind Turbine | 150.4 | 150.4 | [10 empty] | 150.4 |  | EIA-860, EIA-860M and EIA-923 | 202406 | -96.7003 | 36.7069
-17601559.5855 | 2430209.0903 | 41787 | 58684 | Kapolei Solar Energy Park | 60281 | Altus Power America Management, LLC | IPP Non-CHP | 91-290 Malakole Street | Kapolei | Honolulu | Hawaii | 96707 | solar | Solar = 1 MW | Solar Photovoltaic | 1 | 1 | [9 empty] | 1 |  |  | EIA-860, EIA-860M and EIA-923 | 202406 | -158.1175 | 21.3211
-8825594.7997 | 5000712.5087 | 41788 | 58685 | Mahoning Creek Hydroelectric Project | 57280 | Eagle Creek Renewable Energy, LLC | IPP Non-CHP | 130 Government Road | New Bethlehem | Armstrong | Pennsylvania | 16259 | hydroelectric | Hydroelectric = 6.7 MW | Conventional Hydroelectric | 6 | 6.7 |  |  |  |  | 6.7 | [7 empty] | EIA-860, EIA-860M and EIA-923 | 202406 | -79.2817 | 40.9211
-7586083.1052 | 5583947.7945 | 41789 | 58686 | Hancock Wind Plant | 60453 | Onward Energy | IPP Non-CHP | 73000 Road in T22MD | T22 MD | Hancock | Maine | 4408 | wind | Wind = 51 MW | Onshore Wind Turbine | 51 | 51 | [10 empty] | 51 |  | EIA-860, EIA-860M and EIA-923 | 202406 | -68.1469 | 44.7608
-13314924.2938 | 5730809.9108 | 41790 | 58687 | Finley Buttes Landfill Gas | 58618 | Finley BioEnergy LLC | IPP Non-CHP | 74265 Bombing Range Road | Boardman | Morrow | Oregon | 97818 | biomass | Biomass = 4.8 MW | Landfill Gas | 4.8 | 4.8 |  | 4.8 | [10 empty] | EIA-860, EIA-860M and EIA-923 | 202406 | -119.61 | 45.69
-13613322.4227 | 5938085.1018 | 41791 | 58688 | LRI LFGTE Facility | 63199 | Frontier Operation Services | IPP Non-CHP | 30919 Meridian Street East | Graham | Pierce | Washington | 98338 | biomass | Biomass = 4.5 MW | Landfill Gas | 4.5 | 4.5 |  | 4.5 | [10 empty] | EIA-860, EIA-860M and EIA-923 | 202406 | -122.2906 | 46.9756
-11798227.1785 | 4426260.0136 | 41792 | 58689 | Blue Sky One | 58621 | SSA Solar of NM, LLC | IPP Non-CHP | 84 Gravel Pit Road | Taos | Taos | New Mexico | 87571 | solar | Solar = 1.3 MW | Solar Photovoltaic | 1.3 | 1.3 | [9 empty] | 1.3 |  |  | EIA-860, EIA-860M and EIA-923 | 202406 | -105.9853 | 36.9078
-9274583.5981 | 5436862.4358 | 41793 | 58690 | Apple Blossom Wind Farm | 60456 | Apple Blossom Wind, LLC | IPP Non-CHP | 8390 Weale Rd | Pigeon | Huron | Michigan | 48755 | wind | Wind = 100 MW | Onshore Wind Turbine | 100 | 100 | [10 empty] | 100 |  | EIA-860, EIA-860M and EIA-923 | 202406 | -83.315 | 43.815
-10617109.6814 | 5401793.8445 | 41794 | 58691 | South Fork Wind Farm | 60458 | South Fork Wind, LLC | IPP Non-CHP | 760TH 350TH AVE | Round Lake | Jackson | Minnesota | 56167 | wind | Wind = 13 MW | Onshore Wind Turbine | 13.8 | 13 | [10 empty] | 13 |  | EIA-860, EIA-860M and EIA-923 | 202406 | -95.3751 | 43.5873
-10576774.0658 | 5726163.0636 | 41795 | 58692 | Black Oak Wind Farm | 58625 | Black Oak Wind, LLC | IPP Non-CHP | 45692 County Road 192 | Sauk Centre | Stearns | Minnesota | 56378 | wind | Wind = 78 MW | Onshore Wind Turbine | 78 | 78 | [10 empty] | 78 |  | EIA-860, EIA-860M and EIA-923 | 202406 | -95.0128 | 45.6608
-9972030.9321 | 5085878.2684 | 41796 | 58694 | Walnut Ridge Wind Farm | 59359 | BHE Renewables, LLC | IPP Non-CHP | 21748 IL Hwy 40 | Sheffield | Bureau | Illinois | 61361 | wind | Wind = 212 MW | Onshore Wind Turbine | 212 | 212 | [10 empty] | 212 |  | EIA-860, EIA-860M and EIA-923 | 202406 | -89.5803 | 41.4967
-10956991.9092 | 5252502.9875 | 41797 | 58695 | Grande Prairie Wind Farm | 59359 | BHE Renewables, LLC | IPP Non-CHP | 88107 503rd Ave. | O'Neill | Holt | Nebraska | 68763 | wind | Wind = 400 MW | Onshore Wind Turbine | 400 | 400 | [10 empty] | 400 |  | EIA-860, EIA-860M and EIA-923 | 202406 | -98.4283 | 42.6081
-13560291.0418 | 6259227.7126 | 41798 | 58696 | Nooksack Hydro | 58627 | Puget Sound Hydro LLC | IPP Non-CHP | 12251 Mt Baker Highway | Glacier | Whatcom | Washington | 98244 | hydroelectric | Hydroelectric = 2.8 MW | Conventional Hydroelectric | 1.5 | 2.8 |  |  |  |  | 2.8 | [7 empty] | EIA-860, EIA-860M and EIA-923 | 202406 | -121.8142 | 48.9078
-8681281.4363 | 4066873.1527 | 41799 | 58697 | L V Sutton Combined Cycle | 3046 | Duke Energy Progress - (NC) | Electric Utility | 801 Sutton Stream Plant Road | Wilmington | New Hanover | North Carolina | 28401 | natural gas | Natural Gas = 698 MW | Natural Gas Fired Combined Cycle; Natural Gas Fired Combustion Turbine; | 851 | 698 | [6 empty] | 698 | [5 empty] | EIA-860, EIA-860M and EIA-923 | 202406 | -77.9853 | 34.2831
-13084214.6491 | 4030555.2627 | 41800 | 58698 | Mira Loma | 58622 | Costco Wholesale | Commercial Non-CHP | 11600 Riverside Drive | Mira Loma | Riverside | California | 91752 | solar | Solar = 3 MW | Solar Photovoltaic | 3 | 3 | [9 empty] | 3 |  |  | EIA-860, EIA-860M and EIA-923 | 202406 | -117.5375 | 34.0131
-13258769.8446 | 4186969.6726 | 41801 | 58699 | ABEC Bidart-Old River LLC | 58628 | ABEC Bidart-Old River LLC | IPP Non-CHP | 20400 Old River Rd | Bakersfield | Kern | California | 93311 | biomass | Biomass = 1.8 MW | Other Waste Biomass | 2 | 1.8 |  | 1.8 | [10 empty] | EIA-860, EIA-860M and EIA-923 | 202406 | -119.1056 | 35.1697
-8982648.0108 | 3883806.0107 | 41802 | 58700 | Colleton Solar Farm | 58629 | TIG Sun Energy I LLC | IPP Non-CHP | 1751 Hiers Corner Road | Walterboro | Colleton | South Carolina | 29488 | solar | Solar = 2.5 MW | Solar Photovoltaic | 2.5 | 2.5 | [9 empty] | 2.5 |  |  | EIA-860, EIA-860M and EIA-923 | 202406 | -80.6925 | 32.9133
-9040008.4954 | 4264752.1265 | 41803 | 58701 | Apple Data Center - PV2 | 57369 | Apple, Inc | Commercial Non-CHP | 3720 Lai Ber Drive | Conover | Catawba | North Carolina | 28613 | solar | Solar = 19.4 MW | Solar Photovoltaic | 20 | 19.4 | [9 empty] | 19.4 |  |  | EIA-860, EIA-860M and EIA-923 | 202406 | -81.2078 | 35.7389
-8082908.2265 | 5247672.5791 | 41804 | 58702 | Axio Green LLC | 60281 | Altus Power America Management, LLC | IPP Non-CHP | 155 Cumberland Road | Greenfield Township | Franklin | Massachusetts | 1301 | solar | Solar = 2 MW | Solar Photovoltaic | 2 | 2 | [9 empty] | 2 |  |  | EIA-860, EIA-860M and EIA-923 | 202406 | -72.61 | 42.5761
-9578238.2334 | 4833541.0136 | 41805 | 58703 | Lenape II | 58638 | Lenape Solar II, LLC | IPP Non-CHP | 441 N Shadeland Avenue | Indianapolis | Marion | Indiana | 46219 | solar | Solar = 4 MW | Solar Photovoltaic | 4 | 4 | [9 empty] | 4 |  |  | EIA-860, EIA-860M and EIA-923 | 202406 | -86.0428 | 39.7767
-9571930.0918 | 5283560.2143 | 41806 | 58704 | Zeeland Farm Services | 58643 | Zeeland Farm Services | IPP Non-CHP | 2468 84th Avenue | Zeeland | Ottawa | Michigan | 49464 | biomass | Biomass = 2.9 MW | Other Waste Biomass | 3.2 | 2.9 |  | 2.9 | [10 empty] | EIA-860, EIA-860M and EIA-923 | 202406 | -85.9861 | 42.8131
-9048264.6168 | 3894640.3158 | 41807 | 58706 | Allendale Biomass | 63513 | Allendale Biomass LLC | IPP Non-CHP | 307 Airport Loop | Fairfax | Allendale | South Carolina | 29810 | biomass | Biomass = 19.2 MW | Wood/Wood Waste Biomass | 22.5 | 19.2 |  | 19.2 | [10 empty] | EIA-860, EIA-860M and EIA-923 | 202406 | -81.2819 | 32.995
-8955683.9811 | 3927018.5798 | 41808 | 58707 | Dorchester Biomass | 63514 | Dorchester Biomass LLC | IPP Non-CHP | 609 7 Mile Road | Harleyville | Dorchester | South Carolina | 29448 | biomass | Biomass = 20 MW | Wood/Wood Waste Biomass | 22.5 | 20 |  | 20 | [10 empty] | EIA-860, EIA-860M and EIA-923 | 202406 | -80.4503 | 33.2386
-12466024.1209 | 3953119.6071 | 41809 | 58708 | Phoenix Airport East Economy Lot | 58649 | Solar Star Arizona II LLC | Commercial Non-CHP | 4433, 4445, 4455 E. Sky Harbor | Phoenix | Maricopa | Arizona | 85034 | solar | Solar = 1 MW | Solar Photovoltaic | 1.1 | 1 | [9 empty] | 1 |  |  | EIA-860, EIA-860M and EIA-923 | 202406 | -111.9842 | 33.4345
-12472774.5348 | 3952575.3722 | 41810 | 58709 | Phoenix Airport Rental Car Center | 58649 | Solar Star Arizona II LLC | Commercial Non-CHP | 1702 E. Rental Car Way | Phoenix | Maricopa | Arizona | 85034 | solar | Solar = 1.4 MW | Solar Photovoltaic | 1.6 | 1.4 | [9 empty] | 1.4 |  |  | EIA-860, EIA-860M and EIA-923 | 202406 | -112.0448 | 33.4304
-11504869.3735 | 3627555.4708 | 41811 | 58710 | Barilla Solar | 50123 | Leeward Asset Management, LLC | IPP Non-CHP | Hovey Road | Fort Stockton | Pecos | Texas | 79735 | solar | Solar = 30.2 MW | Solar Photovoltaic | 30.2 | 30.2 | [9 empty] | 30.2 |  |  | EIA-860, EIA-860M and EIA-923 | 202406 | -103.35 | 30.96
-13341640.9716 | 4248459.1502 | 41812 | 58711 | Lost Hills/Blackwell | 17650 | Southern Power Co | IPP Non-CHP | 17544 Hwy 46 | Lost Hills | Kern | California | 93249 | solar | Solar = 32 MW | Solar Photovoltaic | 32 | 32 | [9 empty] | 32 |  |  | EIA-860, EIA-860M and EIA-923 | 202406 | -119.85 | 35.62
-13403979.8864 | 4401538.7936 | 41813 | 58713 | North Star Solar | 17650 | Southern Power Co | IPP Non-CHP | 35200 West California Ave | Mendota | Fresno | California | 93640 | solar | Solar = 60 MW | Solar Photovoltaic | 61.6 | 60 | [9 empty] | 60 |  |  | EIA-860, EIA-860M and EIA-923 | 202406 | -120.41 | 36.73
-8445871.6601 | 5102530.3833 | 41814 | 58714 | Oxbow Creek | 58653 | Oxbow Creek Energy LLC | IPP Non-CHP | Off of Bob Henry Road Nicholso | Factoryville | Wyoming | Pennsylvania | 18419 | natural gas | Natural Gas = 21 MW | Natural Gas Internal Combustion Engine | 22 | 21 | [6 empty] | 21 | [5 empty] | EIA-860, EIA-860M and EIA-923 | 202406 | -75.8706 | 41.6086
-8465754.5457 | 5109853.3005 | 41815 | 58715 | Roundtop | 58652 | Roundtop Energy LLC | IPP Non-CHP | 960 SR 267 | Meshoppen | Susquehanna | Pennsylvania | 18630 | natural gas | Natural Gas = 21 MW | Natural Gas Internal Combustion Engine | 22 | 21 | [6 empty] | 21 | [5 empty] | EIA-860, EIA-860M and EIA-923 | 202406 | -76.0492 | 41.6578
-10946261.9348 | 3435532.5026 | 41816 | 58716 | OCI Alamo 2, LLC | 58489 | OCI Solar Power | IPP Non-CHP | 8203 Binz Engelman Road | Converse | Bexar | Texas | 78109 | solar | Solar = 4.4 MW | Solar Photovoltaic | 4.4 | 4.4 | [9 empty] | 4.4 |  |  | EIA-860, EIA-860M and EIA-923 | 202406 | -98.3319 | 29.4694
-10942623.5686 | 3436859.2727 | 41817 | 58717 | OCI Alamo 4, LLC | 56769 | Consolidated Edison Development Inc. | IPP Non-CHP | Ranch to Market Road 334 | Brackettville | Kinney | Texas | 78837 | solar | Solar = 39.6 MW | Solar Photovoltaic | 39.6 | 39.6 | [9 empty] | 39.6 |  |  | EIA-860, EIA-860M and EIA-923 | 202406 | -98.2993 | 29.4798
-13233104.4681 | 4184378.7606 | 41818 | 58718 | Orion Solar I | 58654 | Orion Solar I LLC | IPP Non-CHP | 22900n S. Edison Rd. | Arvin | Kern | California | 93203 | solar | Solar = 12 MW | Solar Photovoltaic | 12 | 12 | [9 empty] | 12 |  |  | EIA-860, EIA-860M and EIA-923 | 202406 | -118.875 | 35.1507
-9272666.2312 | 5428033.9677 | 41819 | 58719 | Brookfield | 5109 | DTE Electric Company | Electric Utility | 2254 S Caseville Road | Pigeon | Huron | Michigan | 48755 | wind | Wind = 74.8 MW | Onshore Wind Turbine | 74.8 | 74.8 | [10 empty] | 74.8 |  | EIA-860, EIA-860M and EIA-923 | 202406 | -83.2978 | 43.7578
-11284766.0273 | 4224216.8978 | 41820 | 58720 | Pattern Panhandle Wind 2 LLC | 56545 | Pattern Operators LP | IPP Non-CHP | 1797 FM 2385 | Panhandle | Carson | Texas | 79068 | wind | Wind = 181.7 MW | Onshore Wind Turbine | 181.7 | 181.7 | [10 empty] | 181.7 |  | EIA-860, EIA-860M and EIA-923 | 202406 | -101.3728 | 35.4428
-13233135.4149 | 4184378.7606 | 41821 | 58721 | Orion Solar II | 58655 | Orion Solar II, LLC | IPP Non-CHP | 22900 S. Edison Rd | Arvin | Kern | California | 93203 | solar | Solar = 8 MW | Solar Photovoltaic | 8 | 8 | [9 empty] | 8 |  |  | EIA-860, EIA-860M and EIA-923 | 202406 | -118.8753 | 35.1507
-9108346.3063 | 4199535.5105 | 41822 | 58722 | Charlotte Solar | 61060 | Cypress Creek Renewables | IPP Non-CHP | 738 Providence Road | Forest City | Rutherford | North Carolina | 28043 | solar | Solar = 5 MW | Solar Photovoltaic | 5 | 5 | [9 empty] | 5 |  |  | EIA-860, EIA-860M and EIA-923 | 202406 | -81.8217 | 35.2619
-8831253.5034 | 4318677.0727 | 41823 | 58725 | Elliana Solar | 61060 | Cypress Creek Renewables | IPP Non-CHP | 1444 Deer Run Trail | Burlington | Alamance | North Carolina | 27217 | solar | Solar = 5 MW | Solar Photovoltaic | 5 | 5 | [9 empty] | 5 |  |  | EIA-860, EIA-860M and EIA-923 | 202406 | -79.3325 | 36.1311
-9042420.3435 | 4267381.1163 | 41824 | 58726 | Flash Solar | 61060 | Cypress Creek Renewables | IPP Non-CHP | 4466 Meandering Way | Conover | Catawba | North Carolina | 28613 | solar | Solar = 5 MW | Solar Photovoltaic | 5 | 5 | [9 empty] | 5 |  |  | EIA-860, EIA-860M and EIA-923 | 202406 | -81.2294 | 35.7581
-9120003.906 | 4207036.4198 | 41825 | 58730 | Amethyst Solar | 59912 | Amethyst Solar LLC | IPP Non-CHP | 1583 US 221 South | Forest City | Rutherford | North Carolina | 28043 | solar | Solar = 3 MW | Solar Photovoltaic | 3 | 3 | [9 empty] | 3 |  |  | EIA-860, EIA-860M and EIA-923 | 202406 | -81.9264 | 35.3169
-9040101.2245 | 4252720.3696 | 41826 | 58731 | Angel Solar | 61060 | Cypress Creek Renewables | IPP Non-CHP | 703 St James Church Rd | Newton | Catawba | North Carolina | 28658 | solar | Solar = 5 MW | Solar Photovoltaic | 5 | 5 | [9 empty] | 5 |  |  | EIA-860, EIA-860M and EIA-923 | 202406 | -81.2086 | 35.6511
-9086113.2436 | 4208552.4954 | 41827 | 58732 | Audrey Solar | 59910 | Audrey Solar LLC | IPP Non-CHP | 920 Washburn Switch Rd | Shelby | Cleveland | North Carolina | 28150 | solar | Solar = 3 MW | Solar Photovoltaic | 3 | 3 | [9 empty] | 3 |  |  | EIA-860, EIA-860M and EIA-923 | 202406 | -81.6219 | 35.3281
-8946005.308 | 4237775.2461 | 41828 | 58735 | Buddy Solar | 61060 | Cypress Creek Renewables | IPP Non-CHP | 400 St Peters Church Road | Gold Hill | Rowan | North Carolina | 28071 | solar | Solar = 4 MW | Solar Photovoltaic | 4 | 4 | [9 empty] | 4 |  |  | EIA-860, EIA-860M and EIA-923 | 202406 | -80.3633 | 35.5419
-8833077.9185 | 4321127.6559 | 41829 | 58739 | Milo Solar | 59911 | Milo Solar LLC | IPP Non-CHP | 2153 McCray Road | Burlington | Alamance | North Carolina | 27217 | solar | Solar = 3 MW | Solar Photovoltaic | 3 | 3 | [9 empty] | 3 |  |  | EIA-860, EIA-860M and EIA-923 | 202406 | -79.3489 | 36.1489
-8834531.1944 | 4293476.3097 | 41830 | 58740 | Minnie Solar | 59913 | Minnie Solar LLC | IPP Non-CHP | 5287 Lindley Mill Road | Graham | Alamance | North Carolina | 27253 | solar | Solar = 3 MW | Solar Photovoltaic | 3 | 3 | [9 empty] | 3 |  |  | EIA-860, EIA-860M and EIA-923 | 202406 | -79.3619 | 35.9481
-8855249.0875 | 4299398.3283 | 41831 | 58741 | Nick Solar | 61012 | AES Distributed Energy | IPP Non-CHP | 3433 NC 62 East | Liberty | Guilford | North Carolina | 27298 | solar | Solar = 4 MW | Solar Photovoltaic | 5 | 4 | [9 empty] | 4 |  |  | EIA-860, EIA-860M and EIA-923 | 202406 | -79.5481 | 35.9911
-9051975.3407 | 4243819.3189 | 41832 | 58742 | Owen Solar | 59916 | Owen Solar LLC | IPP Non-CHP | 4935 Hickory Lincolnton Highwa | Lincolnton | Catawba | North Carolina | 28092 | solar | Solar = 5 MW | Solar Photovoltaic | 5 | 5 | [9 empty] | 5 |  |  | EIA-860, EIA-860M and EIA-923 | 202406 | -81.3153 | 35.5861
-9094462.2054 | 4205407.0617 | 41833 | 58745 | Sophie Solar | 59914 | Sophie Solar LLC | IPP Non-CHP | 3495 Lattimore Road | Mooresboro | Cleveland | North Carolina | 28114 | solar | Solar = 4.5 MW | Solar Photovoltaic | 4.5 | 4.5 | [9 empty] | 4.5 |  |  | EIA-860, EIA-860M and EIA-923 | 202406 | -81.6969 | 35.305
-8774635.1858 | 4311634.8395 | 41834 | 58746 | Star Solar | 59915 | Star Solar LLC | IPP Non-CHP | 5521 Red Mill Road | Durham | Durham | North Carolina | 27704 | solar | Solar = 5 MW | Solar Photovoltaic | 5 | 5 | [9 empty] | 5 |  |  | EIA-860, EIA-860M and EIA-923 | 202406 | -78.8239 | 36.08
-10259482.5702 | 5683173.4619 | 41835 | 58747 | Viresco Turtle Lake | 63479 | Viresco Turtle Lake | IPP CHP | 465 Western Blvd | Turtle Lake | Polk | Wisconsin | 54889 | biomass | Biomass = 3.2 MW | Other Waste Biomass | 3.2 | 3.2 |  | 3.2 | [10 empty] | EIA-860, EIA-860M and EIA-923 | 202406 | -92.1625 | 45.3903
-13577236.3174 | 4621971.7352 | 41836 | 58748 | North Bay Solar 1 | 61012 | AES Distributed Energy | Commercial Non-CHP | 5110 Water Works Lane | Fairfield | Solano | California | 94534 | solar | Solar = 1 MW | Solar Photovoltaic | 1 | 1 | [9 empty] | 1 |  |  | EIA-860, EIA-860M and EIA-923 | 202406 | -121.9664 | 38.3006
-7872885.4168 | 5129200.9336 | 41837 | 58749 | Tihonet Solar | 57365 | Consolidated Edison Solutions Inc. | IPP Non-CHP | 97 Farm to Market Road | Wareham | Plymouth | Massachusetts | 2571 | solar | Solar = 1 MW | Solar Photovoltaic | 1 | 1 | [9 empty] | 1 |  |  | EIA-860, EIA-860M and EIA-923 | 202406 | -70.7233 | 41.7875
-13167920.6723 | 4125481.1867 | 41838 | 58750 | Lancaster Dry Farm Ranch B | 61012 | AES Distributed Energy | IPP Non-CHP | 90th St. W and W Ave. H | Lancaster | Los Angeles | California | 93536 | solar | Solar = 5 MW | Solar Photovoltaic | 5 | 5 | [9 empty] | 5 |  |  | EIA-860, EIA-860M and EIA-923 | 202406 | -118.2894 | 34.7169
-13167920.6723 | 4124992.1626 | 41839 | 58751 | Rodeo Solar C2 | 61012 | AES Distributed Energy | IPP Non-CHP | 45707 90th St West | Lancaster | Los Angeles | California | 93536 | solar | Solar = 1.5 MW | Solar Photovoltaic | 1.5 | 1.5 | [9 empty] | 1.5 |  |  | EIA-860, EIA-860M and EIA-923 | 202406 | -118.2894 | 34.7133
-13167920.6723 | 4124992.1626 | 41840 | 58752 | Rodeo Solar D2 | 61012 | AES Distributed Energy | IPP Non-CHP | 45707 90th St West | Lancaster | Los Angeles | California | 93536 | solar | Solar = 1.5 MW | Solar Photovoltaic | 1.5 | 1.5 | [9 empty] | 1.5 |  |  | EIA-860, EIA-860M and EIA-923 | 202406 | -118.2894 | 34.7133
-13167951.6191 | 4126308.9605 | 41841 | 58753 | Summer Solar A2 | 61012 | AES Distributed Energy | IPP Non-CHP | 46345 1/4 90th St West | Lancaster | Los Angeles | California | 93536 | solar | Solar = 1.5 MW | Solar Photovoltaic | 1.5 | 1.5 | [9 empty] | 1.5 |  |  | EIA-860, EIA-860M and EIA-923 | 202406 | -118.2897 | 34.7231
-13167951.6191 | 4126308.9605 | 41842 | 58754 | Summer Solar B2 | 61012 | AES Distributed Energy | IPP Non-CHP | 46331 1/4 90th St West | Lancaster | Los Angeles | California | 93536 | solar | Solar = 1.5 MW | Solar Photovoltaic | 1.5 | 1.5 | [9 empty] | 1.5 |  |  | EIA-860, EIA-860M and EIA-923 | 202406 | -118.2897 | 34.7231
-13167951.6191 | 4126308.9605 | 41843 | 58755 | Summer Solar C2 | 61012 | AES Distributed Energy | IPP Non-CHP | 46315 1/4 90th St West | Lancaster | Los Angeles | California | 93536 | solar | Solar = 1.5 MW | Solar Photovoltaic | 1.5 | 1.5 | [9 empty] | 1.5 |  |  | EIA-860, EIA-860M and EIA-923 | 202406 | -118.2897 | 34.7231
-13167951.6191 | 4126308.9605 | 41844 | 58756 | Summer Solar D2 | 61012 | AES Distributed Energy | IPP Non-CHP | 46305 1/4 90th St West | Lancaster | Los Angeles | California | 93536 | solar | Solar = 1 MW | Solar Photovoltaic | 1 | 1 | [9 empty] | 1 |  |  | EIA-860, EIA-860M and EIA-923 | 202406 | -118.2897 | 34.7231
-13167951.6191 | 4126308.9605 | 41845 | 58757 | Summer North Solar | 61012 | AES Distributed Energy | IPP Non-CHP | 46253 1/4 90th St West | Lancaster | Los Angeles | California | 93536 | solar | Solar = 6.5 MW | Solar Photovoltaic | 6.5 | 6.5 | [9 empty] | 6.5 |  |  | EIA-860, EIA-860M and EIA-923 | 202406 | -118.2897 | 34.7231
-13062414.6193 | 4107250.7259 | 41846 | 58761 | Expressway Solar A | 61012 | AES Distributed Energy | IPP Non-CHP | 18321 Shay Road | Victorville | San Bernardino | California | 92394 | solar | Solar = 2 MW | Solar Photovoltaic | 2 | 2 | [9 empty] | 2 |  |  | EIA-860, EIA-860M and EIA-923 | 202406 | -117.3417 | 34.5822
-13062259.9965 | 4107400.9444 | 41847 | 58762 | Expressway Solar B | 61012 | AES Distributed Energy | IPP Non-CHP | 18325 Shay Road | Victorville | San Bernardino | California | 92394 | solar | Solar = 2 MW | Solar Photovoltaic | 2 | 2 | [9 empty] | 2 |  |  | EIA-860, EIA-860M and EIA-923 | 202406 | -117.3403 | 34.5833
-13062383.6725 | 4107551.1649 | 41848 | 58763 | Expressway Solar C2 | 61012 | AES Distributed Energy | IPP Non-CHP | 18395 Shay Road | Victorville | San Bernardino | California | 92394 | solar | Solar = 1.5 MW | Solar Photovoltaic | 1.5 | 1.5 | [9 empty] | 1.5 |  |  | EIA-860, EIA-860M and EIA-923 | 202406 | -117.3414 | 34.5844
-11191906.9816 | 4253100.9481 | 41849 | 58765 | Miami Wind Energy Center | 49893 | Invenergy Services LLC | IPP Non-CHP | 3096 FM 1268 | Miami | Roberts | Texas | 79059 | wind | Wind = 288.6 MW | Onshore Wind Turbine | 288.6 | 288.6 | [10 empty] | 288.6 |  | EIA-860, EIA-860M and EIA-923 | 202406 | -100.5386 | 35.6539
-11254369.5724 | 4005327.9373 | 41850 | 58766 | Wake Wind Energy Center | 17650 | Southern Power Co | IPP Non-CHP | 2895 FM 193 | Floydada | Crosby | Texas | 79235 | wind | Wind = 257 MW | Onshore Wind Turbine | 257.3 | 257 | [10 empty] | 257 |  | EIA-860, EIA-860M and EIA-923 | 202406 | -101.0997 | 33.825
-11066733.7802 | 4722226.3618 | 41851 | 58767 | Buckeye Wind Energy Center | 49893 | Invenergy Services LLC | IPP Non-CHP | 1043 Buckeye Road | Hays | Ellis | Kansas | 67601 | wind | Wind = 200.5 MW | Onshore Wind Turbine | 200.5 | 200.5 | [10 empty] | 200.5 |  | EIA-860, EIA-860M and EIA-923 | 202406 | -99.4142 | 39.0039
-8630476.4452 | 5185560.9236 | 41852 | 58768 | Marsh Hill Wind Farm | 49893 | Invenergy Services LLC | IPP Non-CHP | 331 Jackson Hill Road | Jasper | Steuben | New York | 14855 | wind | Wind = 16.2 MW | Onshore Wind Turbine | 16.2 | 16.2 | [10 empty] | 16.2 |  | EIA-860, EIA-860M and EIA-923 | 202406 | -77.5289 | 42.1639
-11474503.8654 | 5007057.7404 | 41853 | 58769 | Spring Canyon Expansion Wind Energy Ctr | 64662 | Spring Canyon Expansion Wind Energy Ctr | IPP Non-CHP | 28191 County Road 74 | Peetz | Logan | Colorado | 80747 | wind | Wind = 62.6 MW | Onshore Wind Turbine | 62.6 | 62.6 | [10 empty] | 62.6 |  | EIA-860, EIA-860M and EIA-923 | 202406 | -103.0772 | 40.9642
-9597750.0911 | 4828794.4262 | 41854 | 58770 | Maywood Photovoltaic Project | 58596 | Hanwha Q CELLS USA | IPP Non-CHP | 1500 S Tibbs Avenue | Indianapolis | Marion | Indiana | 46241 | solar | Solar = 8 MW | Solar Photovoltaic | 8 | 8 | [9 empty] | 8 |  |  | EIA-860, EIA-860M and EIA-923 | 202406 | -86.2181 | 39.7439
-11522804.168 | 4018884.8486 | 41855 | 58771 | Roosevelt County | 66100 | Boralex US Operations LLC | IPP Non-CHP | 1169 NM Hwy 114 | Portales | Roosevelt | New Mexico | 88116 | wind | Wind = 250 MW | Onshore Wind Turbine | 250 | 250 | [10 empty] | 250 |  | EIA-860, EIA-860M and EIA-923 | 202406 | -103.5111 | 33.9261
-11271222.1188 | 4070653.526 | 41856 | 58772 | Longhorn Wind | 66100 | Boralex US Operations LLC | IPP Non-CHP | 120 CR 17 | Silverton | Briscoe | Texas | 79201 | wind | Wind = 200 MW | Onshore Wind Turbine | 200 | 200 | [10 empty] | 200 |  | EIA-860, EIA-860M and EIA-923 | 202406 | -101.2511 | 34.3111
-11374007.0782 | 4129695.4525 | 41857 | 58773 | TX Hereford Wind | 57170 | EDF Renewable Asset Holdings, Inc. | IPP Non-CHP | 4501 FM 1259 | Hereford | Deaf Smith | Texas | 88116 | wind | Wind = 200 MW | Onshore Wind Turbine | 200 | 200 | [10 empty] | 200 |  | EIA-860, EIA-860M and EIA-923 | 202406 | -102.1744 | 34.7481
-11430594.5602 | 4201580.7077 | 41858 | 58774 | Spinning Spur Wind II | 57170 | EDF Renewable Asset Holdings, Inc. | IPP Non-CHP | 6899 Windy Way Road | Adrian | Oldham | Texas | 79001 | wind | Wind = 161 MW | Onshore Wind Turbine | 161 | 161 | [10 empty] | 161 |  | EIA-860, EIA-860M and EIA-923 | 202406 | -102.6828 | 35.2769
-11434861.7702 | 4204043.0823 | 41859 | 58775 | Spinning Spur Wind III | 66100 | Boralex US Operations LLC | IPP Non-CHP | 6899 Windy Way Road | Adrian | Oldham | Texas | 79001 | wind | Wind = 194 MW | Onshore Wind Turbine | 194 | 194 | [10 empty] | 194 |  | EIA-860, EIA-860M and EIA-923 | 202406 | -102.7211 | 35.295
-8816008.967 | 5211795.5948 | 41860 | 58777 | Cassadaga Wind Farm | 56215 | RWE Renewables Americas, LLC | IPP Non-CHP | Cook Rd | Cherry Creek | Chautauqua | New York | 14723 | wind | Wind = 124 MW | Onshore Wind Turbine | 124 | 124 | [10 empty] | 124 |  | EIA-860, EIA-860M and EIA-923 | 202406 | -79.1956 | 42.3383
-9321492.1843 | 4947860.3233 | 41861 | 58780 | Scioto Ridge Wind Farm | 56215 | RWE Renewables Americas, LLC | IPP Non-CHP | 8093 County Rd 200 | Belle Center | Logan | Ohio | 43310 | wind | Wind = 249.8 MW | Onshore Wind Turbine | 249.8 | 249.8 | [10 empty] | 249.8 |  | EIA-860, EIA-860M and EIA-923 | 202406 | -83.7364 | 40.5614
-8664397.9431 | 4223457.7551 | 41862 | 58782 | Sonne One | 61060 | Cypress Creek Renewables | IPP Non-CHP | North of Highway 13 and East o | Goldsboro | Wayne | North Carolina | 27530 | solar | Solar = 5 MW | Solar Photovoltaic | 5 | 5 | [9 empty] | 5 |  |  | EIA-860, EIA-860M and EIA-923 | 202406 | -77.8336 | 35.4372
-11995231.7304 | 4647931.369 | 41863 | 58783 | South Canal Hydro-1 | 58675 | Delta-Montrose Electric Association | Electric Utility | Miguel Road | Montrose | Montrose | Colorado | 81401 | hydroelectric | Hydroelectric = 3.8 MW | Conventional Hydroelectric | 4 | 3.8 |  |  |  |  | 3.8 | [7 empty] | EIA-860, EIA-860M and EIA-923 | 202406 | -107.755 | 38.4833
-11997056.1456 | 4646075.0016 | 41864 | 58784 | South Canal Hydro-3 | 58675 | Delta-Montrose Electric Association | Electric Utility | Miguel Road | Montrose | Montrose | Colorado | 81401 | hydroelectric | Hydroelectric = 3.3 MW | Conventional Hydroelectric | 3.5 | 3.3 |  |  |  |  | 3.3 | [7 empty] | EIA-860, EIA-860M and EIA-923 | 202406 | -107.7714 | 38.4703
-8153472.4272 | 4980149.8698 | 41865 | 58785 | Brentwood Solar | 58677 | CD US Solar MT1 LLC | IPP Non-CHP | 812 S Suffolk Ave | Brentwood | Suffolk | New York | 11722 | solar | Solar = 1 MW | Solar Photovoltaic | 1 | 1 | [9 empty] | 1 |  |  | EIA-860, EIA-860M and EIA-923 | 202406 | -73.2439 | 40.7814
-8147906.4527 | 4977128.3331 | 41866 | 58786 | Deer Park | 58677 | CD US Solar MT1 LLC | IPP Non-CHP | Long Island Avenue | Deer Park | Suffolk | New York | 11729 | solar | Solar = 2.5 MW | Solar Photovoltaic | 2.5 | 2.5 | [9 empty] | 2.5 |  |  | EIA-860, EIA-860M and EIA-923 | 202406 | -73.1939 | 40.7608
-8162347.0396 | 4977455.0479 | 41867 | 58787 | Dennison | 58677 | CD US Solar MT1 LLC | IPP Non-CHP | 100 Veterans Memorial Highway | Hauppauge | Suffolk | New York | 11788 | solar | Solar = 2 MW | Solar Photovoltaic | 2 | 2 | [9 empty] | 2 |  |  | EIA-860, EIA-860M and EIA-923 | 202406 | -73.3236 | 40.7631
-8162347.0396 | 4977455.0479 | 41868 | 58788 | North County | 58677 | CD US Solar MT1 LLC | IPP Non-CHP | 725 Veterans Memorial Highway | Hauppauge | Suffolk | New York | 11788 | solar | Solar = 1 MW | Solar Photovoltaic | 1 | 1 | [9 empty] | 1 |  |  | EIA-860, EIA-860M and EIA-923 | 202406 | -73.3236 | 40.7631
-8152173.6627 | 4986726.8108 | 41869 | 58789 | Riverhead | 58677 | CD US Solar MT1 LLC | IPP Non-CHP | 200-201 Center Drive | Riverhead | Suffolk | New York | 11901 | solar | Solar = 1.5 MW | Solar Photovoltaic | 1.5 | 1.5 | [9 empty] | 1.5 |  |  | EIA-860, EIA-860M and EIA-923 | 202406 | -73.2322 | 40.8261
-8147967.901 | 4977368.1875 | 41870 | 58790 | Cohalan | 58677 | CD US Solar MT1 LLC | IPP Non-CHP | 400 Carleton Avenue | Central Islip | Suffolk | New York | 11722 | solar | Solar = 4 MW | Solar Photovoltaic | 4 | 4 | [9 empty] | 4 |  |  | EIA-860, EIA-860M and EIA-923 | 202406 | -73.1944 | 40.7625
-8698226.7119 | 4162371.306 | 41871 | 58791 | Kirkwall Holdings | 61060 | Cypress Creek Renewables | IPP Non-CHP | West of Interstate 40 and Sout | Warsaw | Duplin | North Carolina | 27530 | solar | Solar = 5 MW | Solar Photovoltaic | 5 | 5 | [9 empty] | 5 |  |  | EIA-860, EIA-860M and EIA-923 | 202406 | -78.1375 | 34.9889
-9085371.1879 | 4202414.166 | 41872 | 58792 | Ayrshire | 60865 | CD Global Solar Holdings, LLC | IPP Non-CHP | East of Beaver Dam Church Road | Shelby | Cleveland | North Carolina | 28152 | solar | Solar = 19.4 MW | Solar Photovoltaic | 19.4 | 19.4 | [9 empty] | 19.4 |  |  | EIA-860, EIA-860M and EIA-923 | 202406 | -81.6153 | 35.2831
-8308545.3759 | 4864898.6657 | 41873 | 58793 | JMB Mcguire-Dix-Lakehurst Solar Project | 60281 | Altus Power America Management, LLC | IPP Non-CHP | United Communities, 3700 Circl | McGuire AFB | Burlington | New Jersey | 8641 | solar | Solar = 11.4 MW | Solar Photovoltaic | 11.4 | 11.4 | [9 empty] | 11.4 |  |  | EIA-860, EIA-860M and EIA-923 | 202406 | -74.6369 | 39.9928
-11709016.9631 | 4253519.4902 | 41874 | 58794 | Storrie Lake Solar Project | 58681 | MSM Solar LLC | IPP Non-CHP | 480 NM Highway 250 | Las Vegas | San Miguel | New Mexico | 87701 | solar | Solar = 1.5 MW | Solar Photovoltaic | 1.5 | 1.5 | [9 empty] | 1.5 |  |  | EIA-860, EIA-860M and EIA-923 | 202406 | -105.1839 | 35.6569
-9719119.1716 | 5090750.9929 | 41875 | 58795 | Hobart Solar, LLC | 61012 | AES Distributed Energy | IPP Non-CHP | 4120 W 49th Avenue | Hobart | Lake | Indiana | 46342 | solar | Solar = 1 MW | Solar Photovoltaic | 1 | 1 | [9 empty] | 1 |  |  | EIA-860, EIA-860M and EIA-923 | 202406 | -87.3083 | 41.5294
-9467042.4186 | 5076552.3869 | 41876 | 58796 | Waterloo Solar, LLC | 61012 | AES Distributed Energy | IPP Non-CHP | 120 North Commerce Dr | Waterloo | DeKalb | Indiana | 46342 | solar | Solar = 1 MW | Solar Photovoltaic | 1 | 1 | [9 empty] | 1 |  |  | EIA-860, EIA-860M and EIA-923 | 202406 | -85.0439 | 41.4339
-9702730.4935 | 5086703.9173 | 41877 | 58797 | Valparaiso Solar, LLC | 61012 | AES Distributed Energy | IPP Non-CHP | 495 North 45 West | Valparaiso | Porter | Indiana | 46383 | solar | Solar = 1 MW | Solar Photovoltaic | 1 | 1 | [9 empty] | 1 |  |  | EIA-860, EIA-860M and EIA-923 | 202406 | -87.1611 | 41.5022
-8314514.661 | 4784534.8596 | 41878 | 58798 | AC Criminal Courts Complex SPE2, LLC | 61012 | AES Distributed Energy | Commercial Non-CHP | 4997 Unami Blvd | Mays Landing | Atlantic | New Jersey | 8330 | solar | Solar = 1.3 MW | Solar Photovoltaic | 1.3 | 1.3 | [9 empty] | 1.3 |  |  | EIA-860, EIA-860M and EIA-923 | 202406 | -74.6906 | 39.4375
-8557129.2573 | 4232190.378 | 41879 | 58799 | Pamlico Partners Solar | 64035 | Pamlico Partners Solar, LLC | IPP Non-CHP | 1864 NC Highway 92 East | Washington | Beaufort | North Carolina | 27889 | solar | Solar = 5 MW | Solar Photovoltaic | 5 | 5 | [9 empty] | 5 |  |  | EIA-860, EIA-860M and EIA-923 | 202406 | -76.87 | 35.5011
-8649926.4093 | 4217880.1551 | 41880 | 58801 | Arba Solar, LLC | 58694 | Leyline Renewable Energy, LLC | IPP Non-CHP | 3943 Hull Road | Snow Hill | Greene | North Carolina | 28580 | solar | Solar = 2 MW | Solar Photovoltaic | 2 | 2 | [9 empty] | 2 |  |  | EIA-860, EIA-860M and EIA-923 | 202406 | -77.7036 | 35.3964
-8701597.2434 | 4314045.5284 | 41881 | 58802 | Franklin Solar, LLC | 58694 | Leyline Renewable Energy, LLC | IPP Non-CHP | 151 Firetower Road | Louisburg | Franklin | North Carolina | 27549 | solar | Solar = 2 MW | Solar Photovoltaic | 2 | 2 | [9 empty] | 2 |  |  | EIA-860, EIA-860M and EIA-923 | 202406 | -78.1678 | 36.0975
-8680879.4617 | 4158144.8222 | 41882 | 58803 | Kenansville Solar 2, LLC | 61060 | Cypress Creek Renewables | IPP Non-CHP | 120 NC 24 and 50 Highway | Kenansville | Duplin | North Carolina | 28349 | solar | Solar = 2 MW | Solar Photovoltaic | 2 | 2 | [9 empty] | 2 |  |  | EIA-860, EIA-860M and EIA-923 | 202406 | -77.9817 | 34.9578
-8871606.8188 | 4206316.5205 | 41883 | 58805 | Samarcand Solar Farm, LLC | 61119 | SRE Utility Solar 1, LLC | IPP Non-CHP | 1605 Samarcand Road | Biscoe | Moore | North Carolina | 27209 | solar | Solar = 5 MW | Solar Photovoltaic | 5 | 5 | [9 empty] | 5 |  |  | EIA-860, EIA-860M and EIA-923 | 202406 | -79.695 | 35.3117
-8633599.5136 | 4203777.9442 | 41884 | 58806 | Albemarle Solar Center LLC | 61119 | SRE Utility Solar 1, LLC | IPP Non-CHP | 1110 Cunningham Road | Kinston | Lenoir | North Carolina | 28501 | solar | Solar = 5 MW | Solar Photovoltaic | 5 | 5 | [9 empty] | 5 |  |  | EIA-860, EIA-860M and EIA-923 | 202406 | -77.5569 | 35.2931
-8661769.5786 | 4301729.9218 | 41885 | 58807 | Boseman Solar Center LLC | 61060 | Cypress Creek Renewables | IPP Non-CHP | Gold Rock Road | Rocky Mount | Nash | North Carolina | 27804 | solar | Solar = 5 MW | Solar Photovoltaic | 5 | 5 | [9 empty] | 5 |  |  | EIA-860, EIA-860M and EIA-923 | 202406 | -77.81 | 36.0081
-8614335.1191 | 4255156.1364 | 41886 | 58808 | Flemming Solar Center LLC | 61060 | Cypress Creek Renewables | IPP Non-CHP | Flemming School Road | Greenville | Pitt | North Carolina | 27834 | solar | Solar = 5 MW | Solar Photovoltaic | 5 | 5 | [9 empty] | 5 |  |  | EIA-860, EIA-860M and EIA-923 | 202406 | -77.3839 | 35.6689
-8620364.9619 | 4223002.3767 | 41887 | 58809 | Littlefield Solar Center LLC | 61119 | SRE Utility Solar 1, LLC | IPP Non-CHP | 192 W. Littlefield Road | Ayden | Pitt | North Carolina | 28513 | solar | Solar = 5 MW | Solar Photovoltaic | 5 | 5 | [9 empty] | 5 |  |  | EIA-860, EIA-860M and EIA-923 | 202406 | -77.4381 | 35.4339
-8606837.8627 | 4251602.4112 | 41888 | 58810 | Rams Horn Solar Center LLC | 61060 | Cypress Creek Renewables | IPP Non-CHP | 1229 Rams Horn Road | Greenville | Pitt | North Carolina | 27834 | solar | Solar = 5 MW | Solar Photovoltaic | 5 | 5 | [9 empty] | 5 |  |  | EIA-860, EIA-860M and EIA-923 | 202406 | -77.3165 | 35.6429
-8554129.8649 | 5102943.9889 | 41889 | 58811 | Beaver Dam | 58685 | Beaver Dam Energy LLC | IPP Non-CHP | Wheelerville-Mountain Rd and B | Canton Township | Bradford | Pennsylvania | 17724 | natural gas | Natural Gas = 21 MW | Natural Gas Internal Combustion Engine | 22 | 21 | [6 empty] | 21 | [5 empty] | EIA-860, EIA-860M and EIA-923 | 202406 | -76.8431 | 41.6114
-8669994.8645 | 4270658.5361 | 41890 | 58812 | Upchurch Solar Center LLC | 61060 | Cypress Creek Renewables | IPP Non-CHP | 4468 Upchurch Road | Elm City | Wilson | North Carolina | 27822 | solar | Solar = 5 MW | Solar Photovoltaic | 5 | 5 | [9 empty] | 5 |  |  | EIA-860, EIA-860M and EIA-923 | 202406 | -77.8839 | 35.7819
-8549955.384 | 5110639.7363 | 41891 | 58813 | Alpaca | 58686 | Alpaca Energy LLC | IPP Non-CHP | PA State Rd 414 and Glory Barn | Canton Township | Bradford | Pennsylvania | 17724 | natural gas | Natural Gas = 20.4 MW | Natural Gas Internal Combustion Engine | 21 | 20.4 | [6 empty] | 20.4 | [5 empty] | EIA-860, EIA-860M and EIA-923 | 202406 | -76.8056 | 41.6631
-13516690.8708 | 5016972.6372 | 41892 | 58814 | Shasta Solar Farm | 58696 | Ignite Solar Holdings LLC | IPP Non-CHP | 43666 State Highway 299 East | Fall River Mills | Shasta | California | 96026 | solar | Solar = 3 MW | Solar Photovoltaic | 3 | 3 | [9 empty] | 3 |  |  | EIA-860, EIA-860M and EIA-923 | 202406 | -121.4225 | 41.0314
-8525155.8505 | 5145180.7582 | 41893 | 58818 | Milan | 58689 | Milan Energy LLC | IPP Non-CHP | Milan Rd and Sunnyside Rd | Milan | Bradford | Pennsylvania | 18831 | natural gas | Natural Gas = 20.4 MW | Natural Gas Internal Combustion Engine | 21 | 20.4 | [6 empty] | 20.4 | [5 empty] | EIA-860, EIA-860M and EIA-923 | 202406 | -76.5828 | 41.8944
-8352641.5866 | 4775730.3715 | 41894 | 58822 | Millville City Sewer Auth WTP | 61944 | MN8 Energy LLC | Commercial Non-CHP | 355 Fowser Road | Millville | Cumberland | New Jersey | 8332 | solar | Solar = 1.3 MW | Solar Photovoltaic | 1.2 | 1.3 | [9 empty] | 1.3 |  |  | EIA-860, EIA-860M and EIA-923 | 202406 | -75.0331 | 39.3764
-8124034.5445 | 5607451.3328 | 41895 | 58824 | Sheldon Solar | 64423 | Excelsior Energy Capital | IPP Non-CHP | 121 Heather Lane | Sheldon Springs | Franklin | Vermont | 5485 | solar | Solar = 2.3 MW | Solar Photovoltaic | 2.3 | 2.3 | [9 empty] | 2.3 |  |  | EIA-860, EIA-860M and EIA-923 | 202406 | -72.9794 | 44.9106
-9779664.6181 | 5161270.6503 | 41896 | 58825 | MTHS Co-Gen Buildings | 58701 | Maine Township High School Dist 207 | IPP CHP | 1131 South Dee Rd | Park Ridge | Cook | Illinois | 60068 | natural gas | Natural Gas = 1.2 MW | Natural Gas Internal Combustion Engine | 1.2 | 1.2 | [6 empty] | 1.2 | [5 empty] | EIA-860, EIA-860M and EIA-923 | 202406 | -87.8522 | 42.0019
-9034349.6804 | 4249752.5031 | 41897 | 58828 | Apple One | 61060 | Cypress Creek Renewables | IPP Non-CHP | Woodstone Drive | Newton | Catawba | North Carolina | 28658 | solar | Solar = 5 MW | Solar Photovoltaic | 5 | 5 | [9 empty] | 5 |  |  | EIA-860, EIA-860M and EIA-923 | 202406 | -81.1569 | 35.6294
-9037318.2373 | 4253481.5399 | 41898 | 58829 | Sonne Two | 59462 | Heelstone Energy Holdings, LLC | IPP Non-CHP | West of Mt. Olive Church Road | Newton | Catawba | North Carolina | 28658 | solar | Solar = 5 MW | Solar Photovoltaic | 5 | 5 | [9 empty] | 5 |  |  | EIA-860, EIA-860M and EIA-923 | 202406 | -81.1836 | 35.6567
-9293569.5825 | 5405328.5577 | 41899 | 58830 | Cross Winds Energy Park | 4254 | Consumers Energy Co - (MI) | Electric Utility | 3741 West Hoppe Rd | Unionville | Tuscola | Michigan | 48767 | wind | Wind = 230.9 MW | Onshore Wind Turbine | 230.9 | 230.9 | [10 empty] | 230.9 |  | EIA-860, EIA-860M and EIA-923 | 202406 | -83.4856 | 43.6103
-13226177.9467 | 4207718.5734 | 41900 | 58831 | Redcrest Solar Farm | 61012 | AES Distributed Energy | IPP Non-CHP | 3562 Tower Line Road | Edison | Kern | California | 93307 | solar | Solar = 16 MW | Solar Photovoltaic | 16.6 | 16 | [9 empty] | 16 |  |  | EIA-860, EIA-860M and EIA-923 | 202406 | -118.8128 | 35.3219
-12335683.8027 | 3776699.8128 | 41901 | 58832 | Cogenra - TEP | 63249 | Terraform Arcadia | IPP Non-CHP | 8410 S. Rita Road | Tucson | Pima | Arizona | 85747 | solar | Solar = 1 MW | Solar Photovoltaic | 1 | 1 | [9 empty] | 1 |  |  | EIA-860, EIA-860M and EIA-923 | 202406 | -110.8133 | 32.1019
-12254946.3363 | 3800926.0152 | 41902 | 58833 | Red Horse 2 | 59146 | Red Horse 2 | IPP Non-CHP | 5529 N. Muleshoe Rd. | Willcox | Cochise | Arizona | 85643 | solar | Solar = 51 MW,Wind = 30 MW | Solar Photovoltaic; Onshore Wind Turbine; | 81 | 81 | [9 empty] | 51 | 30 |  | EIA-860, EIA-860M and EIA-923 | 202406 | -110.0881 | 32.2861
-10060282.5754 | 5359956.5624 | 41903 | 58834 | Richland Center Renewable Energy LLC | 58709 | Richland Center Renewable Energy LLC | IPP CHP | 24520 County Highway RC | Richland Center | Richland | Wisconsin | 53581 | biomass | Biomass = 1.6 MW | Other Waste Biomass | 1.8 | 1.6 |  | 1.6 | [10 empty] | EIA-860, EIA-860M and EIA-923 | 202406 | -90.3731 | 43.3144
-11337147.9702 | 4010689.197 | 41904 | 58835 | Elk Station | 7349 | Golden Spread Electric Cooperative, Inc | Electric Utility | 1454 CR 315 | Abernathy | Hale | Texas | 79311 | natural gas | Natural Gas = 583.1 MW | Natural Gas Fired Combustion Turbine | 599.4 | 583.1 | [6 empty] | 583.1 | [5 empty] | EIA-860, EIA-860M and EIA-923 | 202406 | -101.8433 | 33.865
-10710264.6143 | 5896174.4497 | 41905 | 58836 | Lakeswind Power Partners | 58710 | Lakeswind Power Partners | IPP Non-CHP | 29040 120th Ave. S. | Pelican Rapids | Clay | Minnesota | 56572 | wind | Wind = 50 MW | Onshore Wind Turbine | 51.8 | 50 | [10 empty] | 50 |  | EIA-860, EIA-860M and EIA-923 | 202406 | -96.2119 | 46.7181
-17585139.9606 | 2471584.5446 | 41906 | 58837 | Na Pua Makani Wind Project | 58718 | Na Pua Makani Power Partners LLC | IPP Non-CHP | 56-380 Kamehameha Highway | Kahuku | Honolulu | Hawaii | 96731 | wind | Wind = 27.6 MW | Onshore Wind Turbine | 27.6 | 27.6 | [10 empty] | 27.6 |  | EIA-860, EIA-860M and EIA-923 | 202406 | -157.97 | 21.6669
-10927244.8922 | 3914307.6853 | 41907 | 58838 | Keechi Wind | 62969 | Keechi Wind, LLC | IPP Non-CHP | 3601 FM 4 | Jacksboro | Jack | Texas | 76458 | wind | Wind = 110 MW | Onshore Wind Turbine | 110 | 110 | [10 empty] | 110 |  | EIA-860, EIA-860M and EIA-923 | 202406 | -98.1611 | 33.1431
-7946541.8503 | 5215645.0722 | 41908 | 58839 | Sudbury Landfill | 59286 | Heliovaas LLC | IPP Non-CHP | 20 Boston Post Road | Sudbury | Middlesex | Massachusetts | 1776 | solar | Solar = 1.3 MW | Solar Photovoltaic | 1.3 | 1.3 | [9 empty] | 1.3 |  |  | EIA-860, EIA-860M and EIA-923 | 202406 | -71.385 | 42.3639
-8680260.9706 | 4159805.0109 | 41909 | 58840 | Kenansville Solar Farm, LLC | 61119 | SRE Utility Solar 1, LLC | IPP Non-CHP | 328 Bowdens Road | Kenansville | Duplin | North Carolina | 28349 | solar | Solar = 4.5 MW | Solar Photovoltaic | 4.5 | 4.5 | [9 empty] | 4.5 |  |  | EIA-860, EIA-860M and EIA-923 | 202406 | -77.9761 | 34.97
-12336395.0229 | 3776809.4108 | 41910 | 58842 | Gato Montes Solar, LLC | 65411 | Duke Energy Renewables Services | IPP Non-CHP | 9070 South Rita Road | Tucson | Pima | Arizona | 85747 | solar | Solar = 5 MW | Solar Photovoltaic | 5 | 5 | [9 empty] | 5 |  |  | EIA-860, EIA-860M and EIA-923 | 202406 | -110.8197 | 32.1028
-8614025.8735 | 4272412.0746 | 41911 | 58843 | Bethel Price Solar, LLC | 65411 | Duke Energy Renewables Services | IPP Non-CHP | 227 Price Road | Bethel | Pitt | North Carolina | 27812 | solar | Solar = 3.2 MW | Solar Photovoltaic | 5 | 3.2 | [9 empty] | 3.2 |  |  | EIA-860, EIA-860M and EIA-923 | 202406 | -77.3811 | 35.7947
-8617149.0532 | 4317834.8388 | 41912 | 58844 | Dogwood Solar, LLC | 65411 | Duke Energy Renewables Services | IPP Non-CHP | 34880 Highway 903 | Scotland Neck | Halifax | North Carolina | 27874 | solar | Solar = 20 MW | Solar Photovoltaic | 20 | 20 | [9 empty] | 20 |  |  | EIA-860, EIA-860M and EIA-923 | 202406 | -77.4092 | 36.125
-8577568.7403 | 4240967.9932 | 41913 | 58845 | Washington Airport Solar LLC | 65411 | Duke Energy Renewables Services | IPP Non-CHP | 398 Minuteman Lane | Washington | Beaufort | North Carolina | 27889 | solar | Solar = 5 MW | Solar Photovoltaic | 5 | 5 | [9 empty] | 5 |  |  | EIA-860, EIA-860M and EIA-923 | 202406 | -77.0536 | 35.5653
-8553078.4523 | 4231962.437 | 41914 | 58846 | Washington Millfield Solar, LLC | 65411 | Duke Energy Renewables Services | IPP Non-CHP | 40 Millfield Road | Bath | Beaufort | North Carolina | 27808 | solar | Solar = 5 MW | Solar Photovoltaic | 5 | 5 | [9 empty] | 5 |  |  | EIA-860, EIA-860M and EIA-923 | 202406 | -76.8336 | 35.4994
-8562447.8799 | 4298137.1786 | 41915 | 58847 | Windsor Cooper HIill Solar, LLC | 65411 | Duke Energy Renewables Services | IPP Non-CHP | 159-D Cooper Hill Road | Windsor | Bertie | North Carolina | 27983 | solar | Solar = 5 MW | Solar Photovoltaic | 5 | 5 | [9 empty] | 5 |  |  | EIA-860, EIA-860M and EIA-923 | 202406 | -76.9178 | 35.9819
-8696927.9474 | 4164636.2079 | 41916 | 58848 | Warsaw Farm | 3046 | Duke Energy Progress - (NC) | Electric Utility | 755 Penny Branch Rd | Warsaw | Duplin | North Carolina | 28398 | solar | Solar = 65 MW | Solar Photovoltaic | 65 | 65 | [9 empty] | 65 |  |  | EIA-860, EIA-860M and EIA-923 | 202406 | -78.1258 | 35.0056
-8658801.0218 | 4313549.5714 | 41917 | 58849 | Castalia Solar | 64778 | Strata Manager, LLC | IPP Non-CHP | 10677 N Carolina 58 | Castalia | Nash | North Carolina | 27816 | solar | Solar = 2 MW | Solar Photovoltaic | 2 | 2 | [9 empty] | 2 |  |  | EIA-860, EIA-860M and EIA-923 | 202406 | -77.7833 | 36.0939
-8854166.7281 | 4136170.1623 | 41918 | 58851 | Oakboro Farm | 63248 | Palmetto Power Management LLC | IPP Non-CHP | 17008 Springs Mill Rd | Laurinburg | Scotland | North Carolina | 28352 | solar | Solar = 5 MW | Solar Photovoltaic | 5 | 5 | [9 empty] | 5 |  |  | EIA-860, EIA-860M and EIA-923 | 202406 | -79.5383 | 34.7958
-8759947.1356 | 4072375.7629 | 41919 | 58853 | McKenzie Farm | 64778 | Strata Manager, LLC | IPP Non-CHP | 522 Fitter Hill Rd | Whiteville | Columbus | North Carolina | 28427 | solar | Solar = 5 MW | Solar Photovoltaic | 5 | 5 | [9 empty] | 5 |  |  | EIA-860, EIA-860M and EIA-923 | 202406 | -78.6919 | 34.3239
-8686352.5957 | 4307120.9933 | 41920 | 58854 | Nash 58 Farm | 64778 | Strata Manager, LLC | IPP Non-CHP | 6657 North NC 58 | Nashville | Nash | North Carolina | 27856 | solar | Solar = 5 MW | Solar Photovoltaic | 5 | 5 | [9 empty] | 5 |  |  | EIA-860, EIA-860M and EIA-923 | 202406 | -78.0308 | 36.0472
-8693217.3348 | 4293667.1724 | 41921 | 58855 | Nash 64 Farm | 64778 | Strata Manager, LLC | IPP Non-CHP | Rockwool St | Spring Hope | Nash | North Carolina | 27882 | solar | Solar = 5 MW | Solar Photovoltaic | 5 | 5 | [9 empty] | 5 |  |  | EIA-860, EIA-860M and EIA-923 | 202406 | -78.0925 | 35.9494
-8816441.7772 | 4138994.7478 | 41922 | 58856 | Pate Farm | 64778 | Strata Manager, LLC | IPP Non-CHP | 40 Milk Dairy Rd | Red Springs | Robeson | North Carolina | 28377 | solar | Solar = 5 MW | Solar Photovoltaic | 5 | 5 | [9 empty] | 5 |  |  | EIA-860, EIA-860M and EIA-923 | 202406 | -79.1994 | 34.8167
-8756545.7686 | 4209272.5406 | 41923 | 58859 | Erwin Farm | 64778 | Strata Manager, LLC | IPP Non-CHP | 311 Erwin Access Rd | Erwin | Harnett | North Carolina | 28339 | solar | Solar = 5 MW | Solar Photovoltaic | 5 | 5 | [9 empty] | 5 |  |  | EIA-860, EIA-860M and EIA-923 | 202406 | -78.6614 | 35.3333
-9043966.4599 | 4247394.0702 | 41924 | 58861 | Sigmon Catawba Farm | 64778 | Strata Manager, LLC | IPP Non-CHP | 2685 Sigmon Dairy Rd | Newton | Catawba | North Carolina | 28658 | solar | Solar = 5 MW | Solar Photovoltaic | 5 | 5 | [9 empty] | 5 |  |  | EIA-860, EIA-860M and EIA-923 | 202406 | -81.2433 | 35.6122
-8789423.9802 | 4363916.9262 | 41925 | 58862 | Wagstaff Farm 1 | 64778 | Strata Manager, LLC | IPP Non-CHP | 945 Woodsdale Rd | Roxboro | Person | North Carolina | 27574 | solar | Solar = 5 MW | Solar Photovoltaic | 5 | 5 | [9 empty] | 5 |  |  | EIA-860, EIA-860M and EIA-923 | 202406 | -78.9567 | 36.4587
-9064313.2138 | 4211850.3248 | 41926 | 58863 | Waco Farm | 64778 | Strata Manager, LLC | IPP Non-CHP | 399 Devenny Street | Waco | Cleveland | North Carolina | 28169 | solar | Solar = 5 MW | Solar Photovoltaic | 5 | 5 | [9 empty] | 5 |  |  | EIA-860, EIA-860M and EIA-923 | 202406 | -81.4261 | 35.3522
-8764832.8367 | 4239979.7213 | 41927 | 58864 | Sunfish Farm | 61060 | Cypress Creek Renewables | IPP Non-CHP | 8300 Kennebec Rd | Willow Spring | Wake | North Carolina | 27592 | solar | Solar = 5 MW | Solar Photovoltaic | 5 | 5 | [9 empty] | 5 |  |  | EIA-860, EIA-860M and EIA-923 | 202406 | -78.7358 | 35.5581
-9016755.0783 | 4203967.25 | 41928 | 58865 | Reventure Park | 58748 | Clean Energy LLC | IPP CHP | 11701 Mt. Holly Rd | Charlotte | Mecklenburg | North Carolina | 28214 | biomass | Biomass = 3.5 MW | Landfill Gas | 3.5 | 3.5 |  | 3.5 | [10 empty] | EIA-860, EIA-860M and EIA-923 | 202406 | -80.9989 | 35.2944
-8771202.872 | 4072562.9901 | 41929 | 58866 | Garrell Solar Farm | 64778 | Strata Manager, LLC | IPP Non-CHP | 2681 Georgia Pacific Rd | Chadbourn | Columbus | North Carolina | 28341 | solar | Solar = 5 MW | Solar Photovoltaic | 5 | 5 | [9 empty] | 5 |  |  | EIA-860, EIA-860M and EIA-923 | 202406 | -78.7931 | 34.3253
-8766409.9 | 4234279.6693 | 41930 | 58867 | Angier Farm | 64778 | Strata Manager, LLC | IPP Non-CHP | 601 Rawls Church Rd | Angier | Harnett | North Carolina | 27501 | solar | Solar = 5 MW | Solar Photovoltaic | 5 | 5 | [9 empty] | 5 |  |  | EIA-860, EIA-860M and EIA-923 | 202406 | -78.75 | 35.5164
-8773429.2618 | 4100867.6859 | 41931 | 58868 | Bladenboro Farm | 64778 | Strata Manager, LLC | IPP Non-CHP | 700 Forrest Drive | Bladenboro | Bladen | North Carolina | 28320 | solar | Solar = 5 MW | Solar Photovoltaic | 5 | 5 | [9 empty] | 5 |  |  | EIA-860, EIA-860M and EIA-923 | 202406 | -78.8131 | 34.535
-10597027.9792 | 3470101.5745 | 41932 | 58870 | Rentech Nitrogen Pasadena Cogeneration | 58749 | PCI Nitrogen LLC | IPP CHP | 2001 Jackson Road | Pasadena | Harris | Texas | 77506 | other | Other = 14 MW | All Other | 15.4 | 14 | [11 empty] | 14 | EIA-860, EIA-860M and EIA-923 | 202406 | -95.1947 | 29.7394
-7908291.2487 | 5134635.267 | 41933 | 58871 | Berkley East Solar LLC | 59139 | SunEdison LLC | IPP Non-CHP | 2 Myricks Street | Berkley | Bristol | Massachusetts | 2779 | solar | Solar = 2.9 MW | Solar Photovoltaic | 3 | 2.9 | [9 empty] | 2.9 |  |  | EIA-860, EIA-860M and EIA-923 | 202406 | -71.0414 | 41.8239
-11305019.9407 | 5938810.1742 | 41934 | 58872 | Bison 4 Wind Energy Center | 12647 | ALLETE, Inc. | Electric Utility | 5198 30th St. | New Salem | Morton | North Dakota | 58563 | wind | Wind = 201.8 MW | Onshore Wind Turbine | 205 | 201.8 | [10 empty] | 201.8 |  | EIA-860, EIA-860M and EIA-923 | 202406 | -101.5547 | 46.98
-8208018.9777 | 5213762.0128 | 41935 | 58873 | Stuyvesant Falls | 58756 | Albany Engineering Corporation | IPP Non-CHP | 27 County Route 25A | Stuyvesant | Columbia | New York | 12173 | hydroelectric | Hydroelectric = 4 MW | Conventional Hydroelectric | 6 | 4 |  |  |  |  | 4 | [7 empty] | EIA-860, EIA-860M and EIA-923 | 202406 | -73.7339 | 42.3514
-8721696.5341 | 4337836.8382 | 41936 | 58874 | Dement Farm LLC | 61119 | SRE Utility Solar 1, LLC | IPP Non-CHP | 5859 S. NC 39 Hwy. | Henderson | Vance | North Carolina | 27536 | solar | Solar = 4.9 MW | Solar Photovoltaic | 5 | 4.9 | [9 empty] | 4.9 |  |  | EIA-860, EIA-860M and EIA-923 | 202406 | -78.3483 | 36.27
-8019796.3091 | 5104805.2856 | 41937 | 58876 | Fusion Solar Center LLC | 60556 | Fusion Solar Centre, L.L.C | IPP Non-CHP | 130 Inland Road | Baltic | New London | Connecticut | 6330 | solar | Solar = 20 MW | Solar Photovoltaic | 20 | 20 | [9 empty] | 20 |  |  | EIA-860, EIA-860M and EIA-923 | 202406 | -72.0431 | 41.6239
-8360804.9788 | 4835955.2865 | 41938 | 58877 | Kinsley Landfill Solar | 15477 | Public Service Elec & Gas Co | Electric Utility | 2025 Delsea Drive | Sewell | Gloucester | New Jersey | 8080 | solar | Solar = 8.6 MW | Solar Photovoltaic | 8.6 | 8.6 | [9 empty] | 8.6 |  |  | EIA-860, EIA-860M and EIA-923 | 202406 | -75.1064 | 39.7933
-8691640.2715 | 4165504.4044 | 41939 | 58879 | Duplin Solar LLC | 61119 | SRE Utility Solar 1, LLC | IPP Non-CHP | 181 Revelle Rd | Warsaw | Duplin | North Carolina | 28398 | solar | Solar = 4.9 MW | Solar Photovoltaic | 5 | 4.9 | [9 empty] | 4.9 |  |  | EIA-860, EIA-860M and EIA-923 | 202406 | -78.0783 | 35.0119
-8856547.7407 | 4132217.1582 | 41940 | 58880 | North Carolina Solar III LLC | 61119 | SRE Utility Solar 1, LLC | IPP Non-CHP | 8621 Gibson Rd | Gibson | Scotland | North Carolina | 28343 | solar | Solar = 4.9 MW | Solar Photovoltaic | 4.9 | 4.9 | [9 empty] | 4.9 |  |  | EIA-860, EIA-860M and EIA-923 | 202406 | -79.5597 | 34.7667
-8302362.2461 | 4991223.0114 | 41941 | 58881 | County College of Morris | 58753 | Sunlight General Morris Solar LLC | Commercial Non-CHP | 214 Center Grove Rd | Randolph | Morris | New Jersey | 7869 | solar | Solar = 2.9 MW | Solar Photovoltaic | 2.9 | 2.9 | [9 empty] | 2.9 |  |  | EIA-860, EIA-860M and EIA-923 | 202406 | -74.5814 | 40.8567
-8309474.3371 | 4903189.1776 | 41942 | 58882 | Mercer County Community College | 58754 | Sunlight General Mercer Solar LLC | Commercial Non-CHP | 1200 Old Trenton Rd | West Windsor | Mercer | New Jersey | 8550 | solar | Solar = 7.5 MW | Solar Photovoltaic | 7.5 | 7.5 | [9 empty] | 7.5 |  |  | EIA-860, EIA-860M and EIA-923 | 202406 | -74.6453 | 40.2558
-10648389.5678 | 5324198.9706 | 41943 | 58883 | Highland Wind Project (IA) | 12341 | MidAmerican Energy Co | Electric Utility | 620 Industrial Park Rd | Primghar | O'Brien | Iowa | 51245 | wind | Wind = 475 MW | Onshore Wind Turbine | 502 | 475 | [10 empty] | 475 |  | EIA-860, EIA-860M and EIA-923 | 202406 | -95.6561 | 43.0803
-10483049.1771 | 5211251.7992 | 41944 | 58884 | Lundgren Wind Project | 12341 | MidAmerican Energy Co | Electric Utility | 2122 250th St | Otho | Webster | Iowa | 50569 | wind | Wind = 250 MW | Onshore Wind Turbine | 251 | 250 | [10 empty] | 250 |  | EIA-860, EIA-860M and EIA-923 | 202406 | -94.1708 | 42.3347
-10475566.0583 | 5043242.8752 | 41945 | 58885 | Macksburg Wind Project | 12341 | MidAmerican Energy Co | Electric Utility | 310 E N St | Macksburg | Madison | Iowa | 50155 | wind | Wind = 119.6 MW | Onshore Wind Turbine | 119.6 | 119.6 | [10 empty] | 119.6 |  | EIA-860, EIA-860M and EIA-923 | 202406 | -94.1036 | 41.2092
-10349002.0312 | 5219705.3189 | 41946 | 58886 | Wellsburg Wind Project | 12341 | MidAmerican Energy Co | Electric Utility | 15087 205th St. | Wellsburg | Grundy | Iowa | 50680 | wind | Wind = 138.6 MW | Onshore Wind Turbine | 140.8 | 138.6 | [10 empty] | 138.6 |  | EIA-860, EIA-860M and EIA-923 | 202406 | -92.9667 | 42.3908
-9935233.6065 | 5110225.799 | 41947 | 58887 | Com Adam 1WF-1 | 58760 | FPC Services Inc. | IPP Non-CHP | 1973 Tower Rd | Sublette | Lee | Illinois | 61367 | wind | Wind = 5 MW | Onshore Wind Turbine | 5 | 5 | [10 empty] | 5 |  | EIA-860, EIA-860M and EIA-923 | 202406 | -89.2497 | 41.6603
-13689545.3271 | 4687549.9989 | 41948 | 58889 | ASTI | 58759 | Perpetual Energy Systems | IPP Non-CHP | 26150 Asti Rd | Cloverdale | Sonoma | California | 95427 | solar | Solar = 1.2 MW | Solar Photovoltaic | 1.2 | 1.2 | [9 empty] | 1.2 |  |  | EIA-860, EIA-860M and EIA-923 | 202406 | -122.9753 | 38.7614
-13634380.2855 | 4651842.8566 | 41949 | 58890 | Beringer | 58759 | Perpetual Energy Systems | IPP Non-CHP | 2000 Main Street | Saint Helena | Sonoma | California | 94574 | solar | Solar = 1.4 MW | Solar Photovoltaic | 1.4 | 1.4 | [9 empty] | 1.4 |  |  | EIA-860, EIA-860M and EIA-923 | 202406 | -122.4797 | 38.5108
-9215305.7466 | 5442387.19 | 41950 | 58891 | Big Turtle Wind Farm, LLC | 64331 | DTE Sustainable Generation | IPP Non-CHP | 1717 N. Minden Road | Harbor Beach | Huron | Michigan | 48441 | wind | Wind = 20 MW | Onshore Wind Turbine | 20 | 20 | [10 empty] | 20 |  | EIA-860, EIA-860M and EIA-923 | 202406 | -82.7825 | 43.8508
-9365525.1655 | 3656653.7283 | 41951 | 58892 | Camilla Solar Plant | 60898 | Axium US Solar Holdings LLC | IPP Non-CHP | 3010 Mount Zion Church Road | Pelham | Mitchell | Georgia | 31779 | solar | Solar = 16 MW | Solar Photovoltaic | 16 | 16 | [9 empty] | 16 |  |  | EIA-860, EIA-860M and EIA-923 | 202406 | -84.1319 | 31.1839
-9411382.6732 | 3890622.3346 | 41952 | 58893 | Camp Solar Plant | 60898 | Axium US Solar Holdings LLC | IPP Non-CHP | 1763 River Cove Road | Woodbury | Meriwether | Georgia | 30293 | solar | Solar = 2.4 MW | Solar Photovoltaic | 2.4 | 2.4 | [9 empty] | 2.4 |  |  | EIA-860, EIA-860M and EIA-923 | 202406 | -84.5439 | 32.9647
-8299022.6614 | 4947738.2654 | 41953 | 58896 | Patriots Stadium | 58769 | Sunlight General Somerset Solar LLC | Commercial Non-CHP | 860 East Main St | Bridgewater | Somerset | New Jersey | 8807 | solar | Solar = 1 MW | Solar Photovoltaic | 1 | 1 | [9 empty] | 1 |  |  | EIA-860, EIA-860M and EIA-923 | 202406 | -74.5514 | 40.5606
-8365721.6268 | 4863036.3595 | 41954 | 58897 | Temple SEGF | 58767 | Temple University | Commercial Non-CHP | 1820-60 N 10th Street | Philadelphia | Philadelphia | Pennsylvania | 19122 | natural gas | Natural Gas = 16 MW | Natural Gas Internal Combustion Engine | 16 | 16 | [6 empty] | 16 | [5 empty] | EIA-860, EIA-860M and EIA-923 | 202406 | -75.1506 | 39.98
-9802376.5772 | 5012219.0923 | 41955 | 58898 | Pilot Hill Wind Farm | 57170 | EDF Renewable Asset Holdings, Inc. | IPP Non-CHP | 8753 West 7000 South Road | Herscher | Kankakee | Illinois | 60941 | wind | Wind = 175 MW | Onshore Wind Turbine | 175 | 175 | [10 empty] | 175 |  | EIA-860, EIA-860M and EIA-923 | 202406 | -88.0562 | 40.9992
-11870801.2526 | 4164145.329 | 41956 | 58899 | Prosperity Energy Storage Facility Hybrid | 15473 | Public Service Co of NM | Electric Utility | 1100 Los Picaros Rd. SE | Albuquerque | Bernalillo | New Mexico | 87105 | batteries | Battery = 0.8 MW, Solar = 0.5 MW | Batteries; Solar Photovoltaic; | 1.3 | 1.3 | 0.8 | [8 empty] | 0.5 |  |  | EIA-860, EIA-860M and EIA-923 | 202406 | -106.6372 | 35.0019
-11226261.401 | 4372141.2284 | 41957 | 58900 | Balko Wind LLC | 58770 | Balko Wind LLC | IPP Non-CHP | Route 1, Box 88 | Balko | Beaver | Oklahoma | 73931 | wind | Wind = 299.7 MW | Onshore Wind Turbine | 299.7 | 299.7 | [10 empty] | 299.7 |  | EIA-860, EIA-860M and EIA-923 | 202406 | -100.8472 | 36.5181
-11995571.9228 | 4613267.4006 | 41958 | 58901 | Tri-County Water Hydropower Project | 58771 | Tri-County Water Conservancy District | IPP Non-CHP | 31297 Highway 550 | Ridgway | Ouray | Colorado | 81432 | hydroelectric | Hydroelectric = 8 MW | Conventional Hydroelectric | 8 | 8 |  |  |  |  | 8 | [7 empty] | EIA-860, EIA-860M and EIA-923 | 202406 | -107.7581 | 38.2392
-10887015.2528 | 4269057.8447 | 41959 | 58902 | Kingfisher Wind LLC | 58773 | Kingfisher Wind LLC | IPP Non-CHP | 18871 N Manning Road | Kingfisher | Kingfisher | Oklahoma | 73762 | wind | Wind = 298 MW | Onshore Wind Turbine | 298 | 298 | [10 empty] | 298 |  | EIA-860, EIA-860M and EIA-923 | 202406 | -97.7997 | 35.7703
-8795476.6435 | 4813925.747 | 41960 | 58904 | Fourmile Ridge | 58784 | Fourmile Wind Energy, LLC | IPP Non-CHP | 853 St John's Rock Rd. | Frostburg | Garrett | Maryland | 21532 | wind | Wind = 40 MW | Onshore Wind Turbine | 40 | 40 | [10 empty] | 40 |  | EIA-860, EIA-860M and EIA-923 | 202406 | -79.0111 | 39.6411
-13024565.9924 | 3926427.1234 | 41961 | 58906 | Valley Center 1 | 61944 | MN8 Energy LLC | IPP Non-CHP | 15155 Vesper Road | Valley Center | San Diego | California | 92082 | solar | Solar = 2.5 MW | Solar Photovoltaic | 2.5 | 2.5 | [9 empty] | 2.5 |  |  | EIA-860, EIA-860M and EIA-923 | 202406 | -117.0017 | 33.2342
-13024565.9924 | 3926427.1234 | 41962 | 58907 | Valley Center 2 | 61944 | MN8 Energy LLC | IPP Non-CHP | 15155 Vesper Road | Valley Center | San Diego | California | 92082 | solar | Solar = 5 MW | Solar Photovoltaic | 5 | 5 | [9 empty] | 5 |  |  | EIA-860, EIA-860M and EIA-923 | 202406 | -117.0017 | 33.2342
-9406466.0252 | 5351163.4798 | 41963 | 58908 | Beebe 1B | 58785 | Beebe 1B Renewable Energy, LLC | IPP Non-CHP | 5176 E Pierce Rd | Ithaca | Gratiot | Michigan | 48847 | wind | Wind = 50.4 MW | Onshore Wind Turbine | 50.4 | 50.4 | [10 empty] | 50.4 |  | EIA-860, EIA-860M and EIA-923 | 202406 | -84.4997 | 43.2569
-13010465.4865 | 3896926.3419 | 41964 | 58909 | Ramona 1 | 61944 | MN8 Energy LLC | IPP Non-CHP | 1650 Warnock Drive | Ramona | San Diego | California | 92065 | solar | Solar = 2 MW | Solar Photovoltaic | 2 | 2 | [9 empty] | 2 |  |  | EIA-860, EIA-860M and EIA-923 | 202406 | -116.875 | 33.0122
-13010465.4865 | 3896926.3419 | 41965 | 58911 | Ramona 2 | 61944 | MN8 Energy LLC | IPP Non-CHP | 1650 Warnock Drive | Ramona | San Diego | California | 92065 | solar | Solar = 5 MW | Solar Photovoltaic | 5 | 5 | [9 empty] | 5 |  |  | EIA-860, EIA-860M and EIA-923 | 202406 | -116.875 | 33.0122
-13140647.3971 | 4016835.3514 | 41966 | 58912 | Santa Fe Springs Rooftop Solar BLDG M | 57104 | Golden Springs Development Company LLC | IPP Non-CHP | 13300 Carmenita Road | Santa Fe Springs | Los Angeles | California | 90670 | solar | Solar = 1.8 MW | Solar Photovoltaic | 1.8 | 1.8 | [9 empty] | 1.8 |  |  | EIA-860, EIA-860M and EIA-923 | 202406 | -118.0444 | 33.9108
-13140647.3971 | 4016835.3514 | 41967 | 58913 | Santa Fe Springs Rooftop Solar BLDG H | 57104 | Golden Springs Development Company LLC | IPP Non-CHP | 13220 Orden Drive | Santa Fe Springs | Los Angeles | California | 90670 | solar | Solar = 1.5 MW | Solar Photovoltaic | 1.5 | 1.5 | [9 empty] | 1.5 |  |  | EIA-860, EIA-860M and EIA-923 | 202406 | -118.0444 | 33.9108
-12919090.7749 | 4060699.7968 | 41968 | 58914 | MCAGCC Cogen Plant | 58789 | DOD USMC Marine Air Ground Combat | IPP CHP | MCAGCC | Twentynine Palms | San Bernardino | California | 92278 | natural gas | Natural Gas = 16.2 MW | Natural Gas Fired Combustion Turbine | 16.4 | 16.2 | [6 empty] | 16.2 | [5 empty] | EIA-860, EIA-860M and EIA-923 | 202406 | -116.0542 | 34.2372
-12797056.2265 | 4285416.2456 | 41969 | 58915 | Copper Mountain Solar 3 | 56769 | Consolidated Edison Development Inc. | IPP Non-CHP | 15301 Hwy US 95 South | Boulder City | Clark | Nevada | 89006 | solar | Solar = 255 MW | Solar Photovoltaic | 255 | 255 | [9 empty] | 255 |  |  | EIA-860, EIA-860M and EIA-923 | 202406 | -114.9579 | 35.8894
-8290611.806 | 4985133.2731 | 41970 | 58917 | Tioga Solar Morris County 1 LLC | 58753 | Sunlight General Morris Solar LLC | Commercial Non-CHP | 161 East Hannover Ave | Morristown | Morris | New Jersey | 7960 | solar | Solar = 1 MW | Solar Photovoltaic | 1 | 1 | [9 empty] | 1 |  |  | EIA-860, EIA-860M and EIA-923 | 202406 | -74.4758 | 40.8153
-13293309.7222 | 4393208.3209 | 41971 | 58918 | 2081 Terzian Solar Project | 61315 | Solarenewal LLC | IPP Non-CHP | 4735 South Englehart Ave | Reedley | Fresno | California | 93654 | solar | Solar = 1.2 MW | Solar Photovoltaic | 1.2 | 1.2 | [9 empty] | 1.2 |  |  | EIA-860, EIA-860M and EIA-923 | 202406 | -119.4158 | 36.67
-13544211.498 | 4763536.8977 | 41972 | 58919 | 2127 Harris Solar Project | 61315 | Solarenewal LLC | IPP Non-CHP | 11160 Hampton Road | Live Oak | Butte | California | 95953 | solar | Solar = 1.3 MW | Solar Photovoltaic | 1.3 | 1.3 | [9 empty] | 1.3 |  |  | EIA-860, EIA-860M and EIA-923 | 202406 | -121.6697 | 39.2917
-13414771.6431 | 4488316.3701 | 41973 | 58920 | 2097 Helton Solar Project | 61315 | Solarenewal LLC | IPP Non-CHP | 1219 West Tahoe Street | Merced | Merced | California | 95348 | solar | Solar = 1.5 MW | Solar Photovoltaic | 1.5 | 1.5 | [9 empty] | 1.5 |  |  | EIA-860, EIA-860M and EIA-923 | 202406 | -120.5069 | 37.3522
-9362247.4744 | 5064928.3972 | 41974 | 58921 | Napoleon Biogas | 58383 | CH4 Biogas LLC | IPP Non-CHP | 12329 County Road P-3 | Napoleon | Henry | Ohio | 43545 | biomass | Biomass = 2.4 MW | Other Waste Biomass | 2.8 | 2.4 |  | 2.4 | [10 empty] | EIA-860, EIA-860M and EIA-923 | 202406 | -84.1025 | 41.3556
-9939933.738 | 4876725.8864 | 41975 | 58924 | Sugar Creek Wind One LLC | 60568 | Sugar Creek Wind One LLC | IPP Non-CHP | TBD | TBD | Logan | Illinois | 62656 | wind | Wind = 202 MW | Onshore Wind Turbine | 202 | 202 | [10 empty] | 202 |  | EIA-860, EIA-860M and EIA-923 | 202406 | -89.2919 | 40.0742
-10013837.5234 | 4840101.3026 | 41976 | 58925 | Lincoln Land Wind | 60569 | Lincoln Land Wind, LLC | IPP Non-CHP | TBD | TBD | Sangamon | Illinois | 62677 | wind | Wind = 302 MW | Onshore Wind Turbine | 302 | 302 | [10 empty] | 302 |  | EIA-860, EIA-860M and EIA-923 | 202406 | -89.9558 | 39.8219
-10419442.4446 | 5192196.3538 | 41977 | 58927 | Story City Wind Project | 58795 | Hamilton Wind Energy LLC | IPP Non-CHP | 55090 100th Street | Story City | Story | Iowa | 50248 | wind | Wind = 1.5 MW | Onshore Wind Turbine | 1.5 | 1.5 | [10 empty] | 1.5 |  | EIA-860, EIA-860M and EIA-923 | 202406 | -93.5994 | 42.2081
-10553304.1323 | 5728641.1232 | 41978 | 58929 | Melrose 2 | 12286 | Melrose Public Utilities | Electric Utility | 116 8th Ave NE | Melrose | Stearns | Minnesota | 56352 | petroleum | Petroleum = 0.9 MW | Petroleum Liquids | 1 | 0.9 | [8 empty] | 0.9 |  |  |  | EIA-860, EIA-860M and EIA-923 | 202406 | -94.8019 | 45.6764
-10290652.0277 | 5185185.4746 | 41979 | 58932 | Traer Wind Project | 19062 | City of Traer - (IA) | Electric Utility | 1937 QQ Ave | Traer | Tama | Iowa | 50675 | wind | Wind = 1.5 MW | Onshore Wind Turbine | 1.5 | 1.5 | [10 empty] | 1.5 |  | EIA-860, EIA-860M and EIA-923 | 202406 | -92.4425 | 42.1614
-8943005.9157 | 4964032.582 | 41980 | 58933 | Shell Chemical Appalachia LLC | 58798 | Shell Chemical Appalachia LLC | Industrial CHP | 300 Frankfort Road | Monaca | Beaver | Pennsylvania | 15061 | natural gas | Natural Gas = 256.7 MW | Natural Gas Fired Combined Cycle | 309.8 | 256.7 | [6 empty] | 256.7 | [5 empty] | EIA-860, EIA-860M and EIA-923 | 202406 | -80.3364 | 40.6717
-8008540.5728 | 5251200.5218 | 41981 | 58934 | Integrys MA Solar, LLC - Ashburnham Site | 58801 | Integrys MA Solar, LLC | IPP Non-CHP | 60 Murray Road | Ashburnham | Worcester | Massachusetts | 1430 | solar | Solar = 2.9 MW | Solar Photovoltaic | 2.9 | 2.9 | [9 empty] | 2.9 |  |  | EIA-860, EIA-860M and EIA-923 | 202406 | -71.9419 | 42.5994
-8149019.6476 | 5487046.883 | 41982 | 58935 | Open View Solar Farm | 58800 | Cross Pollination Inc | IPP Non-CHP | 7263 Ethan Allen Highway | New Haven | Addison | Vermont | 5472 | solar | Solar = 1.9 MW | Solar Photovoltaic | 2 | 1.9 | [9 empty] | 1.9 |  |  | EIA-860, EIA-860M and EIA-923 | 202406 | -73.2039 | 44.1394
-7933276.2405 | 5178554.9367 | 41983 | 58936 | Walpole Solar 2 | 58802 | Walpole Solar 2, LLC | IPP Non-CHP | 33 Industrial Road | Walpole | Norfolk | Massachusetts | 2081 | solar | Solar = 2.4 MW | Solar Photovoltaic | 2.4 | 2.4 | [9 empty] | 2.4 |  |  | EIA-860, EIA-860M and EIA-923 | 202406 | -71.2658 | 42.1172
-8018435.651 | 5249226.4469 | 41984 | 58937 | Gardner Solar 1 | 58803 | Gardner Solar 1, LLC | IPP Non-CHP | 760 West Street | Gardner | Worcester | Massachusetts | 1440 | solar | Solar = 2 MW | Solar Photovoltaic | 2 | 2 | [9 empty] | 2 |  |  | EIA-860, EIA-860M and EIA-923 | 202406 | -72.0308 | 42.5864
-10828015.9226 | 4088862.2921 | 41985 | 58938 | Origin Wind | 59380 | Enel Green Power NA, Inc. | IPP Non-CHP | 1593 Indian Road | Hennepin | Murray | Oklahoma | 73444 | wind | Wind = 150 MW | Onshore Wind Turbine | 150 | 150 | [10 empty] | 150 |  | EIA-860, EIA-860M and EIA-923 | 202406 | -97.2697 | 34.4461
-11561178.4455 | 3899212.8144 | 41986 | 58939 | Anderson Wind I | 57421 | Chopin Wind, LLC | IPP Non-CHP | 3643 Aberdeen Road | Hagerman | Chaves | New Mexico | 88232 | wind | Wind = 5 MW | Onshore Wind Turbine | 5 | 5 | [10 empty] | 5 |  | EIA-860, EIA-860M and EIA-923 | 202406 | -103.8558 | 33.0294
-11562198.9112 | 3897147.641 | 41987 | 58940 | Anderson Wind II | 57421 | Chopin Wind, LLC | IPP Non-CHP | 3643 Aberdeen Road | Hagerman | Chaves | New Mexico | 88232 | wind | Wind = 10 MW | Onshore Wind Turbine | 10 | 10 | [10 empty] | 10 |  | EIA-860, EIA-860M and EIA-923 | 202406 | -103.865 | 33.0139
-9606995.7314 | 4831569.7282 | 41988 | 58942 | Rockville Solar I LLC | 60025 | Greenbacker Renewable Energy Corporation | IPP Non-CHP | 7601 Rockville Road | Indianapolis | Marion | Indiana | 46231 | solar | Solar = 2.8 MW | Solar Photovoltaic | 2.8 | 2.8 | [9 empty] | 2.8 |  |  | EIA-860, EIA-860M and EIA-923 | 202406 | -86.3011 | 39.7631
-8650792.2523 | 4361603.8263 | 41989 | 58943 | Halifax | 65411 | Duke Energy Renewables Services | IPP Non-CHP | 460 Airport Road | Roanoke Rapids | Halifax | North Carolina | 27879 | solar | Solar = 20 MW | Solar Photovoltaic | 20 | 20 | [9 empty] | 20 |  |  | EIA-860, EIA-860M and EIA-923 | 202406 | -77.7114 | 36.4419
-10512734.4118 | 3600108.3423 | 41990 | 58944 | Woodville Renewable Power Project | 39347 | East Texas Electric Coop, Inc | Electric Utility | 1580 CR 1020 | Woodville | Tyler | Texas | 75979 | biomass | Biomass = 46.5 MW | Wood/Wood Waste Biomass | 49.9 | 46.5 |  | 46.5 | [10 empty] | EIA-860, EIA-860M and EIA-923 | 202406 | -94.4375 | 30.7483
-10758410.2941 | 3848755.2937 | 41991 | 58946 | Ameresco Dallas LLC | 58811 | Ameresco Dallas LLC | IPP Non-CHP | 10011 Log Cabin Road | Dallas | Dallas | Texas | 75253 | biomass | Biomass = 4.2 MW | Landfill Gas | 4.2 | 4.2 |  | 4.2 | [10 empty] | EIA-860, EIA-860M and EIA-923 | 202406 | -96.6444 | 32.6486
-8316431.8053 | 4913242.809 | 41992 | 58947 | Bristol Myers Squibb Lawrenceville | 2265 | Bristol-Myers Squibb Co | IPP CHP | Route 206 & Province Line road | Lawrenceville | Mercer | New Jersey | 8540 | natural gas | Natural Gas = 9.4 MW, Petroleum = 0.9 MW | Natural Gas Fired Combustion Turbine; Petroleum Liquids; | 11.1 | 10.3 | [6 empty] | 9.4 |  | 0.9 |  |  |  | EIA-860, EIA-860M and EIA-923 | 202406 | -74.7078 | 40.3247
-13694276.4055 | 4689215.7302 | 41993 | 58949 | Cloverdale Solar I | 60281 | Altus Power America Management, LLC | IPP Non-CHP | 200 Kelley Rd | Cloverdale | Sonoma | California | 95425 | solar | Solar = 1.5 MW | Solar Photovoltaic | 1.5 | 1.5 | [9 empty] | 1.5 |  |  | EIA-860, EIA-860M and EIA-923 | 202406 | -123.0178 | 38.7731
-8298187.7652 | 4781452.3894 | 41994 | 58951 | Delilah Road Landfill | 63069 | CVI CleanCapital Solar 5 LLC | IPP Non-CHP | 1307 Doughty Road, 34 Atlantic | Egg Harbor | Atlantic | New Jersey | 8234 | solar | Solar = 8.5 MW | Solar Photovoltaic | 8.5 | 8.5 | [9 empty] | 8.5 |  |  | EIA-860, EIA-860M and EIA-923 | 202406 | -74.5439 | 39.4161
-8775964.7858 | 4069530.5337 | 41995 | 58952 | Dessie Solar Center LLC | 58816 | Dessie Solar Center LLC | IPP Non-CHP | 784 Dessie Rd | Chadbourn | Columbus | North Carolina | 28431 | solar | Solar = 4.8 MW | Solar Photovoltaic | 4.8 | 4.8 | [9 empty] | 4.8 |  |  | EIA-860, EIA-860M and EIA-923 | 202406 | -78.8358 | 34.3028
-9606872.0555 | 4832132.7887 | 41996 | 58953 | Rockville Solar II, LLC | 60025 | Greenbacker Renewable Energy Corporation | IPP Non-CHP | 7900 Rockville Road | Indianapolis | Marion | Indiana | 46214 | solar | Solar = 2.7 MW | Solar Photovoltaic | 2.7 | 2.7 | [9 empty] | 2.7 |  |  | EIA-860, EIA-860M and EIA-923 | 202406 | -86.3 | 39.7669
-13487902.426 | 4670749.7173 | 41997 | 58954 | Intel Folsom Phase 2 | 57313 | Tesla Inc. | IPP Non-CHP | 1900 Prairie City Rd | Folsom | Sacramento | California | 95360 | solar | Solar = 1 MW | Solar Photovoltaic | 1 | 1 | [9 empty] | 1 |  |  | EIA-860, EIA-860M and EIA-923 | 202406 | -121.1639 | 38.6436
-8724912.4428 | 4338680.6336 | 41998 | 58955 | BearPond Solar Center LLC | 58818 | BearPond Solar Center LLC | IPP Non-CHP | 1589 BearPond Rd | Henderson | Vance | North Carolina | 27537 | solar | Solar = 4.8 MW | Solar Photovoltaic | 4.8 | 4.8 | [9 empty] | 4.8 |  |  | EIA-860, EIA-860M and EIA-923 | 202406 | -78.3772 | 36.2761
-8816039.8025 | 4156258.4953 | 41999 | 58956 | Shankle Solar Center LLC | 58820 | Shankle Solar Center LLC | IPP Non-CHP | Shankle Rd | Shannon | Hoke | North Carolina | 28386 | solar | Solar = 4.8 MW | Solar Photovoltaic | 4.8 | 4.8 | [9 empty] | 4.8 |  |  | EIA-860, EIA-860M and EIA-923 | 202406 | -79.1958 | 34.9439
-8795847.6714 | 4070466.3305 | 42000 | 58957 | Graham Solar Center LLC | 58819 | Graham Solar Center LLC | IPP Non-CHP | 431 Graham St | Fair Bluff | Columbus | North Carolina | 28439 | solar | Solar = 4.8 MW | Solar Photovoltaic | 4.8 | 4.8 | [9 empty] | 4.8 |  |  | EIA-860, EIA-860M and EIA-923 | 202406 | -79.0144 | 34.3097
-7863608.8296 | 5149793.0143 | 42001 | 58958 | Camelot Wind LLC | 58821 | Camelot Wind LLC | IPP Non-CHP | Camelot Drive 125 Rear | Plymouth | Plymouth | Massachusetts | 2360 | wind | Wind = 1.5 MW | Onshore Wind Turbine | 1.5 | 1.5 | [10 empty] | 1.5 |  | EIA-860, EIA-860M and EIA-923 | 202406 | -70.64 | 41.9253
-10502993.9563 | 4617638.2861 | 42002 | 58959 | Butler Solar Power Project | 12670 | Missouri Jnt Muni.Pwr Elec. Ut. Comm. | IPP Non-CHP | 920 Enterprise Rd | Butler | Bates | Missouri | 64730 | solar | Solar = 2.8 MW | Solar Photovoltaic | 2.8 | 2.8 | [9 empty] | 2.8 |  |  | EIA-860, EIA-860M and EIA-923 | 202406 | -94.35 | 38.27
-13666230.0164 | 4631669.3254 | 42003 | 58960 | Laguna Water Reclamation Facility | 58824 | City of Santa Rosa | Commercial CHP | 4300 Llano Road | Santa Rosa | Sonoma | California | 95407 | biomass | Biomass = 4.4 MW | Other Waste Biomass | 4.4 | 4.4 |  | 4.4 | [10 empty] | EIA-860, EIA-860M and EIA-923 | 202406 | -122.7658 | 38.3689
-13557044.1863 | 5199128.7929 | 42004 | 58961 | Oregon University System OIT Klamath Falls | 57313 | Tesla Inc. | IPP Non-CHP | 3201 Campus Drive | Klamath Falls | Klamath | Oregon | 97601 | solar | Solar = 1.7 MW | Solar Photovoltaic | 1.7 | 1.7 | [9 empty] | 1.7 |  |  | EIA-860, EIA-860M and EIA-923 | 202406 | -121.785 | 42.2542
-13213839.9623 | 4047093.0834 | 42005 | 58963 | Las Virgenes Municipal Water District | 57313 | Tesla Inc. | IPP Non-CHP | 4232 Las Virgenes Rd | Calabasas | Los Angeles | California | 91302 | solar | Solar = 1 MW | Solar Photovoltaic | 1 | 1 | [9 empty] | 1 |  |  | EIA-860, EIA-860M and EIA-923 | 202406 | -118.7019 | 34.1361
-8077991.5785 | 5293133.649 | 42006 | 58964 | Technology Drive Solar | 56769 | Consolidated Edison Development Inc. | IPP Non-CHP | 92 Technology Drive | Brattleboro | Windham | Vermont | 5301 | solar | Solar = 2 MW | Solar Photovoltaic | 2 | 2 | [9 empty] | 2 |  |  | EIA-860, EIA-860M and EIA-923 | 202406 | -72.5658 | 42.8761
-11417298.0036 | 5792376.1794 | 42007 | 58965 | Thunder Spirit Wind, LLC | 12199 | Montana-Dakota Utilities Co | Electric Utility | 2nd Street NE | Hettinger | Adams | North Dakota | 58639 | wind | Wind = 155.5 MW | Onshore Wind Turbine | 155.5 | 155.5 | [10 empty] | 155.5 |  | EIA-860, EIA-860M and EIA-923 | 202406 | -102.5633 | 46.075
-12463917.7335 | 6060950.1068 | 42008 | 58966 | Fairfield Wind | 60025 | Greenbacker Renewable Energy Corporation | IPP Non-CHP | 175 7th Rd NE | Fairfield | Teton | Montana | 59436 | wind | Wind = 10 MW | Onshore Wind Turbine | 10 | 10 | [10 empty] | 10 |  | EIA-860, EIA-860M and EIA-923 | 202406 | -111.9653 | 47.7233
-12284105.809 | 3705074.483 | 42009 | 58972 | Fort Huachuca Solar PV Project | 24211 | Tucson Electric Power Co | Electric Utility | Kelsay Ave. Fort Huachuca Army | Sierra Vista | Cochise | Arizona | 85613 | solar | Solar = 18 MW | Solar Photovoltaic | 17.7 | 18 | [9 empty] | 18 |  |  | EIA-860, EIA-860M and EIA-923 | 202406 | -110.35 | 31.5553
-13252152.4574 | 4283396.9764 | 42010 | 58973 | White River Solar 2 | 56769 | Consolidated Edison Development Inc. | IPP Non-CHP | 4800 Road 50 | Alpaugh | Tulare | California | 93201 | solar | Solar = 19.8 MW | Solar Photovoltaic | 19.8 | 19.8 | [9 empty] | 19.8 |  |  | EIA-860, EIA-860M and EIA-923 | 202406 | -119.0461 | 35.8747
-8082939.1733 | 5230094.2761 | 42011 | 58974 | Fairview Farms Solar | 59254 | NuGen Capital Management | IPP Non-CHP | 345 Long Plain Rd | Whately | Franklin | Massachusetts | 1375 | solar | Solar = 2.3 MW | Solar Photovoltaic | 2 | 2.3 | [9 empty] | 2.3 |  |  | EIA-860, EIA-860M and EIA-923 | 202406 | -72.6103 | 42.4597
-13336724.3236 | 4330770.6588 | 42012 | 58975 | Henrietta Solar Project | 17650 | Southern Power Co | IPP Non-CHP | 19177 Kent Ave. | Lemoore | Kings | California | 19177 | solar | Solar = 100 MW | Solar Photovoltaic | 102 | 100 | [9 empty] | 100 |  |  | EIA-860, EIA-860M and EIA-923 | 202406 | -119.8058 | 36.2188
-14641945.3532 | 7425797.1861 | 42013 | 58977 | Whitman | 10210 | Ketchikan Public Utilities | Electric Utility | 298 Powerhouse Road | Ketchikan | Ketchikan Gateway | Alaska | 99901 | hydroelectric | Hydroelectric = 4.8 MW | Conventional Hydroelectric | 4.8 | 4.8 |  |  |  |  | 4.8 | [7 empty] | EIA-860, EIA-860M and EIA-923 | 202406 | -131.5308 | 55.3281
-13458371.8141 | 4539907.2436 | 42014 | 58978 | Central Valley Ag Power | 58839 | Central Valley Ag Power LLC | IPP Non-CHP | 5509 Langworth Rd | Oakdale | Stanislaus | California | 95361 | biomass | Biomass = 1.5 MW | Other Waste Biomass | 1.5 | 1.5 |  | 1.5 | [10 empty] | EIA-860, EIA-860M and EIA-923 | 202406 | -120.8986 | 37.7197
-8426730.8303 | 5451997.2426 | 42015 | 58979 | Copenhagen Wind Farm | 57170 | EDF Renewable Asset Holdings, Inc. | IPP Non-CHP | County Road 12 | Copenhagen | Lewis | New York | 13626 | wind | Wind = 79.9 MW | Onshore Wind Turbine | 79.9 | 79.9 | [10 empty] | 79.9 |  | EIA-860, EIA-860M and EIA-923 | 202406 | -75.6986 | 43.9131
-9080207.1881 | 5034984.6214 | 42016 | 58980 | Akron WRF | 222 | City of Akron | Commercial CHP | 2460 Akron Peninsula Rd | Akron | Summit | Ohio | 44313 | biomass | Biomass = 1.8 MW | Other Waste Biomass | 1.8 | 1.8 |  | 1.8 | [10 empty] | EIA-860, EIA-860M and EIA-923 | 202406 | -81.5689 | 41.1533
-11056592.018 | 5060233.2394 | 42017 | 58981 | Broken Bow Wind II, LLC | 56769 | Consolidated Edison Development Inc. | IPP Non-CHP | 80339 Rd 444 | Broken Bow | Custer | Nebraska | 68822 | wind | Wind = 73.1 MW | Onshore Wind Turbine | 73.1 | 73.1 | [10 empty] | 73.1 |  | EIA-860, EIA-860M and EIA-923 | 202406 | -99.3231 | 41.3239
-16291978.5055 | 8645238.6269 | 42018 | 58982 | Allison Creek Hydro | 4329 | Copper Valley Elec Assn, Inc | Electric Utility | Mile 1 Dayville Rd | Valdez | Valdez Cordova | Alaska | 99686 | hydroelectric | Hydroelectric = 6.5 MW | Conventional Hydroelectric | 6.5 | 6.5 |  |  |  |  | 6.5 | [7 empty] | EIA-860, EIA-860M and EIA-923 | 202406 | -146.3533 | 61.0844
-13156355.913 | 4167505.6736 | 42019 | 58983 | RE Camelot LLC | 60453 | Onward Energy | IPP Non-CHP | 13609 Holt Street | Mojave | Kern | California | 93501 | solar | Solar = 45 MW | Solar Photovoltaic | 45 | 45 | [9 empty] | 45 |  |  | EIA-860, EIA-860M and EIA-923 | 202406 | -118.1856 | 35.0267
-13390714.2767 | 4385924.4841 | 42020 | 58984 | RE Adams East, LLC | 60453 | Onward Energy | IPP Non-CHP | 8008 S. Derrick Ave | Fresno | Fresno | California | 93668 | solar | Solar = 19 MW | Solar Photovoltaic | 19 | 19 | [9 empty] | 19 |  |  | EIA-860, EIA-860M and EIA-923 | 202406 | -120.2908 | 36.6175
-13339847.5033 | 4334769.0227 | 42021 | 58985 | RE Kansas Solar, LLC | 60453 | Onward Energy | IPP Non-CHP | 15515 21st Ave | Lemoore | Kings | California | 93245 | solar | Solar = 20 MW | Solar Photovoltaic | 20 | 20 | [9 empty] | 20 |  |  | EIA-860, EIA-860M and EIA-923 | 202406 | -119.8339 | 36.2478
-13256914.4826 | 4194272.7771 | 42022 | 58986 | RE Old River One, LLC | 60453 | Onward Energy | IPP Non-CHP | 7701 Shafter Rd | Bakersfield | Kern | California | 93313 | solar | Solar = 20 MW | Solar Photovoltaic | 20 | 20 | [9 empty] | 20 |  |  | EIA-860, EIA-860M and EIA-923 | 202406 | -119.0889 | 35.2233
-16625720.5727 | 8731701.8666 | 42023 | 58989 | Eklutna Generation Station | 11824 | Matanuska Electric Assn Inc | Electric Utility | 28705 Denaina Elders Road | Chugiak | Anchorage | Alaska | 99567 | natural gas | Natural Gas = 165 MW | Natural Gas Internal Combustion Engine | 171 | 165 | [6 empty] | 165 | [5 empty] | EIA-860, EIA-860M and EIA-923 | 202406 | -149.3514 | 61.4578
-13156355.913 | 4167505.6736 | 42024 | 58990 | RE Columbia Two, LLC | 60453 | Onward Energy | IPP Non-CHP | 13655 Holt Street | Mojave | Kern | California | 93501 | solar | Solar = 15 MW | Solar Photovoltaic | 15 | 15 | [9 empty] | 15 |  |  | EIA-860, EIA-860M and EIA-923 | 202406 | -118.1856 | 35.0267
-13347794.4904 | 4331778.6666 | 42025 | 58991 | RE Kent South, LLC | 60453 | Onward Energy | IPP Non-CHP | 17264 25th Ave. | Lemoore | Kings | California | 93245 | solar | Solar = 20 MW | Solar Photovoltaic | 20 | 20 | [9 empty] | 20 |  |  | EIA-860, EIA-860M and EIA-923 | 202406 | -119.9053 | 36.2261
-8008849.8183 | 5247084.6918 | 42026 | 58992 | Dept of Corrections NCCI Wind | 58844 | Dept of Corrections NCCI Wind | Commercial Non-CHP | 500 Gardner Rd | Gardner | Worcester | Massachusetts | 1440 | wind | Wind = 3.4 MW | Onshore Wind Turbine | 3.4 | 3.4 | [10 empty] | 3.4 |  | EIA-860, EIA-860M and EIA-923 | 202406 | -71.9447 | 42.5722
-10874306.3518 | 4366448.151 | 42027 | 58994 | Breckinridge Wind Project LLC | 59394 | NextEra Energy Resources Breckinridge | IPP Non-CHP | 13113 East Phillips Ave | Enid | Garfield | Oklahoma | 73701 | wind | Wind = 98.8 MW | Onshore Wind Turbine | 98.8 | 98.8 | [10 empty] | 98.8 |  | EIA-860, EIA-860M and EIA-923 | 202406 | -97.6856 | 36.4769
-10374172.5926 | 5537252.9683 | 42028 | 58995 | St. Olaf Wind Turbine | 58828 | St. Olaf College | Commercial Non-CHP | 1520 St. Olaf Ave. | Northfield | Rice | Minnesota | 55057 | wind | Wind = 1.6 MW | Onshore Wind Turbine | 1.6 | 1.6 | [10 empty] | 1.6 |  | EIA-860, EIA-860M and EIA-923 | 202406 | -93.1928 | 44.4622
-10372842.8813 | 5537079.6845 | 42029 | 58996 | St. Olaf StandBy Generators | 58828 | St. Olaf College | Commercial Non-CHP | 1520 St. Olaf Ave. | Northfield | Rice | Minnesota | 55057 | petroleum | Petroleum = 3.8 MW | Petroleum Liquids | 4.1 | 3.8 | [8 empty] | 3.8 |  |  |  | EIA-860, EIA-860M and EIA-923 | 202406 | -93.1808 | 44.4611
-11306225.9761 | 4375373.664 | 42030 | 58998 | Goodwell Wind Project LLC | 59380 | Enel Green Power NA, Inc. | IPP Non-CHP | 2180 Road II | Goodwell | Texas | Oklahoma | 73939 | wind | Wind = 200 MW | Onshore Wind Turbine | 200 | 200 | [10 empty] | 200 |  | EIA-860, EIA-860M and EIA-923 | 202406 | -101.5656 | 36.5414
-11010301.5888 | 4190374.6727 | 42031 | 58999 | Little Elk Wind Project LLC | 59380 | Enel Green Power NA, Inc. | IPP Non-CHP | 22973 E 1260 Rd | Cordell | Washita | Oklahoma | 73632 | wind | Wind = 74 MW | Onshore Wind Turbine | 74 | 74 | [10 empty] | 74 |  | EIA-860, EIA-860M and EIA-923 | 202406 | -98.9072 | 35.1947
-8316771.8863 | 4884487.567 | 42032 | 59001 | Parkland Landfill Solar | 15477 | Public Service Elec & Gas Co | Electric Utility | 1070 Rt 206 | Bordentown | Burlington | New Jersey | 8505 | solar | Solar = 7.8 MW | Solar Photovoltaic | 7.8 | 7.8 | [9 empty] | 7.8 |  |  | EIA-860, EIA-860M and EIA-923 | 202406 | -74.7108 | 40.1275
-13061551.7819 | 3913968.8026 | 42033 | 59002 | Carlsbad Energy Center | 58847 | NRG California Peaker Operations LLC | IPP Non-CHP | 4950 Avendia Encinas | Carlsbad | San Diego | California | 92008 | natural gas | Natural Gas = 527.5 MW | Natural Gas Fired Combustion Turbine | 659 | 527.5 | [6 empty] | 527.5 | [5 empty] | EIA-860, EIA-860M and EIA-923 | 202406 | -117.3339 | 33.1405
-12254853.4959 | 5852667.8002 | 42034 | 59003 | Two Dot Wind Farm | 56815 | NorthWestern Energy (MT wind/thermal) | Electric Utility | 8794 US Highway 12 | Two Dot | Wheatland | Montana | 59085 | wind | Wind = 9.7 MW | Onshore Wind Turbine | 9.7 | 9.7 | [10 empty] | 9.7 |  | EIA-860, EIA-860M and EIA-923 | 202406 | -110.0872 | 46.4494
-8632269.9136 | 4729991.0115 | 42035 | 59004 | Potomac Energy Center, LLC | 64709 | Potomac Energy Center LLC | IPP Non-CHP | 20077 Gant Lane | Leesburg | Loudoun | Virginia | 20175 | natural gas | Natural Gas = 766 MW | Natural Gas Fired Combined Cycle | 812 | 766 | [6 empty] | 766 | [5 empty] | EIA-860, EIA-860M and EIA-923 | 202406 | -77.545 | 39.0581
-11418906.0137 | 4118787.0265 | 42036 | 59005 | Mariah del Norte | 59359 | BHE Renewables, LLC | IPP Non-CHP | 2145 County Rd E | Friona | Parmer | Texas | 79035 | wind | Wind = 230.4 MW | Onshore Wind Turbine | 230.4 | 230.4 | [10 empty] | 230.4 |  | EIA-860, EIA-860M and EIA-923 | 202406 | -102.5778 | 34.6675
-13227136.5188 | 4207870.2901 | 42037 | 59008 | Woodmere Solar Farm | 61012 | AES Distributed Energy | IPP Non-CHP | 16161 Muller Road | Edison | Kern | California | 93307 | solar | Solar = 15 MW | Solar Photovoltaic | 15 | 15 | [9 empty] | 15 |  |  | EIA-860, EIA-860M and EIA-923 | 202406 | -118.8214 | 35.3231
-13233506.4427 | 4208173.457 | 42038 | 59009 | Hayworth Solar | 61012 | AES Distributed Energy | IPP Non-CHP | 16162 Muller Road | Edison | Kern | California | 93307 | solar | Solar = 26 MW | Solar Photovoltaic | 27 | 26 | [9 empty] | 26 |  |  | EIA-860, EIA-860M and EIA-923 | 202406 | -118.8786 | 35.3253
-11964618.8705 | 3838366.7579 | 42039 | 59010 | Macho Springs | 17650 | Southern Power Co | IPP Non-CHP | 18120 Hatch Hwy NE | Deming | Luna | New Mexico | 88030 | solar | Solar = 52.2 MW | Solar Photovoltaic | 55 | 52.2 | [9 empty] | 52.2 |  |  | EIA-860, EIA-860M and EIA-923 | 202406 | -107.48 | 32.57
-8018621.2206 | 5176637.511 | 42040 | 59011 | Southbridge Landfill Gas-to-Energy | 58860 | Southbridge Recycling and Disposal Park | IPP Non-CHP | 165 Barefoot Rd. | Southbridge | Worcester | Massachusetts | 1550 | biomass | Biomass = 1.5 MW | Landfill Gas | 1.6 | 1.5 |  | 1.5 | [10 empty] | EIA-860, EIA-860M and EIA-923 | 202406 | -72.0325 | 42.1044
-8573641.6113 | 4696000.2568 | 42041 | 59012 | Walt Bailey Bioenergy Facility | 58862 | DC Water | Commercial CHP | 5000 Overlook Ave SW | Washington | District of Columbia | District of Columbia | 20032 | biomass | Biomass = 12 MW | Other Waste Biomass | 14.1 | 12 |  | 12 | [10 empty] | EIA-860, EIA-860M and EIA-923 | 202406 | -77.0183 | 38.8206
-7874802.6724 | 5187605.2784 | 42042 | 59013 | Scituate PV | 61012 | AES Distributed Energy | IPP Non-CHP | 280 Driftway Rd | Scituate | Plymouth | Massachusetts | 2066 | solar | Solar = 2.5 MW | Solar Photovoltaic | 2.5 | 2.5 | [9 empty] | 2.5 |  |  | EIA-860, EIA-860M and EIA-923 | 202406 | -70.7406 | 42.1775
-7975268.5128 | 5228585.4955 | 42043 | 59014 | Bolton PV | 61012 | AES Distributed Energy | IPP Non-CHP | 125 Still River Rd | Bolton | Worcester | Massachusetts | 1740 | solar | Solar = 4.9 MW | Solar Photovoltaic | 4.9 | 4.9 | [9 empty] | 4.9 |  |  | EIA-860, EIA-860M and EIA-923 | 202406 | -71.6431 | 42.4497
-7960023.8651 | 5226657.9262 | 42044 | 59015 | Stow PV | 61012 | AES Distributed Energy | IPP Non-CHP | 3 Delaney St | Stow | Middlesex | Massachusetts | 1775 | solar | Solar = 2 MW | Solar Photovoltaic | 2 | 2 | [9 empty] | 2 |  |  | EIA-860, EIA-860M and EIA-923 | 202406 | -71.5061 | 42.4369
-8921638.696 | 4344205.3905 | 42045 | 59017 | Carol Jean Solar | 61060 | Cypress Creek Renewables | IPP Non-CHP | 769 Fowler Rd. | Walnut Cove | Stokes | North Carolina | 27052 | solar | Solar = 4 MW | Solar Photovoltaic | 4 | 4 | [9 empty] | 4 |  |  | EIA-860, EIA-860M and EIA-923 | 202406 | -80.1444 | 36.3161
-9737023.1306 | 5106046.3009 | 42046 | 59018 | East Chicago | 60281 | Altus Power America Management, LLC | IPP Non-CHP | 329 East Columbus Dr. | East Chicago | Lake | Indiana | 46312 | solar | Solar = 2 MW | Solar Photovoltaic | 2 | 2 | [9 empty] | 2 |  |  | EIA-860, EIA-860M and EIA-923 | 202406 | -87.4692 | 41.6322
-9733343.3535 | 5089553.2844 | 42047 | 59019 | Griffith | 60281 | Altus Power America Management, LLC | IPP Non-CHP | 123 S. Pipeline Drive | Griffith | Lake | Indiana | 46319 | solar | Solar = 2 MW | Solar Photovoltaic | 2 | 2 | [9 empty] | 2 |  |  | EIA-860, EIA-860M and EIA-923 | 202406 | -87.4361 | 41.5214
-12565898.7435 | 3887453.1645 | 42048 | 59020 | Gila Bend Hybrid | 803 | Arizona Public Service Co | Electric Utility | 32700 W Powerline Rd | Gila Bend | Maricopa | Arizona | 85337 | solar | Battery = 32 MW, Solar = 36 MW | Batteries; Solar Photovoltaic; | 73.4 | 68 | 32 | [8 empty] | 36 |  |  | EIA-860, EIA-860M and EIA-923 | 202406 | -112.8814 | 32.9408
-9773758.5625 | 4924199.95 | 42049 | 59021 | Hoopeston Wind LLC | 58865 | Hoopeston Wind LLC | IPP Non-CHP | 36882 N 770 East Road | Rossville | Vermilion | Illinois | 60963 | wind | Wind = 98 MW | Onshore Wind Turbine | 98 | 98 | [10 empty] | 98 |  | EIA-860, EIA-860M and EIA-923 | 202406 | -87.7992 | 40.3997
-9072198.3073 | 5101579.2175 | 42050 | 59024 | Euclid Farm, Stamco N-54 | 58869 | Case Western Reserve University | IPP Non-CHP | 26650 Lakeland Blvd | Euclid | Cuyahoga | Ohio | 44106 | wind | Wind = 1 MW | Onshore Wind Turbine | 1 | 1 | [10 empty] | 1 |  | EIA-860, EIA-860M and EIA-923 | 202406 | -81.4969 | 41.6022
-8515291.7191 | 4764695.565 | 42051 | 59026 | Back River Waste Water Treatment | 58870 | Mayor and City Council of Baltimore City | IPP Non-CHP | 8201 Eastern Ave | Baltimore | Baltimore City | Maryland | 21224 | biomass | Biomass = 1.8 MW, Solar = 0.8 MW | Other Waste Biomass; Solar Photovoltaic; | 3 | 2.6 |  | 1.8 | [7 empty] | 0.8 |  |  | EIA-860, EIA-860M and EIA-923 | 202406 | -76.4942 | 39.2997
-8083402.9303 | 5173262.1723 | 42052 | 59028 | Agawam Solar | 58871 | Citizens Enterprises Corporation | IPP Non-CHP | 365 Main Street | Agawam | Hampden | Massachusetts | 1001 | solar | Solar = 1.5 MW | Solar Photovoltaic | 1.5 | 1.5 | [9 empty] | 1.5 |  |  | EIA-860, EIA-860M and EIA-923 | 202406 | -72.6144 | 42.0819
-7930678.8228 | 5146260.9996 | 42053 | 59029 | Rehoboth Solar | 58871 | Citizens Enterprises Corporation | IPP Non-CHP | 295 Tremont Street | Rehoboth | Bristol | Massachusetts | 2769 | solar | Solar = 2 MW | Solar Photovoltaic | 2 | 2 | [9 empty] | 2 |  |  | EIA-860, EIA-860M and EIA-923 | 202406 | -71.2425 | 41.9017
-8079846.9405 | 5188815.4866 | 42054 | 59030 | Chicopee Solar | 58871 | Citizens Enterprises Corporation | IPP Non-CHP | 467 Pendleton Ave | Chicopee | Hampden | Massachusetts | 1020 | solar | Solar = 3 MW | Solar Photovoltaic | 3 | 3 | [9 empty] | 3 |  |  | EIA-860, EIA-860M and EIA-923 | 202406 | -72.5825 | 42.1856
-8088938.0694 | 5169804.8165 | 42055 | 59031 | Route 57 Solar | 58871 | Citizens Enterprises Corporation | IPP Non-CHP | 912 Shoemaker Lane | Agawam | Hampden | Massachusetts | 1030 | solar | Solar = 1.5 MW | Solar Photovoltaic | 1.5 | 1.5 | [9 empty] | 1.5 |  |  | EIA-860, EIA-860M and EIA-923 | 202406 | -72.6642 | 42.0589
-7973258.5281 | 5246832.8593 | 42056 | 59032 | EBZ Solar | 58871 | Citizens Enterprises Corporation | IPP Non-CHP | 139 Walker Road | Shirley | Middlesex | Massachusetts | 1464 | solar | Solar = 2.5 MW | Solar Photovoltaic | 2.5 | 2.5 | [9 empty] | 2.5 |  |  | EIA-860, EIA-860M and EIA-923 | 202406 | -71.625 | 42.5706
-8084423.3961 | 5228040.7341 | 42057 | 59033 | Whately Solar | 58871 | Citizens Enterprises Corporation | IPP Non-CHP | 228 State Road | Whately | Franklin | Massachusetts | 1373 | solar | Solar = 1.5 MW | Solar Photovoltaic | 1.5 | 1.5 | [9 empty] | 1.5 |  |  | EIA-860, EIA-860M and EIA-923 | 202406 | -72.6236 | 42.4461
-10949477.8436 | 3963158.1276 | 42058 | 59034 | Shannon Wind | 58872 | Shannon Wind LLC | IPP Non-CHP | 4130 Cobb Road | Windhorst | Clay | Texas | 76389 | wind | Wind = 204 MW | Onshore Wind Turbine | 204 | 204 | [10 empty] | 204 |  | EIA-860, EIA-860M and EIA-923 | 202406 | -98.3608 | 33.5097
-17751067.8955 | 2507356.9542 | 42059 | 59035 | Biomass to Energy Facility, Kauai | 66115 | Mahipapa LLC | IPP Non-CHP | 5031 Ku'ia Road | Koloa | Kauai | Hawaii | 96756 | biomass | Biomass = 7.5 MW, Petroleum = 1 MW | Wood/Wood Waste Biomass; Petroleum Liquids; | 10.3 | 8.5 |  | 7.5 | [6 empty] | 1 |  |  |  | EIA-860, EIA-860M and EIA-923 | 202406 | -159.4606 | 21.9653
-14762081.0137 | 7404145.3659 | 42060 | 59037 | Hiilangaay Hydro | 60222 | Haida Energy, Inc. | Electric Utility | Unnamed Road | Hydaburg | Prince of Wales Ketchikan | Alaska | 99922 | hydroelectric | Hydroelectric = 5 MW | Conventional Hydroelectric | 5 | 5 |  |  |  |  | 5 | [7 empty] | EIA-860, EIA-860M and EIA-923 | 202406 | -132.61 | 55.2173
-9053614.1862 | 4193818.602 | 42061 | 59038 | Battleground | 61012 | AES Distributed Energy | IPP Non-CHP | 949 York Rd | Kings Mountain | Cleveland | North Carolina | 28086 | solar | Solar = 3 MW | Solar Photovoltaic | 3.5 | 3 | [9 empty] | 3 |  |  | EIA-860, EIA-860M and EIA-923 | 202406 | -81.33 | 35.22
-8658429.9939 | 4150299.8337 | 42062 | 59039 | Beulaville | 61012 | AES Distributed Energy | IPP Non-CHP | 166 Little Bubbles Ln | Beulaville | Duplin | North Carolina | 28518 | solar | Solar = 1.5 MW | Solar Photovoltaic | 2 | 1.5 | [9 empty] | 1.5 |  |  | EIA-860, EIA-860M and EIA-923 | 202406 | -77.78 | 34.9
-8101399.6184 | 5331314.022 | 42063 | 59040 | Ball Mountain Hydro | 57280 | Eagle Creek Renewable Energy, LLC | IPP Non-CHP | Ball Mountain Dam Road | Jamaica | Windham | Vermont | 5343 | hydroelectric | Hydroelectric = 2.4 MW | Conventional Hydroelectric | 2.4 | 2.4 |  |  |  |  | 2.4 | [7 empty] | EIA-860, EIA-860M and EIA-923 | 202406 | -72.7761 | 43.1269
-8875503.0009 | 4177479.0622 | 42064 | 59042 | Ellerbe | 61012 | AES Distributed Energy | IPP Non-CHP | 583 Crawford Road | Ellerbe | Richmond | North Carolina | 28338 | solar | Solar = 1.5 MW | Solar Photovoltaic | 2 | 1.5 | [9 empty] | 1.5 |  |  | EIA-860, EIA-860M and EIA-923 | 202406 | -79.73 | 35.1
-7956807.9564 | 5101785.9976 | 42065 | 59043 | West Davisville Solar | 60281 | Altus Power America Management, LLC | IPP Non-CHP | 338 Compass Circle | North Kingstown | Washington | Rhode Island | 2852 | solar | Solar = 2 MW | Solar Photovoltaic | 2 | 2 | [9 empty] | 2 |  |  | EIA-860, EIA-860M and EIA-923 | 202406 | -71.4772 | 41.6036
-12357360.2679 | 3697855.3303 | 42066 | 59044 | Rio Rico Solar | 19728 | UNS Electric, Inc | Electric Utility | 1401 E Frontage Rd | Rio Rico | Santa Cruz | Arizona | 85648 | solar | Solar = 6 MW | Solar Photovoltaic | 6 | 6 | [9 empty] | 6 |  |  | EIA-860, EIA-860M and EIA-923 | 202406 | -111.0081 | 31.5
-11224406.1503 | 4573031.5231 | 42067 | 59045 | Jameson Energy Center | 10035 | Kansas Municipal Energy Agency | Electric Utility | 325 S Jennie Barker Rd | Garden City | Finney | Kansas | 67846 | natural gas | Natural Gas = 27 MW | Natural Gas Internal Combustion Engine | 27.6 | 27 | [6 empty] | 27 | [5 empty] | EIA-860, EIA-860M and EIA-923 | 202406 | -100.8306 | 37.9547
-7986369.5151 | 5255318.3017 | 42068 | 59046 | 651 Chase Solar NG | 59254 | NuGen Capital Management | IPP Non-CHP | 651 Chase Rd | Lunenburg | Worcester | Massachusetts | 1462 | solar | Solar = 2.5 MW | Solar Photovoltaic | 2.5 | 2.5 | [9 empty] | 2.5 |  |  | EIA-860, EIA-860M and EIA-923 | 202406 | -71.7428 | 42.6267
-8141567.3643 | 5540893.1575 | 42069 | 59049 | Whitcomb Solar Farm | 58883 | ERWR Whitcomb Farm Solar LLC | IPP Non-CHP | 178 South Street | Essex Junction | Chittenden | Vermont | 5452 | solar | Solar = 2.2 MW | Solar Photovoltaic | 2.2 | 2.2 | [9 empty] | 2.2 |  |  | EIA-860, EIA-860M and EIA-923 | 202406 | -73.1369 | 44.4856
-8679773.2799 | 4131060.363 | 42070 | 59050 | Wallace | 61012 | AES Distributed Energy | IPP Non-CHP | 3831 S NC HWY 11 | Wallace | Duplin | North Carolina | 28398 | solar | Solar = 1.8 MW | Solar Photovoltaic | 2 | 1.8 | [9 empty] | 1.8 |  |  | EIA-860, EIA-860M and EIA-923 | 202406 | -77.9717 | 34.7581
-8687373.0615 | 4158446.6316 | 42071 | 59051 | Kenansville | 61012 | AES Distributed Energy | IPP Non-CHP | NC HWY 24 and 50 | Kenansville | Duplin | North Carolina | 28349 | solar | Solar = 1.9 MW | Solar Photovoltaic | 2 | 1.9 | [9 empty] | 1.9 |  |  | EIA-860, EIA-860M and EIA-923 | 202406 | -78.04 | 34.96
-8808711.3065 | 4098840.8803 | 42072 | 59052 | Fairmont-FLS 100 | 61012 | AES Distributed Energy | IPP Non-CHP | 567 Marion Stage Rd | Fairmont | Robeson | North Carolina | 28340 | solar | Solar = 3 MW | Solar Photovoltaic | 4 | 3 | [9 empty] | 3 |  |  | EIA-860, EIA-860M and EIA-923 | 202406 | -79.13 | 34.52
-10409930.862 | 5163825.9769 | 42073 | 59053 | Michelangelo Wind 3 LLC | 58887 | Michelangelo Wind 3 LLC | IPP Non-CHP | Highway 210 and 535 Avenue | Huxley | Story | Iowa | 50014 | wind | Wind = 3 MW | Onshore Wind Turbine | 3 | 3 | [10 empty] | 3 |  | EIA-860, EIA-860M and EIA-923 | 202406 | -93.514 | 42.019
-8309783.5826 | 4949773.4458 | 42074 | 59055 | Rariton OMP | 57130 | Janssen Pharmaceutical Co | IPP Non-CHP | 1000 US Highway 202 N | Raritan | Somerset | New Jersey | 8869 | natural gas | Natural Gas = 3 MW, Solar = 2.4 MW | Natural Gas Internal Combustion Engine; Solar Photovoltaic; | 5.4 | 5.4 | [6 empty] | 3 |  |  | 2.4 |  |  | EIA-860, EIA-860M and EIA-923 | 202406 | -74.6481 | 40.5744
-8375029.1607 | 4892700.621 | 42075 | 59056 | Spring House | 57130 | Janssen Pharmaceutical Co | IPP Non-CHP | McKean Road | Spring House | Montgomery | Pennsylvania | 19477 | natural gas | Natural Gas = 3.8 MW | Natural Gas Internal Combustion Engine | 3.8 | 3.8 | [6 empty] | 3.8 | [5 empty] | EIA-860, EIA-860M and EIA-923 | 202406 | -75.2342 | 40.1839
-8309783.5826 | 4949773.4458 | 42076 | 59057 | Skillman | 66224 |  | IPP Non-CHP | 199 Grandview Road | Skillman | Somerset | New Jersey | 8558 | solar | Solar = 2.7 MW | Solar Photovoltaic | 2.7 | 2.7 | [9 empty] | 2.7 |  |  | EIA-860, EIA-860M and EIA-923 | 202406 | -74.6481 | 40.5744
-13576556.044 | 4636008.5506 | 42077 | 59058 | Vacaville | 57130 | Janssen Pharmaceutical Co | IPP Non-CHP | 700 Eubanks Drive | Vacaville | Solano | California | 95687 | solar | Solar = 1 MW | Solar Photovoltaic | 1 | 1 | [9 empty] | 1 |  |  | EIA-860, EIA-860M and EIA-923 | 202406 | -121.9603 | 38.3994
-8310463.856 | 4949773.4458 | 42078 | 59059 | Raritan ITS | 57130 | Janssen Pharmaceutical Co | IPP Non-CHP | 1003 US Highway 202 N | Raritan | Somerset | New Jersey | 8869 | solar | Solar = 2 MW | Solar Photovoltaic | 2 | 2 | [9 empty] | 2 |  |  | EIA-860, EIA-860M and EIA-923 | 202406 | -74.6542 | 40.5744
-8153039.5057 | 5222594.6945 | 42079 | 59060 | Waste Water Treatment Plant | 58888 | City of Pittsfield | IPP Non-CHP | 901 Holmes Road | Pittsfield | Berkshire | Massachusetts | 1201 | solar | Solar = 1.5 MW | Solar Photovoltaic | 1.5 | 1.5 | [9 empty] | 1.5 |  |  | EIA-860, EIA-860M and EIA-923 | 202406 | -73.24 | 42.41
-9912691.4096 | 4867557.0311 | 42080 | 59061 | Radfords Run Wind Farm | 56215 | RWE Renewables Americas, LLC | IPP Non-CHP | 12576 Glasgow Rd | Maroa | Dewitt | Illinois | 61756 | wind | Wind = 278 MW | Onshore Wind Turbine | 278 | 278 | [10 empty] | 278 |  | EIA-860, EIA-860M and EIA-923 | 202406 | -89.0472 | 40.0111
-10869513.3798 | 3116185.7 | 42081 | 59063 | Stella Wind Farm | 56215 | RWE Renewables Americas, LLC | IPP Non-CHP | 1238 E. Turcotte Rd. | Armstrong | Kenedy | Texas | 78338 | wind | Wind = 201 MW | Onshore Wind Turbine | 201 | 201 | [10 empty] | 201 |  | EIA-860, EIA-860M and EIA-923 | 202406 | -97.6425 | 26.9417
-10904548.0726 | 4140501.4222 | 42082 | 59065 | Drift Sand Wind Project LLC | 59380 | Enel Green Power NA, Inc. | IPP Non-CHP | 852 County Road 1510 | Rush Springs | Grady | Oklahoma | 73082 | wind | Wind = 108 MW | Onshore Wind Turbine | 108 | 108 | [10 empty] | 108 |  | EIA-860, EIA-860M and EIA-923 | 202406 | -97.9572 | 34.8278
-10874924.7315 | 3063905.4662 | 42083 | 59066 | Bruennings Breeze Wind Farm | 56215 | RWE Renewables Americas, LLC | IPP Non-CHP | 382 W. Main St | Raymondville | Willacy | Texas | 78580 | wind | Wind = 228 MW | Onshore Wind Turbine | 228 | 228 | [10 empty] | 228 |  | EIA-860, EIA-860M and EIA-923 | 202406 | -97.6911 | 26.5222
-11264043.2361 | 4198477.6104 | 42084 | 59068 | Colbeck's Corner, LLC | 56215 | RWE Renewables Americas, LLC | IPP Non-CHP | 2506 County Road 5 | Groom | Carson | Texas | 79068 | wind | Wind = 200 MW | Onshore Wind Turbine | 200 | 200 | [10 empty] | 200 |  | EIA-860, EIA-860M and EIA-923 | 202406 | -101.1866 | 35.2542
-7928730.7318 | 5537989.5001 | 42085 | 59070 | Jericho Power | 58891 | Jericho Power LLC | IPP Non-CHP | 95 Bathtub Trail | Berlin | Coos | New Hampshire | 3570 | wind | Wind = 12.1 MW | Onshore Wind Turbine | 14.3 | 12.1 | [10 empty] | 12.1 |  | EIA-860, EIA-860M and EIA-923 | 202406 | -71.225 | 44.4669
-10562672.3354 | 5152209.9758 | 42086 | 59071 | Carroll Area Wind Farm | 62042 | SRIV Partnership LLC | IPP Non-CHP | 28232 Highway 71 | Templeton | Carroll | Iowa | 51463 | wind | Wind = 20.7 MW | Onshore Wind Turbine | 20.7 | 20.7 | [10 empty] | 20.7 |  | EIA-860, EIA-860M and EIA-923 | 202406 | -94.8861 | 41.9414
-13574700.682 | 4489639.1166 | 42087 | 59074 | SC 1 Data Center, Phase 2 | 58893 | Xeres Ventures LLC | Commercial Non-CHP | 555 Reed Street | Santa Clara | Santa Clara | California | 95050 | petroleum | Petroleum = 99.6 MW | Petroleum Liquids | 99.6 | 99.6 | [8 empty] | 99.6 |  |  |  | EIA-860, EIA-860M and EIA-923 | 202406 | -121.9436 | 37.3617
-7803836.497 | 5122940.8418 | 42088 | 59075 | Brewster Landfill | 65305 | Clean Focus Yield, LLC | IPP Non-CHP | 201 Run Hill Road | Brewster | Barnstable | Massachusetts | 2631 | solar | Solar = 1 MW | Solar Photovoltaic | 1 | 1 | [9 empty] | 1 |  |  | EIA-860, EIA-860M and EIA-923 | 202406 | -70.1031 | 41.7456
-13187277.9072 | 5761139.9452 | 42089 | 59076 | Chopin Wind LLC | 57421 | Chopin Wind, LLC | IPP Non-CHP | York Road and Co Road 672 | Milton-Freewater | Umatilla | Oregon | 97862 | wind | Wind = 10 MW | Onshore Wind Turbine | 10 | 10 | [10 empty] | 10 |  | EIA-860, EIA-860M and EIA-923 | 202406 | -118.4633 | 45.88
-7793044.6289 | 5114075.7475 | 42090 | 59077 | Chatham Landfill | 65305 | Clean Focus Yield, LLC | IPP Non-CHP | 97 Sam Ryder Rd | Chatham | Barnstable | Massachusetts | 2633 | solar | Solar = 1.5 MW | Solar Photovoltaic | 1.5 | 1.5 | [9 empty] | 1.5 |  |  | EIA-860, EIA-860M and EIA-923 | 202406 | -70.0061 | 41.6861
-7802599.5148 | 5115566.4844 | 42091 | 59078 | Harwich Landfill | 65305 | Clean Focus Yield, LLC | IPP Non-CHP | 205 Queen Anne Road | Harwich | Barnstable | Massachusetts | 2645 | solar | Solar = 4 MW | Solar Photovoltaic | 4 | 4 | [9 empty] | 4 |  |  | EIA-860, EIA-860M and EIA-923 | 202406 | -70.0919 | 41.6961
-7849910.2984 | 5065752.2535 | 42092 | 59079 | Katama Farm | 65305 | Clean Focus Yield, LLC | IPP Non-CHP | 14 Aero Ave | Edgartown | Dukes | Massachusetts | 2539 | solar | Solar = 1 MW | Solar Photovoltaic | 1 | 1 | [9 empty] | 1 |  |  | EIA-860, EIA-860M and EIA-923 | 202406 | -70.5169 | 41.3611
-7848580.6984 | 5065422.7025 | 42093 | 59080 | Nunnepog | 65305 | Clean Focus Yield, LLC | IPP Non-CHP | 23rd Street | Edgartown | Dukes | Massachusetts | 2539 | solar | Solar = 1 MW | Solar Photovoltaic | 1 | 1 | [9 empty] | 1 |  |  | EIA-860, EIA-860M and EIA-923 | 202406 | -70.505 | 41.3589
-7836397.448 | 5110142.954 | 42094 | 59081 | Barnstable Landfill | 65305 | Clean Focus Yield, LLC | IPP Non-CHP | 45 Flint St | Marstons Mills | Barnstable | Massachusetts | 2648 | solar | Solar = 4 MW | Solar Photovoltaic | 4 | 4 | [9 empty] | 4 |  |  | EIA-860, EIA-860M and EIA-923 | 202406 | -70.3956 | 41.6597
-7808505.6817 | 5115111.0397 | 42095 | 59082 | Dennis Landfill | 65305 | Clean Focus Yield, LLC | IPP Non-CHP | Theophilus Smith Road | Dennis | Barnstable | Massachusetts | 2660 | solar | Solar = 5 MW | Solar Photovoltaic | 5 | 5 | [9 empty] | 5 |  |  | EIA-860, EIA-860M and EIA-923 | 202406 | -70.145 | 41.6931
-11518691.5807 | 4772410.611 | 42096 | 59083 | Limon III Wind LLC | 57503 | Limon | IPP Non-CHP | 21910 County Road 3P | Limon | Lincoln | Colorado | 80858 | wind | Wind = 200.6 MW | Onshore Wind Turbine | 200.6 | 200.6 | [10 empty] | 200.6 |  | EIA-860, EIA-860M and EIA-923 | 202406 | -103.4742 | 39.3533
-10726838.862 | 4822603.1322 | 42097 | 59084 | Marshall Wind Farm | 59359 | BHE Renewables, LLC | IPP Non-CHP | 1315A 24 Road | Frankfort | Marshall | Kansas | 66427 | wind | Wind = 72 MW | Onshore Wind Turbine | 73.8 | 72 | [10 empty] | 72 |  | EIA-860, EIA-860M and EIA-923 | 202406 | -96.3608 | 39.7011
-7854517.7008 | 5139615.9283 | 42098 | 59085 | Lepomis PV Energy LLC | 65164 | CleanCapital Holdings | IPP Non-CHP | 1249R Old Sandwich Road | Plymouth | Plymouth | Massachusetts | 2360 | solar | Solar = 4.5 MW | Solar Photovoltaic | 4.5 | 4.5 | [9 empty] | 4.5 |  |  | EIA-860, EIA-860M and EIA-923 | 202406 | -70.5583 | 41.8572
-13311584.7091 | 4244845.9941 | 42099 | 59086 | Cottonwood Solar, LLC (Goose Lake) | 60453 | Onward Energy | IPP Non-CHP | Paso Robles Highway | Lost Hills | Kern | California | 93249 | solar | Solar = 12 MW | Solar Photovoltaic | 12 | 12 | [9 empty] | 12 |  |  | EIA-860, EIA-860M and EIA-923 | 202406 | -119.58 | 35.5936
-13308739.8282 | 4319136.4631 | 42100 | 59087 | Cottonwood Solar, LLC (City of Corcoran) | 60453 | Onward Energy | IPP Non-CHP | 23058 5th Avenue | Corcoran | Kings | California | 93212 | solar | Solar = 12 MW | Solar Photovoltaic | 12 | 12 | [9 empty] | 12 |  |  | EIA-860, EIA-860M and EIA-923 | 202406 | -119.5544 | 36.1344
-12860988.1233 | 3917336.2638 | 42101 | 59088 | Calipatria Solar Farm | 17650 | Southern Power Co | IPP Non-CHP | 110 West Main Street | Calipatria | Imperial | California | 92243 | solar | Solar = 20 MW | Solar Photovoltaic | 20 | 20 | [9 empty] | 20 |  |  | EIA-860, EIA-860M and EIA-923 | 202406 | -115.5322 | 33.1658
-7892304.5453 | 5174345.6005 | 42102 | 59090 | Rockland Solar CSG | 61944 | MN8 Energy LLC | IPP Non-CHP | 800 Beech Street | Rockland | Plymouth | Massachusetts | 2370 | solar | Solar = 2 MW | Solar Photovoltaic | 2 | 2 | [9 empty] | 2 |  |  | EIA-860, EIA-860M and EIA-923 | 202406 | -70.8978 | 42.0892
-9583742.3143 | 5280441.374 | 42103 | 59093 | Holland Energy Park | 8723 | City of Holland | Electric Utility | One Energy Park Way | Holland | Ottawa | Michigan | 49423 | natural gas | Natural Gas = 127.1 MW | Natural Gas Fired Combined Cycle | 149.4 | 127.1 | [6 empty] | 127.1 | [5 empty] | EIA-860, EIA-860M and EIA-923 | 202406 | -86.0922 | 42.7925
-13150233.341 | 4124315.0667 | 42104 | 59094 | Division 1 | 57313 | Tesla Inc. | IPP Non-CHP | 45401 Division Street | Lancaster | Los Angeles | California | 93535 | solar | Solar = 1.5 MW | Solar Photovoltaic | 1.5 | 1.5 | [9 empty] | 1.5 |  |  | EIA-860, EIA-860M and EIA-923 | 202406 | -118.1306 | 34.7083
-13150233.341 | 4124315.0667 | 42105 | 59095 | Division 2 | 57313 | Tesla Inc. | IPP Non-CHP | 45404 Division Street | Lancaster | Los Angeles | California | 93535 | solar | Solar = 1 MW | Solar Photovoltaic | 1 | 1 | [9 empty] | 1 |  |  | EIA-860, EIA-860M and EIA-923 | 202406 | -118.1306 | 34.7083
-13150233.341 | 4124315.0667 | 42106 | 59096 | Division 3 | 57313 | Tesla Inc. | IPP Non-CHP | 45406 Division Street | Lancaster | Los Angeles | California | 93535 | solar | Solar = 1 MW | Solar Photovoltaic | 1 | 1 | [9 empty] | 1 |  |  | EIA-860, EIA-860M and EIA-923 | 202406 | -118.1306 | 34.7083
-8365876.1382 | 4967947.1619 | 42107 | 59097 | Berry Plastics Solar | 61944 | MN8 Energy LLC | IPP Non-CHP | 190 Strykers Road | Phillipsburg | Warren | New Jersey | 8865 | solar | Solar = 9.8 MW | Solar Photovoltaic | 9.8 | 9.8 | [9 empty] | 9.8 |  |  | EIA-860, EIA-860M and EIA-923 | 202406 | -75.1519 | 40.6983
-13149460.2272 | 4123224.3513 | 42108 | 59098 | Kettering Solar 1 | 57313 | Tesla Inc. | IPP Non-CHP | 45062 1/4 3rd St E | Lancaster | Los Angeles | California | 93534 | solar | Solar = 1 MW | Solar Photovoltaic | 1 | 1 | [9 empty] | 1 |  |  | EIA-860, EIA-860M and EIA-923 | 202406 | -118.1236 | 34.7003
-13149460.2272 | 4123224.3513 | 42109 | 59099 | Kettering Solar 2 | 57313 | Tesla Inc. | IPP Non-CHP | 45060 1/4 3rd St E | Lancaster | Los Angeles | California | 93534 | solar | Solar = 1 MW | Solar Photovoltaic | 1 | 1 | [9 empty] | 1 |  |  | EIA-860, EIA-860M and EIA-923 | 202406 | -118.1236 | 34.7003
-8741022.8222 | 4074210.5612 | 42110 | 59100 | Chauncey Farm LLC | 64778 | Strata Manager, LLC | IPP Non-CHP | 1878 Chauncey Town Rd | Lake Waccamaw | Columbus | North Carolina | 28450 | solar | Solar = 4.9 MW | Solar Photovoltaic | 4.9 | 4.9 | [9 empty] | 4.9 |  |  | EIA-860, EIA-860M and EIA-923 | 202406 | -78.5219 | 34.3375
-9063200.0189 | 4267381.1163 | 42111 | 59102 | Dragstrip Farm | 64778 | Strata Manager, LLC | IPP Non-CHP | 2001 Old Dragstrip St | Hickory | Burke | North Carolina | 28601 | solar | Solar = 5 MW | Solar Photovoltaic | 5 | 5 | [9 empty] | 5 |  |  | EIA-860, EIA-860M and EIA-923 | 202406 | -81.4161 | 35.7581
-8679487.968 | 4236407.2494 | 42112 | 59103 | Fremont Farm LLC | 58468 | Dominion Renewable Energy | IPP Non-CHP | 440 Ballance Rd | Fremont | Wayne | North Carolina | 27830 | solar | Solar = 5 MW | Solar Photovoltaic | 5 | 5 | [9 empty] | 5 |  |  | EIA-860, EIA-860M and EIA-923 | 202406 | -77.9692 | 35.5319
-8866288.1961 | 4354456.7641 | 42113 | 59105 | Market Farm | 63248 | Palmetto Power Management LLC | IPP Non-CHP | 5820 US 29 Business | Reidsville | Rockingham | North Carolina | 27320 | solar | Solar = 4.9 MW | Solar Photovoltaic | 4.9 | 4.9 | [9 empty] | 4.9 |  |  | EIA-860, EIA-860M and EIA-923 | 202406 | -79.6472 | 36.3903
-8643896.5665 | 4224406.6916 | 42114 | 59106 | Snow Hill Solar 2 LLC | 64778 | Strata Manager, LLC | IPP Non-CHP | 373 NC Hwy 38 South | Snow Hill | Greene | North Carolina | 28580 | solar | Solar = 2 MW | Solar Photovoltaic | 2 | 2 | [9 empty] | 2 |  |  | EIA-860, EIA-860M and EIA-923 | 202406 | -77.6494 | 35.4442
-8692011.4107 | 4191358.5042 | 42115 | 59107 | Mount Olive Farm | 64778 | Strata Manager, LLC | IPP Non-CHP | 1001 W Main St | Mount Olive | Wayne | North Carolina | 28365 | solar | Solar = 5 MW | Solar Photovoltaic | 5 | 5 | [9 empty] | 5 |  |  | EIA-860, EIA-860M and EIA-923 | 202406 | -78.0817 | 35.2019
-8872348.9858 | 4205066.0511 | 42116 | 59109 | Spicewood Solar Farm LLC | 64778 | Strata Manager, LLC | IPP Non-CHP | 255 NC Highway 211 | Eagle Springs | Moore | North Carolina | 27242 | solar | Solar = 5 MW | Solar Photovoltaic | 5 | 5 | [9 empty] | 5 |  |  | EIA-860, EIA-860M and EIA-923 | 202406 | -79.7017 | 35.3025
-10371234.9825 | 4473506.1083 | 42117 | 59110 | Springfield Solar 1 LLC | 64778 | Strata Manager, LLC | IPP Non-CHP | 2915 N Farm Road 209 | Strafford | Greene | Missouri | 65757 | solar | Solar = 4.9 MW | Solar Photovoltaic | 4.9 | 4.9 | [9 empty] | 4.9 |  |  | EIA-860, EIA-860M and EIA-923 | 202406 | -93.1664 | 37.2464
-8963847.3734 | 4255079.9506 | 42118 | 59111 | West Salisbury Farm LLC | 64778 | Strata Manager, LLC | IPP Non-CHP | 2100 Mooresville Road | Salisbury | Rowan | North Carolina | 28147 | solar | Solar = 5 MW | Solar Photovoltaic | 5 | 5 | [9 empty] | 5 |  |  | EIA-860, EIA-860M and EIA-923 | 202406 | -80.5236 | 35.6683
-8850316.6322 | 4262277.1997 | 42119 | 59112 | West Siler | 64778 | Strata Manager, LLC | IPP Non-CHP | 123 Coleridge Road | Siler City | Chatham | North Carolina | 27344 | solar | Solar = 5 MW | Solar Photovoltaic | 5 | 5 | [9 empty] | 5 |  |  | EIA-860, EIA-860M and EIA-923 | 202406 | -79.5037 | 35.7208
-8829521.8174 | 4357722.3316 | 42120 | 59113 | Yanceyville Farm 2 LLC | 64778 | Strata Manager, LLC | IPP Non-CHP | 437 N Carlona Rd 62 | Blanch | Caswell | North Carolina | 27212 | solar | Solar = 5 MW | Solar Photovoltaic | 5 | 5 | [9 empty] | 5 |  |  | EIA-860, EIA-860M and EIA-923 | 202406 | -79.3169 | 36.4139
-8979679.454 | 4260905.0418 | 42121 | 59114 | Redmon Solar Farm LLC | 64778 | Strata Manager, LLC | IPP Non-CHP | 1301 Redmon Rd | Cleveland | Rowan | North Carolina | 27013 | solar | Solar = 2 MW | Solar Photovoltaic | 2 | 2 | [9 empty] | 2 |  |  | EIA-860, EIA-860M and EIA-923 | 202406 | -80.6658 | 35.7108
-8740435.3892 | 4160559.7981 | 42122 | 59115 | Anderson Farm LLC | 64778 | Strata Manager, LLC | IPP Non-CHP | 595 Dunn Rd | Roseboro | Sampson | North Carolina | 28382 | solar | Solar = 1.9 MW | Solar Photovoltaic | 1.9 | 1.9 | [9 empty] | 1.9 |  |  | EIA-860, EIA-860M and EIA-923 | 202406 | -78.5167 | 34.9756
-8324564.2507 | 4754830.5148 | 42123 | 59116 | Woodbine Landfill Plant | 58929 | Cape May County Municipal | Commercial Non-CHP | 2050 Route 610 | Woodbine | Cape May | New Jersey | 8270 | biomass | Biomass = 1 MW | Landfill Gas | 1.1 | 1 |  | 1 | [10 empty] | EIA-860, EIA-860M and EIA-923 | 202406 | -74.7808 | 39.2311
-8776830.6288 | 4141405.443 | 42124 | 59117 | DD Fayetteville Solar NC LLC | 3046 | Duke Energy Progress - (NC) | Electric Utility | 22828 NC Hwy 87 West | Fayetteville | Bladen | North Carolina | 28306 | solar | Solar = 23.1 MW | Solar Photovoltaic | 23.1 | 23.1 | [9 empty] | 23.1 |  |  | EIA-860, EIA-860M and EIA-923 | 202406 | -78.8436 | 34.8344
-10849877.8461 | 3023287.1314 | 42125 | 59118 | Cameron Wind 1 LLC | 58939 | Cameron Wind 1 LLC | IPP Non-CHP | 25005 FM 1847 B | Rio Hondo | Cameron | Texas | 78583 | wind | Battery = 16.4 MW, Wind = 165 MW | Batteries; Onshore Wind Turbine; | 181.4 | 181.4 | 16.4 | [9 empty] | 165 |  | EIA-860, EIA-860M and EIA-923 | 202406 | -97.4661 | 26.1953
-8695165.4259 | 4165240.1872 | 42126 | 59119 | Warsaw I | 61012 | AES Distributed Energy | IPP Non-CHP | Bruce Costin Rd | Warsaw | Duplin | North Carolina | 28398 | solar | Solar = 2 MW | Solar Photovoltaic | 2 | 2 | [9 empty] | 2 |  |  | EIA-860, EIA-860M and EIA-923 | 202406 | -78.11 | 35.01
-8688486.2564 | 4165240.1872 | 42127 | 59120 | Warsaw II | 61012 | AES Distributed Energy | IPP Non-CHP | 1115 West Wards Bridge Rd | Warsaw | Duplin | North Carolina | 28398 | solar | Solar = 2 MW | Solar Photovoltaic | 2 | 2 | [9 empty] | 2 |  |  | EIA-860, EIA-860M and EIA-923 | 202406 | -78.05 | 35.01
-7900406.1552 | 5123852.6466 | 42128 | 59121 | Acushnet-Braley Road 1 | 65164 | CleanCapital Holdings | IPP Non-CHP | 117 Braley Road | Freetown | Bristol | Massachusetts | 2717 | solar | Solar = 1.9 MW | Solar Photovoltaic | 1.9 | 1.9 | [9 empty] | 1.9 |  |  | EIA-860, EIA-860M and EIA-923 | 202406 | -70.9706 | 41.7517
-13514650.0506 | 4415669.239 | 42129 | 59122 | Enerparc CA1 LLC | 58944 | Enerparc CA 1, LLC | IPP Non-CHP | 2120 Cienega Road | Hollister | San Benito | California | 95023 | solar | Solar = 1.5 MW | Solar Photovoltaic | 1.5 | 1.5 | [9 empty] | 1.5 |  |  | EIA-860, EIA-860M and EIA-923 | 202406 | -121.4042 | 36.8317
-8797857.6561 | 4241386.0719 | 42130 | 59123 | Moncure Farm LLC | 64778 | Strata Manager, LLC | IPP Non-CHP | 3812 Corinth Rd | Moncure | Chatham | North Carolina | 27559 | solar | Solar = 3 MW | Solar Photovoltaic | 3 | 3 | [9 empty] | 3 |  |  | EIA-860, EIA-860M and EIA-923 | 202406 | -79.0325 | 35.5683
-8725901.9618 | 4340099.9495 | 42131 | 59124 | Martin Creek Farm LLC | 64778 | Strata Manager, LLC | IPP Non-CHP | 4039 Brookhaven VLG | Henderson | Vance | North Carolina | 27536 | solar | Solar = 3 MW | Solar Photovoltaic | 3 | 3 | [9 empty] | 3 |  |  | EIA-860, EIA-860M and EIA-923 | 202406 | -78.3861 | 36.2864
-8639320.1109 | 4214352.9447 | 42132 | 59125 | Kinston | 64778 | Strata Manager, LLC | IPP Non-CHP | 4946 N Carolina 58 | Kinston | Lenoir | North Carolina | 28504 | solar | Solar = 2 MW | Solar Photovoltaic | 2 | 2 | [9 empty] | 2 |  |  | EIA-860, EIA-860M and EIA-923 | 202406 | -77.6083 | 35.3706
-8967186.9581 | 4279848.6032 | 42133 | 59126 | Daniel Farm LLC | 64778 | Strata Manager, LLC | IPP Non-CHP | 295 Daniel Road | Mocksville | Davie | North Carolina | 27038 | solar | Solar = 5 MW | Solar Photovoltaic | 5 | 5 | [9 empty] | 5 |  |  | EIA-860, EIA-860M and EIA-923 | 202406 | -80.5536 | 35.8489
-8698474.0638 | 4271420.9572 | 42134 | 59127 | Bailey Farm LLC | 64778 | Strata Manager, LLC | IPP Non-CHP | 9818 Winters Rd | Bailey | Nash | North Carolina | 27807 | solar | Solar = 5 MW | Solar Photovoltaic | 5 | 5 | [9 empty] | 5 |  |  | EIA-860, EIA-860M and EIA-923 | 202406 | -78.1397 | 35.7875
-7903374.6008 | 5118300.0544 | 42135 | 59128 | Acushnet- High Hill | 65164 | CleanCapital Holdings | IPP Non-CHP | 560 High Hill | Dartmouth | Bristol | Massachusetts | 2747 | solar | Solar = 2.8 MW | Solar Photovoltaic | 2.8 | 2.8 | [9 empty] | 2.8 |  |  | EIA-860, EIA-860M and EIA-923 | 202406 | -70.9972 | 41.7144
-13549746.5257 | 4575149.4295 | 42136 | 59129 | CSD 2- Freedom High | 65164 | CleanCapital Holdings | IPP Non-CHP | 1050 Neroly Road | Oakley | Contra Costa | California | 95037 | solar | Solar = 0.9 MW | Solar Photovoltaic | 0.9 | 0.9 | [9 empty] | 0.9 |  |  | EIA-860, EIA-860M and EIA-923 | 202406 | -121.7194 | 37.9697
-13553766.4952 | 4568404.9786 | 42137 | 59130 | CSD 2 - Heritage High | 65164 | CleanCapital Holdings | IPP Non-CHP | 101 American Avenue | Brentwood | Contra Costa | California | 94513 | solar | Solar = 1.3 MW | Solar Photovoltaic | 1.3 | 1.3 | [9 empty] | 1.3 |  |  | EIA-860, EIA-860M and EIA-923 | 202406 | -121.7556 | 37.9219
-7903467.4412 | 5098436.9757 | 42138 | 59131 | Dartmouth Landfill | 65164 | CleanCapital Holdings | IPP Non-CHP | 976 Russell Mills Road | Dartmouth | Bristol | Massachusetts | 2748 | solar | Solar = 1.1 MW | Solar Photovoltaic | 1.1 | 1.1 | [9 empty] | 1.1 |  |  | EIA-860, EIA-860M and EIA-923 | 202406 | -70.9981 | 41.5811
-13125371.9139 | 4154711.9429 | 42139 | 59132 | EAFB - North Base | 65164 | CleanCapital Holdings | IPP Non-CHP | 900 North Rosamond BLVD | Edwards Air Force Bas | Kern | California | 93524 | solar | Solar = 1 MW | Solar Photovoltaic | 1 | 1 | [9 empty] | 1 |  |  | EIA-860, EIA-860M and EIA-923 | 202406 | -117.9072 | 34.9325
-13124598.9113 | 4152637.6267 | 42140 | 59133 | EAFB - South Base | 65164 | CleanCapital Holdings | IPP Non-CHP | 5 South Wolfe Avenue | Edwards Air Force Bas | Kern | California | 93524 | solar | Solar = 1 MW | Solar Photovoltaic | 1 | 1 | [9 empty] | 1 |  |  | EIA-860, EIA-860M and EIA-923 | 202406 | -117.9003 | 34.9172
-7913949.9524 | 5162519.163 | 42141 | 59134 | Easton Landfill | 65164 | CleanCapital Holdings | IPP Non-CHP | 114 Prospect Street | Easton | Bristol | Massachusetts | 2375 | solar | Solar = 1.6 MW | Solar Photovoltaic | 1.6 | 1.6 | [9 empty] | 1.6 |  |  | EIA-860, EIA-860M and EIA-923 | 202406 | -71.0922 | 42.0103
-8071497.9787 | 5188314.6195 | 42142 | 59135 | Ludlow Landfill | 65164 | CleanCapital Holdings | IPP Non-CHP | 515 Holyoke Street | Ludlow | Hampden | Massachusetts | 1056 | solar | Solar = 2.3 MW | Solar Photovoltaic | 2.3 | 2.3 | [9 empty] | 2.3 |  |  | EIA-860, EIA-860M and EIA-923 | 202406 | -72.5075 | 42.1822
-7923164.7572 | 5273196.3002 | 42143 | 59136 | Methuen Landfill | 65164 | CleanCapital Holdings | IPP Non-CHP | 41 Huntington Av | Methuen | Essex | Massachusetts | 1844 | solar | Solar = 1.1 MW | Solar Photovoltaic | 1.1 | 1.1 | [9 empty] | 1.1 |  |  | EIA-860, EIA-860M and EIA-923 | 202406 | -71.175 | 42.7447
-7879038.9356 | 5154989.52 | 42144 | 59137 | Plymouth Site 1 | 65164 | CleanCapital Holdings | IPP Non-CHP | 180 Brook Street | Plympton | Plymouth | Massachusetts | 2367 | solar | Solar = 4 MW | Solar Photovoltaic | 4 | 4 | [9 empty] | 4 |  |  | EIA-860, EIA-860M and EIA-923 | 202406 | -70.7786 | 41.96
-13037893.3845 | 3882848.3896 | 42145 | 59138 | SDCCD - Miramar | 65164 | CleanCapital Holdings | IPP Non-CHP | 10440 Black Mountain Rd | San Diego | San Diego | California | 92126 | solar | Solar = 1 MW | Solar Photovoltaic | 1 | 1 | [9 empty] | 1 |  |  | EIA-860, EIA-860M and EIA-923 | 202406 | -117.1214 | 32.9061
-13043366.6299 | 3923211.2393 | 42146 | 59139 | SDCWA - Twin Oaks | 65164 | CleanCapital Holdings | IPP Non-CHP | 3566 N. Twin Oaks Valley Road | San Marcos | San Diego | California | 92069 | solar | Solar = 1 MW | Solar Photovoltaic | 1 | 1 | [9 empty] | 1 |  |  | EIA-860, EIA-860M and EIA-923 | 202406 | -117.1706 | 33.21
-7977742.2545 | 5240578.6572 | 42147 | 59140 | EDF Lancaster | 65164 | CleanCapital Holdings | IPP Non-CHP | 1999 Shirley Rd | Lancaster | Worcester | Massachusetts | 1523 | solar | Solar = 4.5 MW | Solar Photovoltaic | 4.5 | 4.5 | [9 empty] | 4.5 |  |  | EIA-860, EIA-860M and EIA-923 | 202406 | -71.6653 | 42.5292
-9178384.745 | 3182176.3673 | 42148 | 59142 | Manatee County LFGTE | 58948 | Manatee County Utilities Department | IPP Non-CHP | 3415 Lena Rd | Bradenton | Manatee | Florida | 34211 | biomass | Biomass = 1.6 MW | Landfill Gas | 1.6 | 1.6 |  | 1.6 | [10 empty] | EIA-860, EIA-860M and EIA-923 | 202406 | -82.4508 | 27.4689
-11689072.1839 | 4870221.9243 | 42149 | 59143 | Front Range Project | 58960 | Timberline Energy LLC | IPP Non-CHP | 2200 Weld County Road 6 | Erie | Weld | Colorado | 80516 | biomass | Biomass = 3.1 MW | Landfill Gas | 3.2 | 3.1 |  | 3.1 | [10 empty] | EIA-860, EIA-860M and EIA-923 | 202406 | -105.0047 | 40.0294
-11681960.093 | 4863399.553 | 42150 | 59144 | Brighton PV Solar Plant | 58949 | Hangar 160 LLC | IPP Non-CHP | 15755 Colorado Blvd | Brighton | Adams | Colorado | 80602 | solar | Solar = 1.8 MW | Solar Photovoltaic | 1.8 | 1.8 | [9 empty] | 1.8 |  |  | EIA-860, EIA-860M and EIA-923 | 202406 | -104.9408 | 39.9825
-10609520.4751 | 3372994.7279 | 42151 | 59145 | Freeport LP Pretreatment Facility | 58959 | Freeport LNG Development L.P | Industrial CHP | CR 690 and CR 891 | Freeport | Brazoria | Texas | 77541 | natural gas | Natural Gas = 70 MW | Natural Gas Fired Combustion Turbine | 87 | 70 | [6 empty] | 70 | [5 empty] | EIA-860, EIA-860M and EIA-923 | 202406 | -95.3069 | 28.9792
-8780139.2667 | 4288473.6848 | 42152 | 59146 | XPF Solar Field | 58961 | United Therapeutics Corporation | IPP Non-CHP | 3030 E Cornwallis Road | Durham | Durham | North Carolina | 27713 | solar | Solar = 3 MW | Solar Photovoltaic | 3 | 3 | [9 empty] | 3 |  |  | EIA-860, EIA-860M and EIA-923 | 202406 | -78.8733 | 35.9117
-8826649.6632 | 4779788.6896 | 42153 | 59147 | Fair Wind | 58962 | Fair Wind Power Partners, LLC | IPP Non-CHP | 1295 Eagle Rock Road | Oakland | Garrett | Maryland | 21550 | wind | Wind = 30 MW | Onshore Wind Turbine | 30 | 30 | [10 empty] | 30 |  | EIA-860, EIA-860M and EIA-923 | 202406 | -79.2911 | 39.4046
-8601626.1068 | 4277483.6632 | 42154 | 59148 | Green Farm | 61060 | Cypress Creek Renewables | IPP Non-CHP | 1800 Claude Green Rd | Robersonville | Martin | North Carolina | 27871 | solar | Solar = 5 MW | Solar Photovoltaic | 5 | 5 | [9 empty] | 5 |  |  | EIA-860, EIA-860M and EIA-923 | 202406 | -77.2697 | 35.8317
-8571291.5455 | 4342862.3377 | 42155 | 59149 | Simons Farm | 61060 | Cypress Creek Renewables | IPP Non-CHP | Colice Hall Ln | Ahoskie | Hertford | North Carolina | 27910 | solar | Solar = 5 MW | Solar Photovoltaic | 5 | 5 | [9 empty] | 5 |  |  | EIA-860, EIA-860M and EIA-923 | 202406 | -76.9972 | 36.3064
-13347547.1385 | 4331165.4334 | 42156 | 59150 | RE Mustang LLC | 61944 | MN8 Energy LLC | IPP Non-CHP | SW of Route 198 and 25th Ave | Lemoore | Kings | California | 93245 | solar | Battery = 75 MW, Solar = 100 MW | Batteries; Solar Photovoltaic; | 175 | 175 | 75 | [8 empty] | 100 |  |  | EIA-860, EIA-860M and EIA-923 | 202406 | -119.9031 | 36.2217
-8645257.2246 | 4217804.2275 | 42157 | 59152 | Thornton PV1 | 58970 | Ecoplexus, Inc | IPP Non-CHP | 149 Thornton Lane | Snow Hill | Greene | North Carolina | 28580 | solar | Solar = 5 MW | Solar Photovoltaic | 5 | 5 | [9 empty] | 5 |  |  | EIA-860, EIA-860M and EIA-923 | 202406 | -77.6617 | 35.3958
-8651905.4472 | 4318485.6314 | 42158 | 59153 | Watson Seed Farm PV1 | 58970 | Ecoplexus, Inc | IPP Non-CHP | 16825 Watson Seed Farm Rd | Whitakers | Nash | North Carolina | 27891 | solar | Solar = 20 MW | Solar Photovoltaic | 20 | 20 | [9 empty] | 20 |  |  | EIA-860, EIA-860M and EIA-923 | 202406 | -77.7214 | 36.1297
-8580104.3757 | 4336532.9583 | 42159 | 59154 | Bradley PV1 | 58970 | Ecoplexus, Inc | IPP Non-CHP | 117 Hollowell Rd | Aulander | Hertford | North Carolina | 27805 | solar | Solar = 5 MW | Solar Photovoltaic | 5 | 5 | [9 empty] | 5 |  |  | EIA-860, EIA-860M and EIA-923 | 202406 | -77.0764 | 36.2606
-8469990.8089 | 4360412.319 | 42160 | 59155 | Shawboro PV1 | 65411 | Duke Energy Renewables Services | IPP Non-CHP | 421 Shawboro Rd | Shawboro | Currituck | North Carolina | 27973 | solar | Solar = 20 MW | Solar Photovoltaic | 20 | 20 | [9 empty] | 20 |  |  | EIA-860, EIA-860M and EIA-923 | 202406 | -76.0872 | 36.4333
-8770584.3809 | 4166750.4148 | 42161 | 59156 | Carter PV1 | 58970 | Ecoplexus, Inc | IPP Non-CHP | 600 John B Carter Rd | Fayetteville | Cumberland | North Carolina | 28312 | solar | Solar = 5 MW | Solar Photovoltaic | 5 | 5 | [9 empty] | 5 |  |  | EIA-860, EIA-860M and EIA-923 | 202406 | -78.7875 | 35.0211
-8886573.0564 | 4151544.1432 | 42162 | 59157 | Pecan PV1 | 58970 | Ecoplexus, Inc | IPP Non-CHP | 163 Pecan Rd | Cordova | Richmond | North Carolina | 28330 | solar | Solar = 5 MW | Solar Photovoltaic | 5 | 5 | [9 empty] | 5 |  |  | EIA-860, EIA-860M and EIA-923 | 202406 | -79.8294 | 34.9092
-8666098.6823 | 4273403.282 | 42163 | 59158 | Langley PV1 | 58970 | Ecoplexus, Inc | IPP Non-CHP | 6208 East Langley Rd | Elm City | Wilson | North Carolina | 27822 | solar | Solar = 5 MW | Solar Photovoltaic | 5 | 5 | [9 empty] | 5 |  |  | EIA-860, EIA-860M and EIA-923 | 202406 | -77.8489 | 35.8019
-9026557.3161 | 4214807.9656 | 42164 | 59162 | Mariposa Solar Center LLC | 59462 | Heelstone Energy Holdings, LLC | IPP Non-CHP | 533 Blacksnake Road | Stanley | Gaston | North Carolina | 28164 | solar | Solar = 5 MW | Solar Photovoltaic | 5 | 5 | [9 empty] | 5 |  |  | EIA-860, EIA-860M and EIA-923 | 202406 | -81.0869 | 35.3739
-8621910.967 | 4213442.823 | 42165 | 59163 | Highland Solar Center LLC | 61119 | SRE Utility Solar 1, LLC | IPP Non-CHP | 3717 S Highland Ave | Grifton | Lenoir | North Carolina | 28530 | solar | Solar = 5 MW | Solar Photovoltaic | 5 | 5 | [9 empty] | 5 |  |  | EIA-860, EIA-860M and EIA-923 | 202406 | -77.4519 | 35.3639
-8665882.1659 | 4270544.2324 | 42166 | 59164 | Elm City Solar Facility | 3046 | Duke Energy Progress - (NC) | Electric Utility | 4616 Haynes Rd | Elm City | Wilson | North Carolina | 27822 | solar | Solar = 40 MW | Solar Photovoltaic | 40 | 40 | [9 empty] | 40 |  |  | EIA-860, EIA-860M and EIA-923 | 202406 | -77.8469 | 35.7811
-8388016.3604 | 4835110.2389 | 42167 | 59166 | Bridgeport Disposal Solar Farm | 58977 | Bridgeport Disposal LLC | Commercial Non-CHP | 2858 Route 322 | Gloucester | Gloucester | New Jersey | 8014 | solar | Solar = 1.2 MW | Solar Photovoltaic | 1.2 | 1.2 | [9 empty] | 1.2 |  |  | EIA-860, EIA-860M and EIA-923 | 202406 | -75.3508 | 39.7875
-13146275.2652 | 4125217.9155 | 42168 | 59167 | Lancaster Solar 1 | 58976 | PsomasFMG Lancaster Solar Crest, LLC | IPP Non-CHP | 43000 20th Street East | Lancaster | Los Angeles | California | 93535 | solar | Solar = 1.5 MW | Solar Photovoltaic | 1.5 | 1.5 | [9 empty] | 1.5 |  |  | EIA-860, EIA-860M and EIA-923 | 202406 | -118.095 | 34.715
-12352072.5921 | 3763492.9564 | 42169 | 59168 | Avalon Solar | 61230 | Arevon Energy, Inc. | IPP Non-CHP | 915 E Pima Mine Road | Pima | Pima | Arizona | 85543 | solar | Solar = 29 MW | Solar Photovoltaic | 29 | 29 | [9 empty] | 29 |  |  | EIA-860, EIA-860M and EIA-923 | 202406 | -110.9606 | 32.0014
-13154191.3055 | 4124616.0985 | 42170 | 59169 | Lancaster Solar 2 | 58976 | PsomasFMG Lancaster Solar Crest, LLC | IPP Non-CHP | 43000 20th Street East | Lancaster | Los Angeles | California | 93535 | solar | Solar = 1.5 MW | Solar Photovoltaic | 1.5 | 1.5 | [9 empty] | 1.5 |  |  | EIA-860, EIA-860M and EIA-923 | 202406 | -118.1661 | 34.7106
-8580630.0263 | 4283473.3603 | 42171 | 59170 | Jakana Solar | 64778 | Strata Manager, LLC | IPP Non-CHP | 23551 NC HWY 125 | Williamston | Martin | North Carolina | 27892 | solar | Solar = 5 MW | Solar Photovoltaic | 5 | 5 | [9 empty] | 5 |  |  | EIA-860, EIA-860M and EIA-923 | 202406 | -77.0811 | 35.8753
-8558582.6446 | 4302953.0909 | 42172 | 59171 | Windsor Solar | 64778 | Strata Manager, LLC | IPP Non-CHP | 516 US Old Hwy 17 North | Windsor | Bertie | North Carolina | 27983 | solar | Solar = 5 MW | Solar Photovoltaic | 5 | 5 | [9 empty] | 5 |  |  | EIA-860, EIA-860M and EIA-923 | 202406 | -76.8831 | 36.0169
-9594967.1038 | 4825336.4787 | 42173 | 59172 | Belmont | 58985 | Marion Solar LLC | IPP Non-CHP | 2700 S Belmont Ave | Indianapolis | Marion | Indiana | 46221 | solar | Solar = 3.8 MW | Solar Photovoltaic | 3.8 | 3.8 | [9 empty] | 3.8 |  |  | EIA-860, EIA-860M and EIA-923 | 202406 | -86.1931 | 39.72
-8614407.8107 | 4272358.0013 | 42174 | 59173 | Bethel Solar | 64778 | Strata Manager, LLC | IPP Non-CHP | 341 Price Rd | Bethel | Pitt | North Carolina | 27812 | solar | Solar = 5 MW | Solar Photovoltaic | 5 | 5 | [9 empty] | 5 |  |  | EIA-860, EIA-860M and EIA-923 | 202406 | -77.3845 | 35.7943
-8595101.5601 | 4320055.4402 | 42175 | 59174 | Lewiston Solar | 64778 | Strata Manager, LLC | IPP Non-CHP | 3505 Governors Road | Lewiston | Bertie | North Carolina | 27849 | solar | Solar = 5 MW | Solar Photovoltaic | 5 | 5 | [9 empty] | 5 |  |  | EIA-860, EIA-860M and EIA-923 | 202406 | -77.2111 | 36.1411
-8596214.755 | 4347774.9232 | 42176 | 59175 | Woodland Solar | 65411 | Duke Energy Renewables Services | IPP Non-CHP | W Main Street & US Hwy 258 W | Woodland | Northampton | North Carolina | 27897 | solar | Solar = 5 MW | Solar Photovoltaic | 5 | 5 | [9 empty] | 5 |  |  | EIA-860, EIA-860M and EIA-923 | 202406 | -77.2211 | 36.3419
-8578620.1529 | 4273288.9495 | 42177 | 59176 | Williamston Solar | 64778 | Strata Manager, LLC | IPP Non-CHP | US HWy 17 S & Ranch Motel Rd | Williamston | Martin | North Carolina | 27892 | solar | Solar = 5 MW | Solar Photovoltaic | 5 | 5 | [9 empty] | 5 |  |  | EIA-860, EIA-860M and EIA-923 | 202406 | -77.0631 | 35.8011
-8564797.9457 | 4352344.2377 | 42178 | 59177 | Winton Solar | 65411 | Duke Energy Renewables Services | IPP Non-CHP | 100 NC Hwy 45 | Winton | Hertford | North Carolina | 27986 | solar | Solar = 5 MW | Solar Photovoltaic | 5 | 5 | [9 empty] | 5 |  |  | EIA-860, EIA-860M and EIA-923 | 202406 | -76.9389 | 36.375
-7947500.4224 | 5167056.4734 | 42179 | 59178 | Franklin 1 | 58440 | CD US Solar MT 2 LLC | IPP Non-CHP | 300 Arnold St | Wrentham | Norfolk | Massachusetts | 2093 | solar | Solar = 3 MW | Solar Photovoltaic | 3 | 3 | [9 empty] | 3 |  |  | EIA-860, EIA-860M and EIA-923 | 202406 | -71.3936 | 42.0406
-7947284.0173 | 5169096.8546 | 42180 | 59179 | Franklin 2 | 58440 | CD US Solar MT 2 LLC | IPP Non-CHP | 929 Upper Union Street | Franklin | Norfolk | Massachusetts | 2038 | solar | Solar = 4 MW | Solar Photovoltaic | 4 | 4 | [9 empty] | 4 |  |  | EIA-860, EIA-860M and EIA-923 | 202406 | -71.3917 | 42.0542
-9599976.4809 | 4853315.8464 | 42181 | 59180 | Marion Solar LNG | 58985 | Marion Solar LLC | IPP Non-CHP | 4536 86th Street | Indianapolis | Marion | Indiana | 46268 | solar | Solar = 1.5 MW | Solar Photovoltaic | 1.5 | 1.5 | [9 empty] | 1.5 |  |  | EIA-860, EIA-860M and EIA-923 | 202406 | -86.2381 | 39.9131
-10115200.1537 | 5114945.2662 | 42182 | 59181 | AgriReNew | 58986 | AgriReNew | IPP CHP | 26618 20th Ave | Stockton | Scott | Iowa | 52769 | biomass | Biomass = 1 MW | Other Waste Biomass | 1 | 1 |  | 1 | [10 empty] | EIA-860, EIA-860M and EIA-923 | 202406 | -90.8664 | 41.6919
-13066465.4242 | 4087362.5337 | 42183 | 59182 | Hesperia | 59139 | SunEdison LLC | IPP Non-CHP | 10200 Amargosa Rd | Hesperia | San Bernardino | California | 92392 | solar | Solar = 1.5 MW | Solar Photovoltaic | 1.5 | 1.5 | [9 empty] | 1.5 |  |  | EIA-860, EIA-860M and EIA-923 | 202406 | -117.3781 | 34.435
-13309883.9699 | 4319634.3303 | 42184 | 59183 | CID Solar, LLC | 60453 | Onward Energy | IPP Non-CHP | 4285 Nevada Avenue | Corcoran | Kings | California | 93212 | solar | Solar = 20 MW | Solar Photovoltaic | 20 | 20 | [9 empty] | 20 |  |  | EIA-860, EIA-860M and EIA-923 | 202406 | -119.5647 | 36.1381
-9861422.6615 | 4181826.2945 | 42185 | 59184 | Mulberry Farm LLC | 60453 | Onward Energy | IPP Non-CHP | 980 Hwy 142 | Selmer | McNairy | Tennessee | 38375 | solar | Solar = 15.8 MW | Solar Photovoltaic | 15.8 | 15.8 | [9 empty] | 15.8 |  |  | EIA-860, EIA-860M and EIA-923 | 202406 | -88.5867 | 35.1319
-8302478.0184 | 4875209.5667 | 42186 | 59185 | Jacobstown | 56990 | NJR Clean Energy Ventures Corporation | IPP Non-CHP | 210 Jacobstown-Cookstown Rd | North Hanover | Burlington | New Jersey | 8562 | solar | Solar = 5 MW | Solar Photovoltaic | 5 | 5 | [9 empty] | 5 |  |  | EIA-860, EIA-860M and EIA-923 | 202406 | -74.5824 | 40.0637
-8318936.4938 | 4866911.1571 | 42187 | 59186 | West Pemberton | 56990 | NJR Clean Energy Ventures Corporation | IPP Non-CHP | 2614 US 206 | Pemberton Twp | Burlington | New Jersey | 8022 | solar | Solar = 7 MW | Solar Photovoltaic | 7 | 7 | [9 empty] | 7 |  |  | EIA-860, EIA-860M and EIA-923 | 202406 | -74.7303 | 40.0067
-10918215.657 | 5336357.2747 | 42188 | 59187 | Beethoven Wind | 13809 | NorthWestern Energy - (SD) | Electric Utility | 29098 406th Avenue | Tripp | Bon Homme | South Dakota | 57376 | wind | Wind = 80 MW | Onshore Wind Turbine | 80 | 80 | [10 empty] | 80 |  | EIA-860, EIA-860M and EIA-923 | 202406 | -98.08 | 43.16
-9857928.454 | 4184246.4263 | 42189 | 59188 | Selmer Farm LLC | 60453 | Onward Energy | IPP Non-CHP | 350 Old No. 5 | Selmer | McNairy | Tennessee | 38375 | solar | Solar = 15.8 MW | Solar Photovoltaic | 15.8 | 15.8 | [9 empty] | 15.8 |  |  | EIA-860, EIA-860M and EIA-923 | 202406 | -88.5553 | 35.1497
-8666222.3583 | 4224065.0924 | 42190 | 59189 | East Wayne Solar LLC | 64778 | Strata Manager, LLC | IPP Non-CHP | 111 True Vine Rd | Goldsboro | Wayne | North Carolina | 27534 | solar | Solar = 2 MW | Solar Photovoltaic | 2 | 2 | [9 empty] | 2 |  |  | EIA-860, EIA-860M and EIA-923 | 202406 | -77.85 | 35.4417
-8803176.2788 | 4276339.4154 | 42191 | 59190 | Vickers | 64778 | Strata Manager, LLC | IPP Non-CHP | 199 Vickers Rd | Chapel Hill | Chatham | North Carolina | 27517 | solar | Solar = 2 MW | Solar Photovoltaic | 2 | 2 | [9 empty] | 2 |  |  | EIA-860, EIA-860M and EIA-923 | 202406 | -79.0803 | 35.8233
-8725994.6909 | 4196960.7366 | 42192 | 59191 | Soluga Farms 1 | 64778 | Strata Manager, LLC | IPP Non-CHP | 1031 Bell's Branch Rd | Newton Grove | Sampson | North Carolina | 28366 | solar | Solar = 5 MW | Solar Photovoltaic | 5 | 5 | [9 empty] | 5 |  |  | EIA-860, EIA-860M and EIA-923 | 202406 | -78.3869 | 35.2431
-8759638.0014 | 4096140.1211 | 42193 | 59192 | Soluga Farms 2 LLC | 64778 | Strata Manager, LLC | IPP Non-CHP | 2209 NC 211 Hwy w | Clarkton | Bladen | North Carolina | 28433 | solar | Solar = 5 MW | Solar Photovoltaic | 5 | 5 | [9 empty] | 5 |  |  | EIA-860, EIA-860M and EIA-923 | 202406 | -78.6892 | 34.5
-10853743.0815 | 3197693.8308 | 42194 | 59193 | Chapman Ranch Wind I | 58998 | Chapman Ranch Wind LLC | IPP Non-CHP | 1070 County Road 55 | Corpus Christi | Nueces | Texas | 78415 | wind | Wind = 249 MW | Onshore Wind Turbine | 236 | 249 | [10 empty] | 249 |  | EIA-860, EIA-860M and EIA-923 | 202406 | -97.5008 | 27.5925
-10379522.0507 | 5618154.8542 | 42195 | 59197 | Univ Minnesota CHP Plant | 57341 | Veolia Energy | IPP CHP | 1180 Main St SE | Minneapolis | Hennepin | Minnesota | 55414 | natural gas | Natural Gas = 18 MW | Natural Gas Fired Combustion Turbine | 21 | 18 | [6 empty] | 18 | [5 empty] | EIA-860, EIA-860M and EIA-923 | 202406 | -93.2408 | 44.9786
-11487580.7886 | 4958153.6718 | 42196 | 59198 | Sterling PV 3 | 60025 | Greenbacker Renewable Energy Corporation | IPP Non-CHP | 13401 Riverside Dr | Sterling | Logan | Colorado | 80751 | solar | Solar = 1.6 MW | Solar Photovoltaic | 1.6 | 1.6 | [9 empty] | 1.6 |  |  | EIA-860, EIA-860M and EIA-923 | 202406 | -103.1947 | 40.6316
-12079182.0999 | 4731301.9722 | 42197 | 59199 | Mesa PV1 | 60025 | Greenbacker Renewable Energy Corporation | IPP Non-CHP | 2930 D 1/4 Road | Grand Junction | Mesa | Colorado | 81504 | solar | Solar = 1.6 MW | Solar Photovoltaic | 1.6 | 1.6 | [9 empty] | 1.6 |  |  | EIA-860, EIA-860M and EIA-923 | 202406 | -108.5091 | 39.0672
-11088967.3994 | 6268877.5741 | 42198 | 59200 | Border Winds Wind Farm | 13781 | Northern States Power Co - Minnesota | Electric Utility | 10707 52nd Ave NE | Rolla | Rolette | North Dakota | 58367 | wind | Wind = 148 MW | Onshore Wind Turbine | 150 | 148 | [10 empty] | 148 |  | EIA-860, EIA-860M and EIA-923 | 202406 | -99.6139 | 48.9647
-10327078.2141 | 5435314.9075 | 42199 | 59201 | Pleasant Valley Wind Farm | 13781 | Northern States Power Co - Minnesota | Electric Utility | 228 Industrial Park Drive | Dexter | Mower | Minnesota | 55926 | wind | Wind = 196 MW | Onshore Wind Turbine | 200 | 196 | [10 empty] | 196 |  | EIA-860, EIA-860M and EIA-923 | 202406 | -92.7697 | 43.805
-13260377.7433 | 4326796.6719 | 42200 | 59203 | Farmersville | 61230 | Arevon Energy, Inc. | IPP Non-CHP | 401 Terry Avenue | Farmersville | Tulare | California | 93233 | solar | Solar = 4.5 MW | Solar Photovoltaic | 4.5 | 4.5 | [9 empty] | 4.5 |  |  | EIA-860, EIA-860M and EIA-923 | 202406 | -119.12 | 36.19
-10942396.6994 | 3436775.7701 | 42201 | 59204 | OCI Alamo 3 LLC | 56769 | Consolidated Edison Development Inc. | IPP Non-CHP | 12065 E Loop 1604 | San Antonio | Bexar | Texas | 78109 | solar | Solar = 5.5 MW | Solar Photovoltaic | 5.5 | 5.5 | [9 empty] | 5.5 |  |  | EIA-860, EIA-860M and EIA-923 | 202406 | -98.2972 | 29.4792
-11100346.7004 | 3403251.898 | 42202 | 59205 | OCI Alamo 5 LLC | 56769 | Consolidated Edison Development Inc. | IPP Non-CHP | 5061 Farm to Market 1023 | Uvalde | Uvalde | Texas | 78801 | solar | Solar = 100 MW | Solar Photovoltaic | 100 | 100 | [9 empty] | 100 |  |  | EIA-860, EIA-860M and EIA-923 | 202406 | -99.7161 | 29.2167
-11384737.0526 | 3631847.3656 | 42203 | 59206 | Alamo 6 | 59359 | BHE Renewables, LLC | IPP Non-CHP | 1401 Nevill Cutoff Road | Fort Stockton | Pecos | Texas | 79735 | solar | Solar = 116 MW | Solar Photovoltaic | 105 | 116 | [9 empty] | 116 |  |  | EIA-860, EIA-860M and EIA-923 | 202406 | -102.2708 | 30.9931
-11082133.6072 | 3900614.4987 | 42204 | 59207 | OCI Alamo 7 LLC | 56769 | Consolidated Edison Development Inc. | IPP Non-CHP | 11180 Loop Rd | Haskell | Haskell | Texas | 79521 | solar | Solar = 100 MW | Solar Photovoltaic | 100 | 100 | [9 empty] | 100 |  |  | EIA-860, EIA-860M and EIA-923 | 202406 | -99.5525 | 33.04
-8722376.8075 | 4159389.8726 | 42205 | 59213 | Clipperton Holdings LLC | 58468 | Dominion Renewable Energy | IPP Non-CHP | 2998 Boykin Bridge Rd | Clinton | Sampson | North Carolina | 28328 | solar | Solar = 5 MW | Solar Photovoltaic | 5 | 5 | [9 empty] | 5 |  |  | EIA-860, EIA-860M and EIA-923 | 202406 | -78.3544 | 34.9669
-8951973.2572 | 4287328.2812 | 42206 | 59217 | Tiburon Holdings | 59462 | Heelstone Energy Holdings, LLC | IPP Non-CHP | NC Highway 801 S & Keith Lane | Advance | Davie | North Carolina | 27006 | solar | Solar = 5 MW | Solar Photovoltaic | 5 | 5 | [9 empty] | 5 |  |  | EIA-860, EIA-860M and EIA-923 | 202406 | -80.4169 | 35.9033
-13249245.7942 | 4307503.4778 | 42207 | 59219 | Porterville 6 and 7 | 61230 | Arevon Energy, Inc. | IPP Non-CHP | 860 W North Grand Ave | Porterville | Tulare | California | 93257 | solar | Solar = 3 MW | Solar Photovoltaic | 3 | 3 | [9 empty] | 3 |  |  | EIA-860, EIA-860M and EIA-923 | 202406 | -119.02 | 36.05
-8478273.313 | 4825244.4337 | 42208 | 59220 | Wildcat Point Generation Facility | 40229 | Old Dominion Electric Coop | Electric Utility | 179 Old Mill Road | Conowingo | Cecil | Maryland | 21918 | natural gas | Natural Gas = 991.3 MW | Natural Gas Fired Combined Cycle | 1113.6 | 991.3 | [6 empty] | 991.3 | [5 empty] | EIA-860, EIA-860M and EIA-923 | 202406 | -76.1616 | 39.7194
-9279871.0513 | 3608746.6062 | 42209 | 59221 | Pecan Row Landfill To Electric Facility | 55858 | EDL Inc | IPP Non-CHP | 2995 Wetherington Lane | Valdosta | Lowndes | Georgia | 31601 | biomass | Biomass = 6.4 MW | Landfill Gas | 6.4 | 6.4 |  | 6.4 | [10 empty] | EIA-860, EIA-860M and EIA-923 | 202406 | -83.3625 | 30.815
-7593102.467 | 5632548.2936 | 42210 | 59222 | Passadumkeag Windpark LLC | 17650 | Southern Power Co | IPP Non-CHP | 369 Greenfield Rd | Greenbush | Penobscot | Maine | 4418 | wind | Wind = 39.9 MW | Onshore Wind Turbine | 42.9 | 39.9 | [10 empty] | 39.9 |  | EIA-860, EIA-860M and EIA-923 | 202406 | -68.21 | 45.07
-10410382.3739 | 5163076.8069 | 42211 | 59223 | Optimum Wind 5 LLC | 59017 | Optimum Wind 5 LLC | IPP Non-CHP | Highway 30 & 590th Ave | Nevada | Story | Iowa | 50201 | wind | Wind = 3 MW | Onshore Wind Turbine | 3 | 3 | [10 empty] | 3 |  | EIA-860, EIA-860M and EIA-923 | 202406 | -93.5181 | 42.014
-10411000.7537 | 5162019.6783 | 42212 | 59224 | Optimum Wind 6 LLC | 59018 | Optimum Wind 6 LLC | IPP Non-CHP | Highway 30 & 590th Ave | Nevada | Story | Iowa | 50201 | wind | Wind = 3 MW | Onshore Wind Turbine | 3 | 3 | [10 empty] | 3 |  | EIA-860, EIA-860M and EIA-923 | 202406 | -93.5236 | 42.0069
-10400610.9716 | 5165224.5354 | 42213 | 59225 | Optimum Wind 7 LLC | 59019 | Optimum Wind 7 LLC | IPP Non-CHP | T Avenue | Nevada | Story | Iowa | 50201 | wind | Wind = 3 MW | Onshore Wind Turbine | 3 | 3 | [10 empty] | 3 |  | EIA-860, EIA-860M and EIA-923 | 202406 | -93.4303 | 42.0283
-10410134.9107 | 5163434.753 | 42214 | 59226 | Optimum Wind 4 LLC | 59024 | Optimum Wind 4 LLC | IPP Non-CHP | Lincoln Way & 590th Ave | Nevada | Story | Iowa | 50201 | wind | Wind = 3 MW | Onshore Wind Turbine | 3 | 3 | [10 empty] | 3 |  | EIA-860, EIA-860M and EIA-923 | 202406 | -93.5158 | 42.0164
-10409887.5588 | 5163851.0002 | 42215 | 59227 | Optimum Wind 3 LLC | 59025 | Optimum Wind 3 LLC | IPP Non-CHP | Lincoln Way & 590th Ave | Nevada | Story | Iowa | 50201 | wind | Wind = 3 MW | Onshore Wind Turbine | 3 | 3 | [10 empty] | 3 |  | EIA-860, EIA-860M and EIA-923 | 202406 | -93.5136 | 42.0192
-10393653.5035 | 5235880.2692 | 42216 | 59228 | Leonardo Wind 1 LLC | 59022 | Leonardo Wind 1 LLC | IPP Non-CHP | 140th St & G Ave | Alden | Hardin | Iowa | 50441 | wind | Wind = 3 MW | Onshore Wind Turbine | 3 | 3 | [10 empty] | 3 |  | EIA-860, EIA-860M and EIA-923 | 202406 | -93.3678 | 42.4981
-10316224.5637 | 5122401.9464 | 42217 | 59230 | Venus Wind 3 LLC | 59021 | Venus Wind 3 LLC | IPP Non-CHP | Highway 6 and 60th St | Grinnell | Poweshiek | Iowa | 50112 | wind | Wind = 3 MW | Onshore Wind Turbine | 3 | 3 | [10 empty] | 3 |  | EIA-860, EIA-860M and EIA-923 | 202406 | -92.6722 | 41.7419
-10422070.9204 | 5143170.4554 | 42218 | 59231 | Michelangelo Wind 1 LLC | 59026 | Michelangelo Wind 1 LLC | IPP Non-CHP | 535th St & Hwy 210 | Huxley | Story | Iowa | 50124 | wind | Wind = 3 MW | Onshore Wind Turbine | 3 | 3 | [10 empty] | 3 |  | EIA-860, EIA-860M and EIA-923 | 202406 | -93.6231 | 41.881
-10430698.181 | 5157684.5202 | 42219 | 59232 | Michelangelo Wind 4 LLC | 59027 | Michelangelo Wind 4 LLC | IPP Non-CHP | 260th St & Y Ave | Ames | Boone | Iowa | 50011 | wind | Wind = 3 MW | Onshore Wind Turbine | 3 | 3 | [10 empty] | 3 |  | EIA-860, EIA-860M and EIA-923 | 202406 | -93.7006 | 41.978
-12350711.9339 | 3794965.3834 | 42220 | 59233 | Cogeneration 2 | 49913 | University of Arizona | Commercial CHP | 1515 N Cherry Ave | Tucson | Pima | Arizona | 85821 | natural gas | Natural Gas = 5 MW | Natural Gas Fired Combined Cycle | 5.5 | 5 | [6 empty] | 5 | [5 empty] | EIA-860, EIA-860M and EIA-923 | 202406 | -110.9483 | 32.2408
-10813235.1433 | 4080878.2483 | 42221 | 59234 | Arbuckle Mountain Wind Farm LLC | 59039 | Arbuckle Mountain Wind Farm LLC | IPP Non-CHP | 9251 HWY 77S | Davis | Murray | Oklahoma | 73030 | wind | Wind = 100 MW | Onshore Wind Turbine | 100 | 100 | [10 empty] | 100 |  | EIA-860, EIA-860M and EIA-923 | 202406 | -97.1369 | 34.3869
-13158675.032 | 4175967.3748 | 42222 | 59235 | Rising Tree Wind Farm II | 59040 | Rising Tree Wind Farm II LLC | IPP Non-CHP | 15800 70th Street West | Mojave | Kern | California | 93501 | wind | Wind = 19.8 MW | Onshore Wind Turbine | 19.8 | 19.8 | [10 empty] | 19.8 |  | EIA-860, EIA-860M and EIA-923 | 202406 | -118.2064 | 35.0889
-13162787.6193 | 4172113.5107 | 42223 | 59236 | Rising Tree Wind Farm III | 59042 | Rising Tree Wind Farm III LLC | IPP Non-CHP | 15509 70th Street West | Mojave | Kern | California | 93501 | wind | Wind = 99 MW | Onshore Wind Turbine | 99 | 99 | [10 empty] | 99 |  | EIA-860, EIA-860M and EIA-923 | 202406 | -118.2433 | 35.0606
-13009073.9928 | 4083763.8458 | 42224 | 59237 | Lone Valley Solar Park II LLC | 59041 | Lone Valley Solar Park II LLC | IPP Non-CHP | 8550 Camp Rock Road | Lucerne Valley | San Bernardino | California | 92356 | solar | Solar = 20 MW | Solar Photovoltaic | 20 | 20 | [9 empty] | 20 |  |  | EIA-860, EIA-860M and EIA-923 | 202406 | -116.8625 | 34.4083
-10964969.8431 | 3961229.8718 | 42225 | 59238 | Windthorst-2 | 57170 | EDF Renewable Asset Holdings, Inc. | IPP Non-CHP | 3885 Loftin Road | Archer | Archer | Texas | 76389 | wind | Wind = 67.6 MW | Onshore Wind Turbine | 67.6 | 67.6 | [10 empty] | 67.6 |  | EIA-860, EIA-860M and EIA-923 | 202406 | -98.5 | 33.4953
-11988676.2369 | 4797315.1066 | 42226 | 59239 | Eagle Springs Solar LLC | 59045 | Eagle Springs Solar LLC | IPP Non-CHP | 5454 County Road 346 | Silt | Garfield | Colorado | 81652 | solar | Solar = 1 MW | Solar Photovoltaic | 1 | 1 | [9 empty] | 1 |  |  | EIA-860, EIA-860M and EIA-923 | 202406 | -107.6961 | 39.5261
-9124333.0097 | 3097363.3132 | 42227 | 59240 | Port Charlotte Energy LLC | 59881 | Port Charlotte Energy LLC | IPP Non-CHP | 29561 Zemel Road | Punta Gorda | Charlotte | Florida | 33955 | biomass | Biomass = 2.8 MW | Landfill Gas | 3 | 2.8 |  | 2.8 | [10 empty] | EIA-860, EIA-860M and EIA-923 | 202406 | -81.9653 | 26.7908
-7983493.6873 | 5233364.1779 | 42228 | 59241 | Brockelman | 58801 | Integrys MA Solar, LLC | IPP Non-CHP | 267 Brockelman Road | Lancaster | Worcester | Massachusetts | 1523 | solar | Solar = 3 MW | Solar Photovoltaic | 3 | 3 | [9 empty] | 3 |  |  | EIA-860, EIA-860M and EIA-923 | 202406 | -71.7169 | 42.4814
-7893881.4972 | 5249772.4327 | 42229 | 59242 | Beverly | 58801 | Integrys MA Solar, LLC | IPP Non-CHP | 3 Cailin Road | Beverly | Essex | Massachusetts | 1915 | solar | Solar = 2 MW | Solar Photovoltaic | 2 | 2 | [9 empty] | 2 |  |  | EIA-860, EIA-860M and EIA-923 | 202406 | -70.9119 | 42.59
-11301680.356 | 3988478.6801 | 42230 | 59244 | Lorenzo Wind | 61133 | Lorenzo Wind, LLC | IPP Non-CHP | 608 County Road 125 | Lorenzo | Crosby | Texas | 79343 | wind | Wind = 80 MW | Onshore Wind Turbine | 80 | 80 | [10 empty] | 80 |  | EIA-860, EIA-860M and EIA-923 | 202406 | -101.5247 | 33.6992
-11259255.2735 | 3886274.1477 | 42231 | 59245 | Fluvanna | 60042 | Fluvanna Wind Energy LLC | IPP Non-CHP | 14925 County Road 2224 | Fluvanna | Scurry | Texas | 79517 | wind | Wind = 155.4 MW | Onshore Wind Turbine | 155.4 | 155.4 | [10 empty] | 155.4 |  | EIA-860, EIA-860M and EIA-923 | 202406 | -101.1436 | 32.9319
-11279571.0806 | 4176647.6154 | 42232 | 59246 | Goodnight | 65226 | FGE Goodnight I, LLC | IPP Non-CHP | 4690 HWY 207 | Claude | Armstrong | Texas | 79019 | wind | Wind = 265.5 MW | Onshore Wind Turbine | 265.5 | 265.5 | [10 empty] | 265.5 |  | EIA-860, EIA-860M and EIA-923 | 202406 | -101.3261 | 35.0939
-11325892.3452 | 4019108.4938 | 42233 | 59247 | Hale Community Wind Farm | 17718 | Southwestern Public Service Co | IPP Non-CHP | TBD | Plainview | Hale | Texas | 79072 | wind | Wind = 478 MW | Onshore Wind Turbine | 478 | 478 | [10 empty] | 478 |  | EIA-860, EIA-860M and EIA-923 | 202406 | -101.7422 | 33.9278
-8363155.0446 | 4854767.2788 | 42234 | 59248 | CCMUA | 59063 | Camden Solar Center, LLC | IPP Non-CHP | 1645 Ferry Avenue | Camden | Camden | New Jersey | 8104 | solar | Solar = 1.5 MW | Solar Photovoltaic | 1.5 | 1.5 | [9 empty] | 1.5 |  |  | EIA-860, EIA-860M and EIA-923 | 202406 | -75.1275 | 39.9231
-13322994.9569 | 4220573.7367 | 42235 | 59249 | Rio Bravo Solar 1 LLC | 65411 | Duke Energy Renewables Services | IPP Non-CHP | 2 Miles NE of Hwy 33 and Lokem | McKittrick | Kern | California | 93251 | solar | Solar = 19.5 MW | Solar Photovoltaic | 20 | 19.5 | [9 empty] | 19.5 |  |  | EIA-860, EIA-860M and EIA-923 | 202406 | -119.6825 | 35.4161
-13317057.9545 | 4221446.4718 | 42236 | 59250 | Rio Bravo Solar II LLC | 65411 | Duke Energy Renewables Services | IPP Non-CHP | 2.5 Mile NE of Intersection Hw | McKittrick | Kern | California | 93251 | solar | Solar = 19.5 MW | Solar Photovoltaic | 20 | 19.5 | [9 empty] | 19.5 |  |  | EIA-860, EIA-860M and EIA-923 | 202406 | -119.6292 | 35.4225
-11508023.3886 | 4161540.9893 | 42237 | 59251 | Caprock Solar 1 LLC | 65411 | Duke Energy Renewables Services | IPP Non-CHP | 1414 A SH 469 | San Jon | Quay | New Mexico | 88434 | solar | Solar = 24.4 MW | Solar Photovoltaic | 25 | 24.4 | [9 empty] | 24.4 |  |  | EIA-860, EIA-860M and EIA-923 | 202406 | -103.3783 | 34.9828
-13310904.4357 | 4249828.6519 | 42238 | 59253 | Wildwood Solar II | 65411 | Duke Energy Renewables Services | IPP Non-CHP | .75 Miles NE corner McCombs Rd | Wasco | Kern | California | 93280 | solar | Solar = 14.7 MW | Solar Photovoltaic | 15 | 14.7 | [9 empty] | 14.7 |  |  | EIA-860, EIA-860M and EIA-923 | 202406 | -119.5739 | 35.63
-7961941.0094 | 5131565.0546 | 42239 | 59254 | Johnston LFG Turbine Plant | 56889 | Rhode Island LFG Genco | IPP Non-CHP | 40 Shun Pike | Johnston | Providence | Rhode Island | 2919 | biomass | Biomass = 30.9 MW | Landfill Gas | 35.7 | 30.9 |  | 30.9 | [10 empty] | EIA-860, EIA-860M and EIA-923 | 202406 | -71.5233 | 41.8033
-9741135.7178 | 4730150.2847 | 42240 | 59255 | Osprey Point RES | 9267 | Hoosier Energy R E C, Inc | Electric Utility | 5384 West Old 54 | Sullivan | Sullivan | Indiana | 47882 | other | Other = 12 MW | Other Gases | 13.2 | 12 | [11 empty] | 12 | EIA-860, EIA-860M and EIA-923 | 202406 | -87.5061 | 39.0592
-9692866.3621 | 5017177.6142 | 42241 | 59260 | Hidden View Dairy, LLC | 59093 | Hidden View Dairy, LLC | Industrial Non-CHP | 1498 West SR 14 | Rensselaer | Jasper | Indiana | 47978 | natural gas | Natural Gas = 0.9 MW | Natural Gas Internal Combustion Engine | 1 | 0.9 | [6 empty] | 0.9 | [5 empty] | EIA-860, EIA-860M and EIA-923 | 202406 | -87.0725 | 41.0328
-13169559.6292 | 4008752.9566 | 42242 | 59261 | Verizon-Torrance | 57128 | Bloom Energy | IPP Non-CHP | 1501 Francisco Street | Torrance | Los Angeles | California | 90501 | natural gas | Natural Gas = 1 MW | Other Natural Gas | 1 | 1 | [6 empty] | 1 | [5 empty] | EIA-860, EIA-860M and EIA-923 | 202406 | -118.3042 | 33.8506
-13128216.7948 | 4109579.5414 | 42243 | 59262 | Lancaster Little Rock | 61012 | AES Distributed Energy | IPP Non-CHP | 110th St East and East Ave P | Landers | Los Angeles | California | 93536 | solar | Solar = 5 MW | Solar Photovoltaic | 5 | 5 | [9 empty] | 5 |  |  | EIA-860, EIA-860M and EIA-923 | 202406 | -117.9328 | 34.5994
-13412266.9546 | 4476497.6039 | 42244 | 59265 | Merced Solar LLC | 58135 | Ecos Energy LLC | IPP Non-CHP | 97 Vassar Avenue | Merced | Merced | California | 95341 | solar | Solar = 1.5 MW | Solar Photovoltaic | 1.5 | 1.5 | [9 empty] | 1.5 |  |  | EIA-860, EIA-860M and EIA-923 | 202406 | -120.4844 | 37.2678
-13412050.5495 | 4476497.6039 | 42245 | 59267 | Mission Solar LLC | 58135 | Ecos Energy LLC | IPP Non-CHP | 235 Vassar Avenue | Merced | Merced | California | 95341 | solar | Solar = 1.5 MW | Solar Photovoltaic | 1.5 | 1.5 | [9 empty] | 1.5 |  |  | EIA-860, EIA-860M and EIA-923 | 202406 | -120.4825 | 37.2678
-13517402.0911 | 4419958.3509 | 42246 | 59268 | Hollister Solar LLC | 58135 | Ecos Energy LLC | IPP Non-CHP | 1850 Buena Vista Road | Hollister | San Benito | California | 95023 | solar | Solar = 1.5 MW | Solar Photovoltaic | 1.5 | 1.5 | [9 empty] | 1.5 |  |  | EIA-860, EIA-860M and EIA-923 | 202406 | -121.4289 | 36.8625
-13067485.7787 | 4097865.1711 | 42247 | 59269 | Victor Mesa Linda B2 | 61012 | AES Distributed Energy | IPP Non-CHP | 12601 Seneca Road | Victorville | San Bernardino | California | 92392 | solar | Solar = 1.6 MW | Solar Photovoltaic | 1.5 | 1.6 | [9 empty] | 1.6 |  |  | EIA-860, EIA-860M and EIA-923 | 202406 | -117.3872 | 34.5128
-13067485.7787 | 4097677.5236 | 42248 | 59270 | Victor Mesa Linda C2 | 61012 | AES Distributed Energy | IPP Non-CHP | 12603 Seneca Road | Victorville | San Bernardino | California | 92392 | solar | Solar = 1.6 MW | Solar Photovoltaic | 1.5 | 1.6 | [9 empty] | 1.6 |  |  | EIA-860, EIA-860M and EIA-923 | 202406 | -117.3872 | 34.5114
-13067485.7787 | 4097414.7684 | 42249 | 59271 | Victor Mesa Linda D2 | 61012 | AES Distributed Energy | IPP Non-CHP | 12605 Seneca Road | Victorville | San Bernardino | California | 92392 | solar | Solar = 1.6 MW | Solar Photovoltaic | 1.5 | 1.6 | [9 empty] | 1.6 |  |  | EIA-860, EIA-860M and EIA-923 | 202406 | -117.3872 | 34.5094
-13067485.7787 | 4097227.2635 | 42250 | 59272 | Victor Mesa Linda E2 | 61012 | AES Distributed Energy | IPP Non-CHP | 12607 Seneca Road | Victorville | San Bernardino | California | 92392 | solar | Solar = 1.6 MW | Solar Photovoltaic | 1.5 | 1.6 | [9 empty] | 1.6 |  |  | EIA-860, EIA-860M and EIA-923 | 202406 | -117.3872 | 34.5081
-13128897.0682 | 4111420.5425 | 42251 | 59273 | SEPV Palmdale East | 61012 | AES Distributed Energy | IPP Non-CHP | East Ave O and 110th St East | Palmdale | Los Angeles | California | 93591 | solar | Solar = 9 MW | Solar Photovoltaic | 10 | 9 | [9 empty] | 9 |  |  | EIA-860, EIA-860M and EIA-923 | 202406 | -117.9389 | 34.6131
-8100843.021 | 5001735.7248 | 42252 | 59274 | Sutter Greenworks LLC | 61012 | AES Distributed Energy | IPP Non-CHP | NY State Rte 25 and Fresh Pond | Calverton | Suffolk | New York | 11933 | solar | Solar = 4 MW | Solar Photovoltaic | 5 | 4 | [9 empty] | 4 |  |  | EIA-860, EIA-860M and EIA-923 | 202406 | -72.7711 | 40.9281
-8064014.8599 | 5022303.0023 | 42253 | 59275 | Sterlington Greenworks LLC | 61012 | AES Distributed Energy | IPP Non-CHP | Middle Rd and Tucker Ln | Calverton | Suffolk | New York | 11933 | solar | Solar = 1 MW | Solar Photovoltaic | 1.3 | 1 | [9 empty] | 1 |  |  | EIA-860, EIA-860M and EIA-923 | 202406 | -72.4403 | 41.0675
-8099977.178 | 5001326.4255 | 42254 | 59276 | Leavenworth Greenworks LLC | 61012 | AES Distributed Energy | IPP Non-CHP | NY State Rte 25 and Peconic Av | Calverton | Suffolk | New York | 11933 | solar | Solar = 9.5 MW | Solar Photovoltaic | 9.5 | 9.5 | [9 empty] | 9.5 |  |  | EIA-860, EIA-860M and EIA-923 | 202406 | -72.7633 | 40.9253
-8327440.0784 | 4854646.2213 | 42255 | 59277 | Medford WWTP | 56990 | NJR Clean Energy Ventures Corporation | IPP Non-CHP | 18 Fostertown Road | Medford | Burlington | New Jersey | 8055 | solar | Solar = 1.3 MW | Solar Photovoltaic | 1.3 | 1.3 | [9 empty] | 1.3 |  |  | EIA-860, EIA-860M and EIA-923 | 202406 | -74.8067 | 39.9222
-8328213.0809 | 4855291.4432 | 42256 | 59278 | Reeves South | 56990 | NJR Clean Energy Ventures Corporation | IPP Non-CHP | 7-12 Reeves Station Road | Medford | Burlington | New Jersey | 8055 | solar | Solar = 1 MW | Solar Photovoltaic | 1 | 1 | [9 empty] | 1 |  |  | EIA-860, EIA-860M and EIA-923 | 202406 | -74.8136 | 39.9267
-13568083.4062 | 4529240.6987 | 42257 | 59279 | Life Technologies - Pleasanton | 57128 | Bloom Energy | IPP Non-CHP | 6055 Sunol Blvd | Pleasanton | Alameda | California | 94566 | natural gas | Natural Gas = 1 MW | Other Natural Gas | 1.1 | 1 | [6 empty] | 1 | [5 empty] | EIA-860, EIA-860M and EIA-923 | 202406 | -121.8842 | 37.6439
-13566722.7481 | 4488899.9265 | 42258 | 59280 | Kellogg's - San Jose | 57128 | Bloom Energy | IPP Non-CHP | 475 Eggo Way | San Jose | Santa Clara | California | 95116 | natural gas | Natural Gas = 1 MW | Other Natural Gas | 1.1 | 1 | [6 empty] | 1 | [5 empty] | EIA-860, EIA-860M and EIA-923 | 202406 | -121.8719 | 37.3564
-13548014.951 | 4579582.7611 | 42259 | 59283 | California PV Energy at ISD WWTP | 58540 | California PV Energy LLC | IPP Non-CHP | 450 Walnut Meadows Drive | Oakley | Contra Costa | California | 94561 | solar | Solar = 1 MW | Solar Photovoltaic | 1 | 1 | [9 empty] | 1 |  |  | EIA-860, EIA-860M and EIA-923 | 202406 | -121.7039 | 38.0011
-10988377.883 | 4297716.9197 | 42260 | 59284 | Mammoth Plains | 60768 | Mammoth Plains Wind Project | IPP Non-CHP | 71119 N 2410 Rd | Oakwood | Dewey | Oklahoma | 73658 | wind | Wind = 199 MW | Onshore Wind Turbine | 199 | 199 | [10 empty] | 199 |  | EIA-860, EIA-860M and EIA-923 | 202406 | -98.7103 | 35.9789
-10778954.974 | 5217319.2005 | 42261 | 59292 | Rattlesnake Creek Wind Project | 61414 | Rattlesnake Creek Wind Project, LLC | IPP Non-CHP | 58562 866 Road | Dixon | Dixon | Nebraska | 68710 | wind | Wind = 318.1 MW | Onshore Wind Turbine | 318.1 | 318.1 | [10 empty] | 318.1 |  | EIA-860, EIA-860M and EIA-923 | 202406 | -96.829 | 42.375
-7957859.3689 | 5098519.7197 | 42262 | 59295 | WED NK Green | 59097 | WED NK Green LLC | IPP Non-CHP | 42 Thorton Way | North Kingstown | Washington | Rhode Island | 2852 | wind | Wind = 1.5 MW | Onshore Wind Turbine | 1.5 | 1.5 | [10 empty] | 1.5 |  | EIA-860, EIA-860M and EIA-923 | 202406 | -71.4867 | 41.5817
-9416917.7009 | 5014841.2213 | 42263 | 59296 | Northwest Ohio Wind | 59098 | Northwest Ohio Wind, LLC | IPP Non-CHP | 11874 SR 114 | Haviland | Paulding | Ohio | 45851 | wind | Battery = 0.8 MW, Solar = 4 MW,Wind = 100 MW | Batteries; Solar Photovoltaic; Onshore Wind Turbine | 109.8 | 104.8 | 0.8 | [8 empty] | 4 | 100 |  | EIA-860, EIA-860M and EIA-923 | 202406 | -84.5936 | 41.0169
-8313896.1699 | 4934478.3128 | 42264 | 59297 | Carrier Clinic | 59100 | Sunlight General Solar Fund II, LLC | IPP Non-CHP | 252 County Road 601 | Belle Mead | Somerset | New Jersey | 8502 | solar | Solar = 1.5 MW | Solar Photovoltaic | 1.5 | 1.5 | [9 empty] | 1.5 |  |  | EIA-860, EIA-860M and EIA-923 | 202406 | -74.685 | 40.47
-13643873.3891 | 4602171.1023 | 42265 | 59299 | Waste Mangement Redwood LFGTE | 54842 | WM Renewable Energy LLC | IPP Non-CHP | 8950 Redwood Highway | Novato | Marin | California | 94948 | biomass | Biomass = 4 MW | Landfill Gas | 4 | 4 |  | 4 | [10 empty] | EIA-860, EIA-860M and EIA-923 | 202406 | -122.565 | 38.1608
-13317057.9545 | 4342900.7398 | 42266 | 59300 | Hanford 1 and 2 | 61230 | Arevon Energy, Inc. | IPP Non-CHP | 9630 Orchard Drive | Hanford | Kings | California | 93230 | solar | Solar = 3 MW | Solar Photovoltaic | 3 | 3 | [9 empty] | 3 |  |  | EIA-860, EIA-860M and EIA-923 | 202406 | -119.6292 | 36.3067
-7982442.3861 | 5112543.8096 | 42267 | 59301 | WED Coventry 1 | 59105 | WED Coventry One, LLC | IPP Non-CHP | 210 Piggy Lane | Coventry | Kent | Rhode Island | 2816 | wind | Wind = 1.5 MW | Onshore Wind Turbine | 1.5 | 1.5 | [10 empty] | 1.5 |  | EIA-860, EIA-860M and EIA-923 | 202406 | -71.7075 | 41.6758
-7982256.8165 | 5112047.0778 | 42268 | 59302 | WED Coventry 2 | 59106 | WED Coventry Two, LLC | IPP Non-CHP | 210 Piggy Lane | Coventry | Kent | Rhode Island | 2816 | wind | Wind = 4.5 MW | Onshore Wind Turbine | 4.5 | 4.5 | [10 empty] | 4.5 |  | EIA-860, EIA-860M and EIA-923 | 202406 | -71.7058 | 41.6725
-7983926.6088 | 5115483.7424 | 42269 | 59305 | WED Coventry 3 | 59107 | WED Coventry Three, LLC | IPP Non-CHP | 5555 Flat River Drive | Coventry | Kent | Rhode Island | 2816 | wind | Wind = 1.5 MW | Onshore Wind Turbine | 1.5 | 1.5 | [10 empty] | 1.5 |  | EIA-860, EIA-860M and EIA-923 | 202406 | -71.7208 | 41.6956
-7984761.505 | 5114117.1869 | 42270 | 59306 | WED Coventry 4 | 59108 | WED Coventry Four, LLC | IPP Non-CHP | 5555 Flat River Road | Coventry | Kent | Rhode Island | 2816 | wind | Wind = 1.5 MW | Onshore Wind Turbine | 1.5 | 1.5 | [10 empty] | 1.5 |  | EIA-860, EIA-860M and EIA-923 | 202406 | -71.7283 | 41.6864
-13139534.2021 | 4197755.8153 | 42271 | 59308 | Beacon Solar Plant Site 5 | 64172 | Arevon Asset Management | IPP Non-CHP | 29956 Highway 14 | Cantil | Kern | California | 93519 | solar | Solar = 37.8 MW | Solar Photovoltaic | 37.8 | 37.8 | [9 empty] | 37.8 |  |  | EIA-860, EIA-860M and EIA-923 | 202406 | -118.0344 | 35.2489
-13135607.1845 | 4200065.7256 | 42272 | 59309 | Beacon Solar Plant Site 2 | 64172 | Arevon Asset Management | IPP Non-CHP | 29956 Highway 14 | Cantil | Kern | California | 93519 | solar | Solar = 47.3 MW | Solar Photovoltaic | 47.3 | 47.3 | [9 empty] | 47.3 |  |  | EIA-860, EIA-860M and EIA-923 | 202406 | -117.9992 | 35.2658
-10291919.8453 | 4471486.2906 | 42273 | 59310 | Black Oak Power Producers | 61038 | Cube District Energy, LLC | IPP Non-CHP | 5054 Highway HH | Hartville | Wright | Missouri | 65667 | biomass | Biomass = 3.8 MW | Landfill Gas | 4 | 3.8 |  | 3.8 | [10 empty] | EIA-860, EIA-860M and EIA-923 | 202406 | -92.4539 | 37.2319
-11019763.7455 | 4317490.3012 | 42274 | 59311 | Seiling Wind I | 59115 | NextEra Energy Seiling Wind | IPP Non-CHP | 61495 N 2250 Road | Seiling | Dewey | Oklahoma | 73663 | wind | Wind = 199 MW | Onshore Wind Turbine | 199 | 199 | [10 empty] | 199 |  | EIA-860, EIA-860M and EIA-923 | 202406 | -98.9922 | 36.1225
-11019763.7455 | 4317490.3012 | 42275 | 59312 | Seiling Wind II | 59115 | NextEra Energy Seiling Wind | IPP Non-CHP | 61495 N 2250 Road | Seiling | Dewey | Oklahoma | 73663 | wind | Wind = 98.6 MW | Onshore Wind Turbine | 98.6 | 98.6 | [10 empty] | 98.6 |  | EIA-860, EIA-860M and EIA-923 | 202406 | -98.9922 | 36.1225
-7981576.5431 | 5110142.954 | 42276 | 59313 | WED Coventry 5 | 60025 | Greenbacker Renewable Energy Corporation | IPP Non-CHP | Victory Highway | Coventry | Kent | Rhode Island | 2816 | wind | Wind = 1.5 MW | Onshore Wind Turbine | 1.5 | 1.5 | [10 empty] | 1.5 |  | EIA-860, EIA-860M and EIA-923 | 202406 | -71.6997 | 41.6597
-7982535.1152 | 5111633.0798 | 42277 | 59314 | WED Coventry 6 | 60025 | Greenbacker Renewable Energy Corporation | IPP Non-CHP | Victory Highway | Coventry | Kent | Rhode Island | 2816 | wind | Wind = 4.5 MW | Onshore Wind Turbine | 4.5 | 4.5 | [10 empty] | 4.5 |  | EIA-860, EIA-860M and EIA-923 | 202406 | -71.7083 | 41.6697
-13137307.8123 | 4200558.0618 | 42278 | 59315 | Hecate Energy Beacon Solar 1 | 61012 | AES Distributed Energy | IPP Non-CHP | 29956 Highway 14 | Cantil | Kern | California | 93519 | solar | Solar = 51 MW | Solar Photovoltaic | 56 | 51 | [9 empty] | 51 |  |  | EIA-860, EIA-860M and EIA-923 | 202406 | -118.0144 | 35.2694
-13137338.7591 | 4198323.8416 | 42279 | 59316 | Hecate Energy Beacon Solar 3 | 61012 | AES Distributed Energy | IPP Non-CHP | 29956 Highway 14 | Cantil | Kern | California | 93519 | solar | Solar = 51 MW | Solar Photovoltaic | 56 | 51 | [9 empty] | 51 |  |  | EIA-860, EIA-860M and EIA-923 | 202406 | -118.0147 | 35.2531
-13138699.306 | 4198399.4988 | 42280 | 59317 | Hecate Energy Beacon Solar 4 | 61012 | AES Distributed Energy | IPP Non-CHP | 29956 Highway 14 | Cantil | Kern | California | 93519 | solar | Solar = 47 MW | Solar Photovoltaic | 50 | 47 | [9 empty] | 47 |  |  | EIA-860, EIA-860M and EIA-923 | 202406 | -118.0269 | 35.2536
-8302746.6323 | 4876061.6679 | 42281 | 59318 | North Run | 56990 | NJR Clean Energy Ventures Corporation | IPP Non-CHP | 210 Jacobstown-Cookstown Road | Wrightstown | Burlington | New Jersey | 8562 | solar | Solar = 5 MW | Solar Photovoltaic | 5 | 5 | [9 empty] | 5 |  |  | EIA-860, EIA-860M and EIA-923 | 202406 | -74.5848 | 40.0696
-8262780.2635 | 4899381.6623 | 42282 | 59319 | Rock Solid | 56990 | NJR Clean Energy Ventures Corporation | IPP Non-CHP | 368 Fairfield Road | Howell | Monmouth | New Jersey | 7731 | solar | Solar = 8 MW | Solar Photovoltaic | 8 | 8 | [9 empty] | 8 |  |  | EIA-860, EIA-860M and EIA-923 | 202406 | -74.2258 | 40.2297
-10999045.9638 | 3047292.2367 | 42283 | 59320 | Los Vientos Windpower III | 65411 | Duke Energy Renewables Services | IPP Non-CHP | 200 FM 490 | Rio Grande City | Starr | Texas | 78582 | wind | Wind = 200 MW | Onshore Wind Turbine | 200 | 200 | [10 empty] | 200 |  | EIA-860, EIA-860M and EIA-923 | 202406 | -98.8061 | 26.3886
-11000406.5106 | 3046291.2911 | 42284 | 59321 | Los Vientos Windpower IV | 65411 | Duke Energy Renewables Services | IPP Non-CHP | 200 FM 490 | Rio Grande City | Starr | Texas | 78582 | wind | Wind = 200 MW | Onshore Wind Turbine | 200 | 200 | [10 empty] | 200 |  | EIA-860, EIA-860M and EIA-923 | 202406 | -98.8183 | 26.3806
-13316315.7874 | 4205482.9039 | 42285 | 59322 | Pumpjack Solar I | 65411 | Duke Energy Renewables Services | IPP Non-CHP | 4100 Lokern Rd | McKittrick | Kern | California | 93251 | solar | Solar = 20 MW | Solar Photovoltaic | 20 | 20 | [9 empty] | 20 |  |  | EIA-860, EIA-860M and EIA-923 | 202406 | -119.6225 | 35.3056
-13520617.9998 | 4662715.9621 | 42286 | 59323 | Sacramento (SMUD) | 63249 | Terraform Arcadia | IPP Non-CHP | 20 28th Street | Sacramento | Sacramento | California | 95816 | solar | Solar = 1.5 MW | Solar Photovoltaic | 1.5 | 1.5 | [9 empty] | 1.5 |  |  | EIA-860, EIA-860M and EIA-923 | 202406 | -121.4578 | 38.5872
-9083361.2032 | 5088809.9029 | 42287 | 59324 | MCCo Solar Generating Facility | 59122 | The Medical Center Company | IPP Non-CHP | 12435 Euclid Ave | Cleveland | Cuyahoga | Ohio | 44106 | solar | Solar = 0.9 MW | Solar Photovoltaic | 1 | 0.9 | [9 empty] | 0.9 |  |  | EIA-860, EIA-860M and EIA-923 | 202406 | -81.5972 | 41.5164
-9057293.9633 | 4191434.25 | 42288 | 59325 | Kings Mountain Energy Center | 59123 | Carolina Power Partners, LLC | IPP Non-CHP | 181 Gage Rd. | Kings Mountain | Cleveland | North Carolina | 28086 | natural gas | Natural Gas = 486 MW | Natural Gas Fired Combined Cycle | 543.9 | 486 | [6 empty] | 486 | [5 empty] | EIA-860, EIA-860M and EIA-923 | 202406 | -81.3631 | 35.2025
-9389551.6965 | 4788499.4061 | 42289 | 59326 | Middletown Energy Center | 59124 | Ohio Power Partners, LLC | IPP Non-CHP | 3439 Cincinnati Dayton Road | Middletown | Butler | Ohio | 45044 | natural gas | Natural Gas = 463.6 MW | Natural Gas Fired Combined Cycle | 543.9 | 463.6 | [6 empty] | 463.6 | [5 empty] | EIA-860, EIA-860M and EIA-923 | 202406 | -84.3478 | 39.465
-8441295.0932 | 4848922.491 | 42290 | 59327 | Marlboro Mushrooms Solar Field | 59125 | Marlboro Mushroom | Industrial Non-CHP | 200 Clonmell Upland RD | West Grove | Chester | Pennsylvania | 19390 | solar | Solar = 1 MW | Solar Photovoltaic | 1 | 1 | [9 empty] | 1 |  |  | EIA-860, EIA-860M and EIA-923 | 202406 | -75.8294 | 39.8828
-12952533.3763 | 3855830.0749 | 42291 | 59328 | Golden Acorn Casino | 56930 | Foundation HA Energy Generation, LLC | Commercial Non-CHP | 1800 Golden Acorn Way | Campo | San Diego | California | 91906 | wind | Wind = 1 MW | Onshore Wind Turbine | 1 | 1 | [10 empty] | 1 |  | EIA-860, EIA-860M and EIA-923 | 202406 | -116.3546 | 32.7021
-13507537.9597 | 4358721.3832 | 42292 | 59329 | City of Soledad Water Reclamation | 56930 | Foundation HA Energy Generation, LLC | IPP Non-CHP | 34520 Morisoli Road | Soledad | Monterey | California | 93960 | wind | Wind = 1 MW | Onshore Wind Turbine | 1 | 1 | [10 empty] | 1 |  | EIA-860, EIA-860M and EIA-923 | 202406 | -121.3403 | 36.4211
-13519937.7264 | 4370332.9417 | 42293 | 59330 | Taylor Farms | 56930 | Foundation HA Energy Generation, LLC | IPP Non-CHP | 100 Puente Del Monte Ave | Gonzales | Monterey | California | 93926 | wind | Wind = 1 MW | Onshore Wind Turbine | 1 | 1 | [10 empty] | 1 |  | EIA-860, EIA-860M and EIA-923 | 202406 | -121.4517 | 36.505
-13591274.9297 | 4612479.9792 | 42294 | 59331 | Anheuser-Busch #2 | 56930 | Foundation HA Energy Generation, LLC | Industrial Non-CHP | 3101 Busch Drive | Fairfield | Solano | California | 94533 | wind | Wind = 1.6 MW | Onshore Wind Turbine | 1.6 | 1.6 | [10 empty] | 1.6 |  | EIA-860, EIA-860M and EIA-923 | 202406 | -122.0925 | 38.2336
-11325768.6693 | 3855551.3465 | 42295 | 59332 | Mesquite Creek Wind | 65411 | Duke Energy Renewables Services | IPP Non-CHP | 2412 County Road W | Lamesa | Dawson | Texas | 79331 | wind | Wind = 211.2 MW | Onshore Wind Turbine | 211.2 | 211.2 | [10 empty] | 211.2 |  | EIA-860, EIA-860M and EIA-923 | 202406 | -101.7411 | 32.7
-8695845.6993 | 4173360.1266 | 42296 | 59333 | Faison Solar | 66042 | USF Surry, LLC | IPP Non-CHP | 166 Robert Hobbs Road | Faison | Duplin | North Carolina | 28341 | solar | Solar = 2 MW | Solar Photovoltaic | 2 | 2 | [9 empty] | 2 |  |  | EIA-860, EIA-860M and EIA-923 | 202406 | -78.1161 | 35.0697
-13174970.9809 | 4138392.0536 | 42297 | 59334 | Catalina Solar 2, LLC | 60453 | Onward Energy | IPP Non-CHP | 70101 125th Street West | Rosamond | Kern | California | 93560 | solar | Solar = 18 MW | Solar Photovoltaic | 18 | 18 | [9 empty] | 18 |  |  | EIA-860, EIA-860M and EIA-923 | 202406 | -118.3528 | 34.8122
-9358351.2923 | 3703877.0028 | 42298 | 59335 | MCLB Landfill Gas to Energy | 59135 | Inst and Envir Div Marine Logistics Base | IPP CHP | 814 Radford Blvd | Albany | Dougherty | Georgia | 31704 | biomass | Biomass = 3.6 MW | Landfill Gas | 4 | 3.6 |  | 3.6 | [10 empty] | EIA-860, EIA-860M and EIA-923 | 202406 | -84.0675 | 31.5461
-8694144.9601 | 4192720.9187 | 42299 | 59337 | Harrell's Hill Solar Center LLC | 61119 | SRE Utility Solar 1, LLC | IPP Non-CHP | 260 Harrell's Hill Road | Mt. Olive | Wayne | North Carolina | 28365 | solar | Solar = 5 MW | Solar Photovoltaic | 5 | 5 | [9 empty] | 5 |  |  | EIA-860, EIA-860M and EIA-923 | 202406 | -78.1008 | 35.2119
-12545088.1213 | 3891986.1015 | 42300 | 59338 | Gila River Power Block 1 | 16572 | Salt River Project | Electric Utility | 1250 East Watermelon Street | Gila Bend | Maricopa | Arizona | 85337 | natural gas | Natural Gas = 570 MW | Natural Gas Fired Combined Cycle | 619 | 570 | [6 empty] | 570 | [5 empty] | EIA-860, EIA-860M and EIA-923 | 202406 | -112.6944 | 32.975
-13475471.7124 | 4457281.4509 | 42301 | 59339 | Quinto Solar PV Project | 61230 | Arevon Energy, Inc. | IPP Non-CHP | 30560 W. McCabe Road | Gustine | Merced | California | 95322 | solar | Solar = 105.1 MW | Solar Photovoltaic | 108 | 105.1 | [9 empty] | 105.1 |  |  | EIA-860, EIA-860M and EIA-923 | 202406 | -121.0522 | 37.1303
-13687628.1829 | 5432487.5448 | 42302 | 59357 | Dorena Hydro-Electric Facility | 59140 | Dorena Hydro, LLC | IPP Non-CHP | 37999 Spillway Road | Cottage Grove | Lane | Oregon | 97424 | hydroelectric | Hydroelectric = 7.5 MW | Conventional Hydroelectric | 7.5 | 7.5 |  |  |  |  | 7.5 | [7 empty] | EIA-860, EIA-860M and EIA-923 | 202406 | -122.9581 | 43.7867
-7973355.9326 | 5245112.3853 | 42303 | 59358 | Devens | 60281 | Altus Power America Management, LLC | IPP Non-CHP | 102 Walker Road | Shirley | Middlesex | Massachusetts | 1464 | solar | Solar = 2 MW | Solar Photovoltaic | 3 | 2 | [9 empty] | 2 |  |  | EIA-860, EIA-860M and EIA-923 | 202406 | -71.6259 | 42.5592
-13087028.5832 | 4092612.6288 | 42304 | 59359 | SCE-Snowline-Duncan Road (North) | 59139 | SunEdison LLC | IPP Non-CHP | 4678 Duncan Road, Unit A | Phelan | San Bernardino | California | 92371 | solar | Solar = 1.5 MW | Solar Photovoltaic | 1.5 | 1.5 | [9 empty] | 1.5 |  |  | EIA-860, EIA-860M and EIA-923 | 202406 | -117.5628 | 34.4739
-13086966.6896 | 4092275.0501 | 42305 | 59360 | SCE-Snowline-Duncan Road (South) | 59139 | SunEdison LLC | IPP Non-CHP | 4678 Duncan Road, Unit B | Phelan | San Bernardino | California | 92371 | solar | Solar = 1 MW | Solar Photovoltaic | 1 | 1 | [9 empty] | 1 |  |  | EIA-860, EIA-860M and EIA-923 | 202406 | -117.5622 | 34.4714
-8050872.9261 | 5191110.8891 | 42306 | 59361 | Browne Solar LLC | 65432 | CVI CleanCapital Solar 1 LLC | IPP Non-CHP | 203 Stat Street | Palmer | Hampden | Massachusetts | 1069 | solar | Solar = 1 MW | Solar Photovoltaic | 1 | 1 | [9 empty] | 1 |  |  | EIA-860, EIA-860M and EIA-923 | 202406 | -72.3222 | 42.2008
-8050872.9261 | 5191110.8891 | 42307 | 59362 | Indian Hill Solar LLC | 65432 | CVI CleanCapital Solar 1 LLC | IPP Non-CHP | 203 State Street | Palmer | Hampden | Massachusetts | 1069 | solar | Solar = 1 MW | Solar Photovoltaic | 1 | 1 | [9 empty] | 1 |  |  | EIA-860, EIA-860M and EIA-923 | 202406 | -72.3222 | 42.2008
-8050872.9261 | 5191110.8891 | 42308 | 59363 | State Street Solar LLC | 65432 | CVI CleanCapital Solar 1 LLC | IPP Non-CHP | 203 State Street | Palmer | Hampden | Massachusetts | 1069 | solar | Solar = 1 MW | Solar Photovoltaic | 1 | 1 | [9 empty] | 1 |  |  | EIA-860, EIA-860M and EIA-923 | 202406 | -72.3222 | 42.2008
-8286561.001 | 4954252.6822 | 42309 | 59364 | Plainfield One Solar LLC | 58258 | SunRay Power LLC | IPP Non-CHP | 1000 South Second Street | Plainfield | Somerset | New Jersey | 7060 | solar | Solar = 1.3 MW | Solar Photovoltaic | 1.3 | 1.3 | [9 empty] | 1.3 |  |  | EIA-860, EIA-860M and EIA-923 | 202406 | -74.4394 | 40.605
-8302176.6765 | 4895898.608 | 42310 | 59365 | 24 Applegate Solar LLC | 60281 | Altus Power America Management, LLC | IPP Non-CHP | 24 Applegate Drive | Robbinsville | Mercer | New Jersey | 8691 | solar | Solar = 2.6 MW | Solar Photovoltaic | 2.6 | 2.6 | [9 empty] | 2.6 |  |  | EIA-860, EIA-860M and EIA-923 | 202406 | -74.5797 | 40.2058
-8303506.3879 | 5040283.9207 | 42311 | 59366 | G&S Wantage Solar LLC | 62629 | G&S Operations LLC | IPP Non-CHP | Clark Road, Block 4 Lots 1.01 | Wantage | Sussex | New Jersey | 7461 | solar | Solar = 8.5 MW | Solar Photovoltaic | 8.5 | 8.5 | [9 empty] | 8.5 |  |  | EIA-860, EIA-860M and EIA-923 | 202406 | -74.5917 | 41.1892
-8289127.5832 | 4914013.501 | 42312 | 59367 | Engelhard Solar LLC | 58258 | SunRay Power LLC | IPP Non-CHP | 30 Engelhard Drive | Monroe | Middlesex | New Jersey | 8831 | solar | Solar = 0.8 MW | Solar Photovoltaic | 0.8 | 0.8 | [9 empty] | 0.8 |  |  | EIA-860, EIA-860M and EIA-923 | 202406 | -74.4625 | 40.33
-7971496.0066 | 5200507.4352 | 42313 | 59368 | Westborough Solar LLC | 58258 | SunRay Power LLC | IPP Non-CHP | 7 Maple Ave | Westborough | Worcester | Massachusetts | 1581 | solar | Solar = 1.8 MW | Solar Photovoltaic | 1.8 | 1.8 | [9 empty] | 1.8 |  |  | EIA-860, EIA-860M and EIA-923 | 202406 | -71.6092 | 42.2633
-8302609.598 | 4894522.1692 | 42314 | 59370 | 4 Applegate Solar LLC | 62629 | G&S Operations LLC | IPP Non-CHP | 4 Applegate Drive | Robbinsville | Mercer | New Jersey | 8691 | solar | Solar = 1.4 MW | Solar Photovoltaic | 1.4 | 1.4 | [9 empty] | 1.4 |  |  | EIA-860, EIA-860M and EIA-923 | 202406 | -74.5836 | 40.1964
-8301774.7019 | 4895088.9578 | 42315 | 59371 | 12 Applegate Solar LLC | 62629 | G&S Operations LLC | IPP Non-CHP | 12 Applegate Drive | Robbinsville | Mercer | New Jersey | 8691 | solar | Solar = 1.5 MW | Solar Photovoltaic | 1.5 | 1.5 | [9 empty] | 1.5 |  |  | EIA-860, EIA-860M and EIA-923 | 202406 | -74.5761 | 40.2003
-9191495.732 | 4979373.9647 | 42316 | 59373 | Broshco Fabricated Products | 59147 | Broshco Fabricated Products | Industrial CHP | 1595 W. Longview Ave. | Mansfield | Richland | Ohio | 44906 | natural gas | Natural Gas = 4.7 MW | Natural Gas Fired Combustion Turbine | 4.7 | 4.7 | [6 empty] | 4.7 | [5 empty] | EIA-860, EIA-860M and EIA-923 | 202406 | -82.5686 | 40.7761
-13474822.3858 | 5191486.5724 | 42317 | 59374 | Old Mill Solar | 59143 | Old Mill Solar | IPP Non-CHP | 60965 Highway 140 E | Bly | Klamath | Oregon | 97622 | solar | Solar = 5 MW | Solar Photovoltaic | 5 | 5 | [9 empty] | 5 |  |  | EIA-860, EIA-860M and EIA-923 | 202406 | -121.0464 | 42.2033
-8679549.7503 | 4139974.0427 | 42318 | 59375 | Rose Hill | 61060 | Cypress Creek Renewables | IPP Non-CHP | 1315 West Charity Rd | Rose Hill | Duplin | North Carolina | 28458 | solar | Solar = 2 MW | Solar Photovoltaic | 2 | 2 | [9 empty] | 2 |  |  | EIA-860, EIA-860M and EIA-923 | 202406 | -77.9697 | 34.8239
-8744502.2242 | 4211347.7945 | 42319 | 59376 | Dunn | 61060 | Cypress Creek Renewables | IPP Non-CHP | 700 Webb Road | Dunn | Harnett | North Carolina | 28334 | solar | Solar = 2 MW | Solar Photovoltaic | 2 | 2 | [9 empty] | 2 |  |  | EIA-860, EIA-860M and EIA-923 | 202406 | -78.5532 | 35.3485
-8679549.7503 | 4139974.0427 | 42320 | 59377 | South Cary WRF Solar Array | 66306 | Town Of Cary | IPP Non-CHP | 4900 West Lake Road | Apex | Duplin | North Carolina | 28340 | solar | Solar = 1.5 MW | Solar Photovoltaic | 1.5 | 1.5 | [9 empty] | 1.5 |  |  | EIA-860, EIA-860M and EIA-923 | 202406 | -77.9697 | 34.8239
-10229271.6849 | 5232819.1408 | 42321 | 59379 | Wapsie Valley Creamery Back Up Generator | 59156 | Wapsie Valley Creamery | Industrial Non-CHP | 300 10th Street, NE | Independence | Buchanan | Iowa | 50644 | petroleum | Petroleum = 1.1 MW | Petroleum Liquids | 1.8 | 1.1 | [8 empty] | 1.1 |  |  |  | EIA-860, EIA-860M and EIA-923 | 202406 | -91.8911 | 42.4778
-13311399.1395 | 4247888.5294 | 42322 | 59380 | Wildwood Solar I, LLC | 65411 | Duke Energy Renewables Services | IPP Non-CHP | 23900 McCombs Road | Wasco | Kern | California | 93280 | solar | Solar = 19.5 MW | Solar Photovoltaic | 19.5 | 19.5 | [9 empty] | 19.5 |  |  | EIA-860, EIA-860M and EIA-923 | 202406 | -119.5783 | 35.6158
-10619910.3685 | 3466255.9877 | 42323 | 59381 | The Methodist Hospital, Gas Turbine | 59157 | The Methodist Hospital | Commercial CHP | 6565 Fannin Street | Houston | Harris | Texas | 77030 | natural gas | Natural Gas = 3 MW | Natural Gas Fired Combustion Turbine | 5 | 3 | [6 empty] | 3 | [5 empty] | EIA-860, EIA-860M and EIA-923 | 202406 | -95.4003 | 29.7094
-13420430.4581 | 5265788.5316 | 42324 | 59382 | Paisley Geothermal Generating Plant | 18260 | Surprise Valley Electrification | Electric Utility | 38650 Highway 31 | Paisley | Lake | Oregon | 97636 | geothermal | Geothermal = 1.8MW | Geothermal | 3.7 | 1.8 |  |  |  | 1.8 | [8 empty] | EIA-860, EIA-860M and EIA-923 | 202406 | -120.5578 | 42.6958
-10602099.25 | 4617992.7674 | 42325 | 59383 | East Kansas Agri-Energy, LLC | 59160 | East Kansas Agri-Energy, LLC | Industrial Non-CHP | 1304 South Main Street | Garnett | Anderson | Kansas | 66032 | other | Other = 0.8 MW | All Other | 2 | 0.8 | [11 empty] | 0.8 | EIA-860, EIA-860M and EIA-923 | 202406 | -95.2403 | 38.2725
-11279292.7819 | 4039623.8645 | 42326 | 59384 | South Plains Wind Phase I | 59155 | Evergreen Wind, LLC | IPP Non-CHP | 1700 State Highway 207 | Floydada | Floyd | Texas | 79241 | wind | Wind = 200 MW | Onshore Wind Turbine | 200 | 200 | [10 empty] | 200 |  | EIA-860, EIA-860M and EIA-923 | 202406 | -101.3236 | 34.0806
-12647285.6478 | 4528850.1566 | 42327 | 59386 | Enterprise Solar, LLC | 64629 | Clearway Renewable Operation & Maintenance LLC | IPP Non-CHP | 2336 South Bench Road | Newcastle | Iron | Utah | 84756 | solar | Solar = 80 MW | Solar Photovoltaic | 80 | 80 | [9 empty] | 80 |  |  | EIA-860, EIA-860M and EIA-923 | 202406 | -113.6125 | 37.6411
-12582874.9659 | 4653739.9681 | 42328 | 59387 | Escalante Solar I, LLC | 64629 | Clearway Renewable Operation & Maintenance LLC | IPP Non-CHP | 7100 North 1400 West | Milford | Beaver | Utah | 54751 | solar | Solar = 80 MW | Solar Photovoltaic | 80 | 80 | [9 empty] | 80 |  |  | EIA-860, EIA-860M and EIA-923 | 202406 | -113.0339 | 38.5242
-12582442.0444 | 4650420.3247 | 42329 | 59388 | Escalante Solar II, LLC | 64629 | Clearway Renewable Operation & Maintenance LLC | IPP Non-CHP | 5900 North 350 West | Milford | Beaver | Utah | 84751 | solar | Solar = 80 MW | Solar Photovoltaic | 80 | 80 | [9 empty] | 80 |  |  | EIA-860, EIA-860M and EIA-923 | 202406 | -113.03 | 38.5008
-12577649.0724 | 4649985.7806 | 42330 | 59389 | Escalante Solar III, LLC | 64629 | Clearway Renewable Operation & Maintenance LLC | IPP Non-CHP | 5500 North Hwy 257 | Milford | Beaver | Utah | 84751 | solar | Solar = 80 MW | Solar Photovoltaic | 80 | 80 | [9 empty] | 80 |  |  | EIA-860, EIA-860M and EIA-923 | 202406 | -112.9869 | 38.4978
-7892366.3277 | 5288788.5233 | 42331 | 59390 | True North | 58677 | CD US Solar MT1 LLC | IPP Non-CHP | 12 Rabbit Road, Gate #1210 | Salisbury | Essex | Massachusetts | 1952 | solar | Solar = 4.8 MW | Solar Photovoltaic | 4.8 | 4.8 | [9 empty] | 4.8 |  |  | EIA-860, EIA-860M and EIA-923 | 202406 | -70.8983 | 42.8475
-10929069.3074 | 3055061.1048 | 42332 | 59391 | Red Gate Power Plant | 17583 | South Texas Electric Coop, Inc | Electric Utility | 23601 W FM490 | Edinburg | Hidalgo | Texas | 78541 | natural gas | Natural Gas = 219.6 MW | Natural Gas Internal Combustion Engine | 224.4 | 219.6 | [6 empty] | 219.6 | [5 empty] | EIA-860, EIA-860M and EIA-923 | 202406 | -98.1775 | 26.4511
-9349600.3558 | 4542917.7585 | 42333 | 59392 | Blue Ridge Generating | 59170 | North American Biofuels, LLC | IPP Non-CHP | 2700 Winchester | Irvine | Estill | Kentucky | 40336 | biomass | Biomass = 1.2 MW | Landfill Gas | 1.6 | 1.2 |  | 1.2 | [10 empty] | EIA-860, EIA-860M and EIA-923 | 202406 | -83.9889 | 37.7411
-11858865.3542 | 4170564.752 | 42334 | 59393 | Eubank Landfill Solar Array | 59171 | Suncore Photovoltaics, Inc | IPP Non-CHP | 1660 Eubank Blvd SE | Albuquerque | Bernalillo | New Mexico | 87123 | solar | Solar = 2 MW | Solar Photovoltaic | 2 | 2 | [9 empty] | 2 |  |  | EIA-860, EIA-860M and EIA-923 | 202406 | -106.53 | 35.0492
-7979288.3709 | 5190860.542 | 42335 | 59394 | Grafton Solar | 58440 | CD US Solar MT 2 LLC | IPP Non-CHP | 21 Follette St | Grafton | Worcester | Massachusetts | 1519 | solar | Solar = 1.5 MW | Solar Photovoltaic | 1.5 | 1.5 | [9 empty] | 1.5 |  |  | EIA-860, EIA-860M and EIA-923 | 202406 | -71.6792 | 42.1992
-13288764.2134 | 4326107.0362 | 42336 | 59395 | City of Tulare Water Facility | 59173 | City of Tulare Water Pollution Control | Commercial Non-CHP | 1875 South West Street | Tulare | Tulare | California | 93274 | solar | Biomass = 2.8 MW, Natural Gas = 2.8 MW, Solar = 3.2 MW | Other Waste Biomass; Other Natural Gas; Solar Photovoltaic | 9.2 | 8.8 |  | 2.8 |  |  |  |  | 2.8 |  |  | 3.2 |  |  | EIA-860, EIA-860M and EIA-923 | 202406 | -119.375 | 36.185
-7931451.8254 | 5250402.5254 | 42337 | 59396 | Shaffer | 59174 | CD US Solar MT3, LLC | IPP Non-CHP | 201 Pond Street | Billerica | Middlesex | Massachusetts | 1821 | solar | Solar = 5 MW | Solar Photovoltaic | 5 | 5 | [9 empty] | 5 |  |  | EIA-860, EIA-860M and EIA-923 | 202406 | -71.2494 | 42.5942
-12794629.3503 | 4229266.0649 | 42338 | 59404 | Searchlight Solar | 60281 | Altus Power America Management, LLC | IPP Non-CHP | 1900 State Hwy 164 | Searchlight | Clark | Nevada | 89046 | solar | Solar = 17.5 MW | Solar Photovoltaic | 17.5 | 17.5 | [9 empty] | 17.5 |  |  | EIA-860, EIA-860M and EIA-923 | 202406 | -114.9361 | 35.4797
-13032451.0859 | 3990337.2278 | 42339 | 59405 | Diamond Valley Solar Project | 58135 | Ecos Energy LLC | IPP Non-CHP | 33725 E. Grand Avenue | Winchester | Riverside | California | 92596 | solar | Solar = 1.3 MW | Solar Photovoltaic | 1.3 | 1.3 | [9 empty] | 1.3 |  |  | EIA-860, EIA-860M and EIA-923 | 202406 | -117.0725 | 33.7131
-8849219.2447 | 4314236.8912 | 42340 | 59406 | Facile Solar | 59533 | Facile Solar LLC | IPP Non-CHP | 2635 West Front Street | Elon | Alamance | North Carolina | 27244 | solar | Solar = 2 MW | Solar Photovoltaic | 2 | 2 | [9 empty] | 2 |  |  | EIA-860, EIA-860M and EIA-923 | 202406 | -79.4939 | 36.0989
-11847455.1064 | 3760466.8326 | 42341 | 59407 | Newman Solar | 59180 | Newman Solar LLC | IPP Non-CHP | 4920 Stan Roberts Senior Ave | El Paso | El Paso | Texas | 79934 | solar | Solar = 10.3 MW | Solar Photovoltaic | 10.5 | 10.3 | [9 empty] | 10.3 |  |  | EIA-860, EIA-860M and EIA-923 | 202406 | -106.4275 | 31.9783
-13261243.5863 | 4217462.8332 | 42342 | 59408 | Shafter Solar LLC | 59183 | Shafter Solar LLC | IPP Non-CHP | 3701 Jewetta Ave North | Bakersfield | Kern | California | 93314 | solar | Solar = 20 MW | Solar Photovoltaic | 20 | 20 | [9 empty] | 20 |  |  | EIA-860, EIA-860M and EIA-923 | 202406 | -119.1278 | 35.3933
-13060404.6345 | 4132442.9213 | 42343 | 59409 | Madelyn Solar, LLC | 59185 | CD US Solar PO 3, LLC | IPP Non-CHP | 28468 Smithson Road | Silver Lake | San Bernardino | California | 92342 | solar | Solar = 1 MW | Solar Photovoltaic | 1 | 1 | [9 empty] | 1 |  |  | EIA-860, EIA-860M and EIA-923 | 202406 | -117.3236 | 34.7683
-13060404.6345 | 4132179.4862 | 42344 | 59410 | Rudy Solar, LLC | 59185 | CD US Solar PO 3, LLC | IPP Non-CHP | 28368 Smithson Road | Silver Lake | San Bernardino | California | 92342 | solar | Solar = 1.5 MW | Solar Photovoltaic | 1.5 | 1.5 | [9 empty] | 1.5 |  |  | EIA-860, EIA-860M and EIA-923 | 202406 | -117.3236 | 34.7664
-13060404.6345 | 4131991.2641 | 42345 | 59411 | Mitchell Solar, LLC | 59185 | CD US Solar PO 3, LLC | IPP Non-CHP | 28258 Smithson Road | Silver Lake | San Bernardino | California | 92342 | solar | Solar = 1.5 MW | Solar Photovoltaic | 1.5 | 1.5 | [9 empty] | 1.5 |  |  | EIA-860, EIA-860M and EIA-923 | 202406 | -117.3236 | 34.765
-13274107.1101 | 4181032.3591 | 42346 | 59412 | Algonquin SKIC20 Solar LLC | 59050 | Algonquin Power Co | IPP Non-CHP | 2301 Santiago Road | Taft | Kern | California | 93268 | solar | Solar = 20 MW | Solar Photovoltaic | 20 | 20 | [9 empty] | 20 |  |  | EIA-860, EIA-860M and EIA-923 | 202406 | -119.2433 | 35.1261
-13311770.2787 | 4320170.2661 | 42347 | 59413 | Corcoran Solar 2 | 56769 | Consolidated Edison Development Inc. | IPP Non-CHP | 6734 Nevada Avenue | Corcoran | Kings | California | 93201 | solar | Solar = 19.8 MW | Solar Photovoltaic | 19.8 | 19.8 | [9 empty] | 19.8 |  |  | EIA-860, EIA-860M and EIA-923 | 202406 | -119.5817 | 36.1419
-13298195.4233 | 4275195.425 | 42348 | 59414 | Atwell Island West Solar | 56769 | Consolidated Edison Development Inc. | IPP Non-CHP | 5189 Avenue 16 | Alpaugh | Tulare | California | 93219 | solar | Solar = 20 MW | Solar Photovoltaic | 20 | 20 | [9 empty] | 20 |  |  | EIA-860, EIA-860M and EIA-923 | 202406 | -119.4597 | 35.815
-8025424.066 | 5092733.9707 | 42349 | 59415 | Backus Microgrid Project | 4180 | Connecticut Mun Elec Engy Coop | Electric Utility | 4 Matlack Avenue | Norwich | New London | Connecticut | 6360 | petroleum | Petroleum = 10 MW | Petroleum Liquids | 10.4 | 10 | [8 empty] | 10 |  |  |  | EIA-860, EIA-860M and EIA-923 | 202406 | -72.0936 | 41.5428
-13126763.4075 | 4002313.3309 | 42350 | 59416 | Anaheim Solar Energy Plant | 59187 | Anaheim Public Utilities | Electric Utility | 800 W. Katella Ave. | Anaheim | Orange | California | 92802 | solar | Solar = 2 MW | Solar Photovoltaic | 2.1 | 2 | [9 empty] | 2 |  |  | EIA-860, EIA-860M and EIA-923 | 202406 | -117.9197 | 33.8025
-11297258.5232 | 3993794.854 | 42351 | 59417 | Pleasant Hill Wind Energy Project | 59188 | Pleasant Hill Wind Energy LLC | IPP Non-CHP | 597 FM 1471 | Lorenzo | Crosby | Texas | 79343 | wind | Wind = 20 MW | Onshore Wind Turbine | 20 | 20 | [10 empty] | 20 |  | EIA-860, EIA-860M and EIA-923 | 202406 | -101.485 | 33.7389
-13076793.3126 | 4084401.1268 | 42352 | 59421 | SCE-Snowline-White Road (South) | 59139 | SunEdison LLC | IPP Non-CHP | 8928 White Road, Unit C | Phelan | San Bernardino | California | 92371 | solar | Solar = 1.5 MW | Solar Photovoltaic | 1.5 | 1.5 | [9 empty] | 1.5 |  |  | EIA-860, EIA-860M and EIA-923 | 202406 | -117.4708 | 34.4131
-13076669.6367 | 4085000.7948 | 42353 | 59422 | SCE-Snowline-White Road (North) | 59139 | SunEdison LLC | IPP Non-CHP | 8928 White Road, Unit A | Phelan | San Bernardino | California | 92371 | solar | Solar = 1.5 MW | Solar Photovoltaic | 1.5 | 1.5 | [9 empty] | 1.5 |  |  | EIA-860, EIA-860M and EIA-923 | 202406 | -117.4697 | 34.4175
-13076700.5835 | 4084700.9568 | 42354 | 59423 | SCE-Snowline-White Rd (Central) | 59139 | SunEdison LLC | IPP Non-CHP | 8928 White Road, Unit B | Phelan | San Bernardino | California | 92371 | solar | Solar = 1.5 MW | Solar Photovoltaic | 1.5 | 1.5 | [9 empty] | 1.5 |  |  | EIA-860, EIA-860M and EIA-923 | 202406 | -117.47 | 34.4153
-9609284.0149 | 4821678.7766 | 42355 | 59424 | IND Solar Farm (Phase IIA) | 63249 | Terraform Arcadia | IPP Non-CHP | 4250 W. Perimeter Road | Indianapolis | Marion | Indiana | 46241 | solar | Solar = 7.5 MW | Solar Photovoltaic | 7.5 | 7.5 | [9 empty] | 7.5 |  |  | EIA-860, EIA-860M and EIA-923 | 202406 | -86.3217 | 39.6947
-9600873.1594 | 5047477.3806 | 42356 | 59425 | Zimmerman Energy | 59195 | Landfill Energy Systems | IPP Non-CHP | 8912 SR 110 | Argos | Marshall | Indiana | 46501 | biomass | Biomass = 7.1 MW | Landfill Gas | 7.6 | 7.1 |  | 7.1 | [10 empty] | EIA-860, EIA-860M and EIA-923 | 202406 | -86.2461 | 41.2378
-8516157.4508 | 4334845.6316 | 42357 | 59426 | GKS Solar | 61060 | Cypress Creek Renewables | IPP Non-CHP | 932 Belvidere Road | Belvidere | Perquimans | North Carolina | 27918 | solar | Solar = 5 MW | Solar Photovoltaic | 5 | 5 | [9 empty] | 5 |  |  | EIA-860, EIA-860M and EIA-923 | 202406 | -76.5019 | 36.2483
-8511704.6711 | 4331357.0995 | 42358 | 59427 | Two Mile Solar | 61060 | Cypress Creek Renewables | IPP Non-CHP | 157 Two Mile Desert Road | Winfall | Perquimans | North Carolina | 27985 | solar | Solar = 5 MW | Solar Photovoltaic | 5 | 5 | [9 empty] | 5 |  |  | EIA-860, EIA-860M and EIA-923 | 202406 | -76.4619 | 36.2231
-13773065.892 | 4942733.1487 | 42359 | 59428 | Baker Creek Hydroelectric | 59205 | Baker Station Associates, LP | IPP Non-CHP | 3890 Showers Pass Road | Bridgeville | Humboldt | California | 95526 | hydroelectric | Hydroelectric = 0 MW | Conventional Hydroelectric | 1.5 | 0 |  |  |  |  | 0 | [7 empty] | EIA-860, EIA-860M and EIA-923 | 202406 | -123.7256 | 40.5264
-8562355.0395 | 4350539.2814 | 42360 | 59429 | Downs Farm Solar | 61060 | Cypress Creek Renewables | IPP Non-CHP | 407 NC 45 S | Cofield | Hertford | North Carolina | 27977 | solar | Solar = 5 MW | Solar Photovoltaic | 5 | 5 | [9 empty] | 5 |  |  | EIA-860, EIA-860M and EIA-923 | 202406 | -76.9169 | 36.3619
-12821531.5977 | 4312820.9691 | 42361 | 59430 | Solar Las Vegas MB-1 | 59208 | NRG Solar Las Vegas MB-1 | IPP Non-CHP | 3950 Las Vegas Blvd. South | Las Vegas | Clark | Nevada | 89119 | solar | Solar = 4.9 MW | Solar Photovoltaic | 4.9 | 4.9 | [9 empty] | 4.9 |  |  | EIA-860, EIA-860M and EIA-923 | 202406 | -115.1778 | 36.0886
-13172899.2139 | 4123675.655 | 42362 | 59431 | Sierra Solar Greenworks | 61012 | AES Distributed Energy | IPP Non-CHP | 11584 West Avenue I | Lancaster | Los Angeles | California | 93536 | solar | Solar = 18 MW | Solar Photovoltaic | 20 | 18 | [9 empty] | 18 |  |  | EIA-860, EIA-860M and EIA-923 | 202406 | -118.3342 | 34.7036
-9601924.572 | 4850091.0867 | 42363 | 59432 | Duke Building 87 | 59209 | Concord New Energy | IPP Non-CHP | 5355 W. 76th Street | Indianapolis | Marion | Indiana | 46268 | solar | Solar = 2.7 MW | Solar Photovoltaic | 2.7 | 2.7 | [9 empty] | 2.7 |  |  | EIA-860, EIA-860M and EIA-923 | 202406 | -86.2556 | 39.8908
-9602419.2758 | 4852106.3846 | 42364 | 59433 | Duke Building 98 | 59209 | Concord New Energy | IPP Non-CHP | 8250-8258 Zionsville Road | Indianapolis | Marion | Indiana | 46268 | solar | Solar = 2.7 MW | Solar Photovoltaic | 2.7 | 2.7 | [9 empty] | 2.7 |  |  | EIA-860, EIA-860M and EIA-923 | 202406 | -86.26 | 39.9047
-9600780.4303 | 4852993.2218 | 42365 | 59434 | Duke Building 129 | 59209 | Concord New Energy | IPP Non-CHP | 4925-4945 W. 86th Street | Indianapolis | Marion | Indiana | 46268 | solar | Solar = 3.4 MW | Solar Photovoltaic | 3.4 | 3.4 | [9 empty] | 3.4 |  |  | EIA-860, EIA-860M and EIA-923 | 202406 | -86.2453 | 39.9108
-10880521.6529 | 5611032.2304 | 42366 | 59435 | Oak Tree Energy | 56769 | Consolidated Edison Development Inc. | IPP Non-CHP | 42359 169th Street | Clark | Clark | South Dakota | 57225 | wind | Wind = 19.5 MW | Onshore Wind Turbine | 19.5 | 19.5 | [10 empty] | 19.5 |  | EIA-860, EIA-860M and EIA-923 | 202406 | -97.7414 | 44.9333
-9348548.9432 | 5309181.7936 | 42367 | 59436 | Lennon Generating | 13559 | North American Natural Res | IPP Non-CHP | 9536 E. Lennon Road | Lennon | Shiawassee | Michigan | 48849 | biomass | Biomass = 9.2 MW | Landfill Gas | 9.6 | 9.2 |  | 9.2 | [10 empty] | EIA-860, EIA-860M and EIA-923 | 202406 | -83.9794 | 42.9817
-7645849.3153 | 5607783.1551 | 42368 | 59437 | Stillwater B | 59178 | Brookfield Black Bear Hydro, LLC | IPP Non-CHP | 1062 Stillwater Avenue | Old Town | Penobscot | Maine | 4489 | hydroelectric | Hydroelectric = 2.4 MW | Conventional Hydroelectric | 2.4 | 2.4 |  |  |  |  | 2.4 | [7 empty] | EIA-860, EIA-860M and EIA-923 | 202406 | -68.6838 | 44.9127
-7643629.1594 | 5603347.8671 | 42369 | 59438 | Orono B | 59178 | Brookfield Black Bear Hydro, LLC | IPP Non-CHP | 18 Broadway | Orono | Penobscot | Maine | 4473 | hydroelectric | Hydroelectric = 3.9 MW | Conventional Hydroelectric | 3.9 | 3.9 |  |  |  |  | 3.9 | [7 empty] | EIA-860, EIA-860M and EIA-923 | 202406 | -68.6639 | 44.8844
-8968825.8036 | 4361142.6222 | 42370 | 59439 | COC Surry LFG, LLC | 59177 | Petra Engineering | IPP Non-CHP | 237 Landfill Road | Mount Airy | Surry | North Carolina | 27030 | biomass | Biomass = 1.5 MW | Landfill Gas | 1.6 | 1.5 |  | 1.5 | [10 empty] | EIA-860, EIA-860M and EIA-923 | 202406 | -80.5683 | 36.4386
-13066403.5306 | 4103871.0021 | 42371 | 59440 | Adelanto Solar II, LLC | 59212 | Adelanto Solar II, LLC | IPP Non-CHP | 13401 Rancho Road | Adelanto | San Bernardino | California | 92301 | solar | Solar = 7 MW | Solar Photovoltaic | 7 | 7 | [9 empty] | 7 |  |  | EIA-860, EIA-860M and EIA-923 | 202406 | -117.3775 | 34.5572
-13066403.5306 | 4103871.0021 | 42372 | 59441 | Adelanto Solar, LLC | 59211 | Adelanto Solar, LLC | IPP Non-CHP | 13291 Rancho Road | Adelanto | San Bernardino | California | 92301 | solar | Solar = 20 MW | Solar Photovoltaic | 20 | 20 | [9 empty] | 20 |  |  | EIA-860, EIA-860M and EIA-923 | 202406 | -117.3775 | 34.5572
-10986182.44 | 3740033.4796 | 42373 | 59442 | Logans Gap Wind LLC | 56545 | Pattern Operators LP | IPP Non-CHP | 2011 CR 207 | Comanche | Comanche | Texas | 76442 | wind | Wind = 200.1 MW | Onshore Wind Turbine | 200.1 | 200.1 | [10 empty] | 200.1 |  | EIA-860, EIA-860M and EIA-923 | 202406 | -98.6906 | 31.8225
-13171847.8013 | 4121720.0018 | 42374 | 59443 | TA-Acacia, LLC | 60453 | Onward Energy | IPP Non-CHP | 11025 West Avenue J | Lancaster | Los Angeles | California | 93536 | solar | Solar = 20 MW | Solar Photovoltaic | 20 | 20 | [9 empty] | 20 |  |  | EIA-860, EIA-860M and EIA-923 | 202406 | -118.3247 | 34.6892
-12541253.8328 | 3914566.1416 | 42375 | 59444 | Desert Star Hybrid | 803 | Arizona Public Service Co | Electric Utility | 28100 Judd Rd One | Buckeye | Maricopa | Arizona | 58326 | solar | Battery = 10 MW, Solar = 10 MW | Batteries; Solar Photovoltaic; | 20 | 20 | 10 | [8 empty] | 10 |  |  | EIA-860, EIA-860M and EIA-923 | 202406 | -112.66 | 33.145
-8136186.9593 | 5588173.1222 | 42376 | 59445 | St. Albans SPEED Project | 59215 | St. Albans Solar Partners, LLC | IPP Non-CHP | 351 S. Main Street | St. Albans | Franklin | Vermont | 5478 | solar | Solar = 2 MW | Solar Photovoltaic | 2 | 2 | [9 empty] | 2 |  |  | EIA-860, EIA-860M and EIA-923 | 202406 | -73.0886 | 44.7878
-8293209.335 | 4911782.7771 | 42377 | 59446 | Cranbury | 59214 | RE Cranbury Solar 1, LLC | IPP Non-CHP | 5-8 Santa Fe Wau | Cranbury | Middlesex | New Jersey | 8512 | solar | Solar = 5 MW | Solar Photovoltaic | 5 | 5 | [9 empty] | 5 |  |  | EIA-860, EIA-860M and EIA-923 | 202406 | -74.4992 | 40.3147
-9783344.3952 | 5267850.314 | 42378 | 59448 | Waxdale | 59216 | S.C. Johnson & Son, Inc. | Industrial CHP | 8311 16th Street | Sturtevant | Racine | Wisconsin | 53177 | natural gas | Biomass = 3.5 MW, Natural Gas = 3.5 MW, Solar = 2.1 MW,Wind = 3 MW | Landfill Gas; Natural Gas Fired Combustion Turbine; Solar Photovoltaic; Onshore Wind Turbine; | 12.1 | 12.1 |  | 3.5 |  |  |  |  | 3.5 |  |  | 2.1 | 3 |  | EIA-860, EIA-860M and EIA-923 | 202406 | -87.8853 | 42.7094
-9420535.5843 | 3628204.5608 | 42379 | 59449 | Decatur County Solar Project | 17650 | Southern Power Co | IPP Non-CHP | 256 Solar Panel Road | Bainbridge | Decatur | Georgia | 39817 | solar | Solar = 19 MW | Solar Photovoltaic | 20 | 19 | [9 empty] | 19 |  |  | EIA-860, EIA-860M and EIA-923 | 202406 | -84.6261 | 30.965
-9421401.4273 | 3631702.9626 | 42380 | 59450 | Decatur Parkway Solar Project, LLC | 17650 | Southern Power Co | IPP Non-CHP | 1457 Brinson Airbase Road | Bainbridge | Decatur | Georgia | 39817 | solar | Solar = 80 MW | Solar Photovoltaic | 80 | 80 | [9 empty] | 80 |  |  | EIA-860, EIA-860M and EIA-923 | 202406 | -84.6339 | 30.9919
-8741486.6905 | 4255917.3392 | 42381 | 59451 | CBC Solar Energy Gen Fac Phase 2 | 59217 | CBC Alternative Energy, LLC | IPP Non-CHP | 3201 Transmitter Road | Garner | Wake | North Carolina | 27529 | solar | Solar = 2.5 MW | Solar Photovoltaic | 2.5 | 2.5 | [9 empty] | 2.5 |  |  | EIA-860, EIA-860M and EIA-923 | 202406 | -78.5261 | 35.6744
-9309525.3391 | 5198335.0289 | 42382 | 59452 | East. Michigan Univ. Heating Plant | 59218 | East. Michigan Univ. Heating Plant | Commercial CHP | 712 Oakwood | Ypsilanti | Washtenaw | Michigan | 48197 | natural gas | Natural Gas = 6.8 MW | Natural Gas Fired Combustion Turbine | 7.8 | 6.8 | [6 empty] | 6.8 | [5 empty] | EIA-860, EIA-860M and EIA-923 | 202406 | -83.6289 | 42.2489
-8212895.9959 | 5259605.8942 | 42383 | 59453 | Albany Medical Ctr Cogen Plant | 59219 | Albany Medical Center | Commercial CHP | 470 Myrtle Ave | Albany | Albany | New York | 12208 | natural gas | Natural Gas = 4 MW | Natural Gas Fired Combustion Turbine | 4.3 | 4 | [6 empty] | 4 | [5 empty] | EIA-860, EIA-860M and EIA-923 | 202406 | -73.7777 | 42.655
-12341651.7519 | 3782468.7344 | 42384 | 59454 | Valencia Solar | 56215 | RWE Renewables Americas, LLC | IPP Non-CHP | 5900 South Crayford Road | Tucson | Pima | Arizona | 85706 | solar | Solar = 10 MW | Solar Photovoltaic | 10 | 10 | [9 empty] | 10 |  |  | EIA-860, EIA-860M and EIA-923 | 202406 | -110.8669 | 32.1458
-12335946.8506 | 3776166.2926 | 42385 | 59455 | Tech Park Solar | 56215 | RWE Renewables Americas, LLC | IPP Non-CHP | 8410C South Rita Road | Tucson | Pima | Arizona | 85747 | solar | Solar = 5 MW | Solar Photovoltaic | 5 | 5 | [9 empty] | 5 |  |  | EIA-860, EIA-860M and EIA-923 | 202406 | -110.8157 | 32.0979
-13046427.9159 | 3881338.3924 | 42386 | 59456 | P Plant | 59222 | Qualcomm Incorporated | Commercial CHP | 5555 Morehouse Drive | San Diego | San Diego | California | 92121 | natural gas | Natural Gas = 4 MW | Natural Gas Fired Combustion Turbine | 4.6 | 4 | [6 empty] | 4 | [5 empty] | EIA-860, EIA-860M and EIA-923 | 202406 | -117.1981 | 32.8947
-13046767.9969 | 3882590.6329 | 42387 | 59457 | Q Plant | 59222 | Qualcomm Incorporated | Commercial CHP | 10190 McKellar Blvd | San Diego | San Diego | California | 92121 | natural gas | Natural Gas = 4 MW | Natural Gas Fired Combustion Turbine | 4.6 | 4 | [6 empty] | 4 | [5 empty] | EIA-860, EIA-860M and EIA-923 | 202406 | -117.2011 | 32.9042
-13046149.6172 | 3882480.0539 | 42388 | 59458 | W Plant | 59222 | Qualcomm Incorporated | Commercial CHP | 5751 Pacific Center Blvd | San Diego | San Diego | California | 92121 | natural gas | Natural Gas = 4 MW | Natural Gas Fired Combustion Turbine | 4.6 | 4 | [6 empty] | 4 | [5 empty] | EIA-860, EIA-860M and EIA-923 | 202406 | -117.1956 | 32.9033
-9388252.932 | 3983907.9229 | 42389 | 59459 | Hickory Ridge Landfill Solar Project | 59223 | BFI Waste Systems of GA, LLC | IPP Non-CHP | 3330 Moreland Ave | Conley | DeKalb | Georgia | 30288 | solar | Solar = 0.6 MW | Solar Photovoltaic | 0.6 | 0.6 | [9 empty] | 0.6 |  |  | EIA-860, EIA-860M and EIA-923 | 202406 | -84.3361 | 33.665
-10812864.1154 | 4436900.101 | 42390 | 59460 | Kay Wind, LLC | 17650 | Southern Power Co | IPP Non-CHP | 9105 North Ranch Drive | Newkirk | Kay | Oklahoma | 74647 | wind | Wind = 299 MW | Onshore Wind Turbine | 299 | 299 | [10 empty] | 299 |  | EIA-860, EIA-860M and EIA-923 | 202406 | -97.1336 | 36.9842
-13102551.4183 | 3991117.8566 | 42391 | 59461 | Bowerman Power LFG, LLC | 59228 | Bowerman Power LFG, LLC | IPP Non-CHP | 11002 Bee Canyon Access Rd | Irvine | Orange | California | 92602 | biomass | Biomass = 23.8 MW | Landfill Gas | 23.8 | 23.8 |  | 23.8 | [10 empty] | EIA-860, EIA-860M and EIA-923 | 202406 | -117.7022 | 33.7189
-11652249.1435 | 4851812.531 | 42392 | 59462 | Denver Intl Airport IV Solar | 59229 | Denver Int'l Airport IV Solar | IPP Non-CHP | 11345 Trussville St., Unit PV | Denver | Denver | Colorado | 80249 | solar | Solar = 1.5 MW | Solar Photovoltaic | 1.5 | 1.5 | [9 empty] | 1.5 |  |  | EIA-860, EIA-860M and EIA-923 | 202406 | -104.6739 | 39.9027
-7923443.0559 | 5280357.0298 | 42393 | 59463 | Ayers Village Solar | 60281 | Altus Power America Management, LLC | IPP Non-CHP | 48 Ayers Village Road | Methuen | Essex | Massachusetts | 1844 | solar | Solar = 2 MW | Solar Photovoltaic | 2 | 2 | [9 empty] | 2 |  |  | EIA-860, EIA-860M and EIA-923 | 202406 | -71.1775 | 42.7919
-8052017.0678 | 5179638.8179 | 42394 | 59464 | Monson Solar | 60281 | Altus Power America Management, LLC | IPP Non-CHP | 4 Macomber Road | Monson | Hampden | Massachusetts | 1057 | solar | Solar = 3 MW | Solar Photovoltaic | 3 | 3 | [9 empty] | 3 |  |  | EIA-860, EIA-860M and EIA-923 | 202406 | -72.3325 | 42.1244
-7898829.092 | 5109439.3971 | 42395 | 59465 | Sullivan Solar | 60281 | Altus Power America Management, LLC | IPP Non-CHP | 500 Hathaway Road | New Bedford | Bristol | Massachusetts | 2740 | solar | Solar = 1.5 MW | Solar Photovoltaic | 1.5 | 1.5 | [9 empty] | 1.5 |  |  | EIA-860, EIA-860M and EIA-923 | 202406 | -70.9564 | 41.655
-8014075.7118 | 5260278.5755 | 42396 | 59466 | Winchendon Solar | 60281 | Altus Power America Management, LLC | IPP Non-CHP | 800 Spring St. | Winchendon | Worcester | Massachusetts | 1543 | solar | Solar = 1.9 MW | Solar Photovoltaic | 1.9 | 1.9 | [9 empty] | 1.9 |  |  | EIA-860, EIA-860M and EIA-923 | 202406 | -71.9917 | 42.6594
-9464846.9756 | 5148920.1735 | 42397 | 59467 | Coldwater Peaking Plant | 3915 | Coldwater Board of Public Util | Electric Utility | 250 North Filmore Road | Coldwater | Branch | Michigan | 49036 | natural gas | Natural Gas = 12.9 MW | Natural Gas Internal Combustion Engine | 12.9 | 12.9 | [6 empty] | 12.9 | [5 empty] | EIA-860, EIA-860M and EIA-923 | 202406 | -85.0242 | 41.9194
-8020012.7142 | 5231770.9649 | 42398 | 59468 | KS Solar Six LLC | 59232 | Kearsarge Solar LLC | IPP Non-CHP | 95 Williamsville Road | Hubbardston | Worcester | Massachusetts | 1452 | solar | Solar = 2 MW | Solar Photovoltaic | 2 | 2 | [9 empty] | 2 |  |  | EIA-860, EIA-860M and EIA-923 | 202406 | -72.045 | 42.4708
-13063063.9459 | 4120779.8013 | 42399 | 59469 | Alamo Solar | 60453 | Onward Energy | IPP Non-CHP | 14523 Melrose Road | Oro Grande | San Bernardino | California | 92368 | solar | Solar = 20 MW | Solar Photovoltaic | 20 | 20 | [9 empty] | 20 |  |  | EIA-860, EIA-860M and EIA-923 | 202406 | -117.3475 | 34.6822
-8511488.2661 | 5235796.3233 | 42400 | 59470 | Cornell Snyder Road Solar Array | 59237 | Ulysses Solar, LLC | IPP Non-CHP | 800 Snyder Road | Lansing | Tompkins | New York | 14850 | solar | Solar = 1.8 MW | Solar Photovoltaic | 1.8 | 1.8 | [9 empty] | 1.8 |  |  | EIA-860, EIA-860M and EIA-923 | 202406 | -76.46 | 42.4975
-13262604.1331 | 4740031.1303 | 42401 | 59472 | Ft. Churchill PV | 17166 | Sierra Pacific Power Co | Commercial Non-CHP | 189 Sierra Way | Yerington | Lyon | Nevada | 89447 | solar | Solar = 19.5 MW | Solar Photovoltaic | 19.9 | 19.5 | [9 empty] | 19.5 |  |  | EIA-860, EIA-860M and EIA-923 | 202406 | -119.14 | 39.1281
-13582091.0717 | 4485204.8958 | 42402 | 59473 | Apple Campus 2 PV | 57369 | Apple, Inc | Industrial Non-CHP | Wolfe Road & Homestead Road | Cupertino | Santa Clara | California | 95014 | solar | Solar = 12.4 MW | Solar Photovoltaic | 14.4 | 12.4 | [9 empty] | 12.4 |  |  | EIA-860, EIA-860M and EIA-923 | 202406 | -122.01 | 37.33
-9033576.6779 | 4261476.342 | 42403 | 59474 | Apple Data Center PV3 | 57369 | Apple, Inc | Commercial Non-CHP | 3123 Kelly Blvd | Conover | Catawba | North Carolina | 28613 | solar | Solar = 17.5 MW | Solar Photovoltaic | 17.5 | 17.5 | [9 empty] | 17.5 |  |  | EIA-860, EIA-860M and EIA-923 | 202406 | -81.15 | 35.715
-11243423.1929 | 4334232.224 | 42404 | 59475 | Palo Duro Wind | 59238 | Palo Duro Wind | IPP Non-CHP | 14535 FM 1267 | Perryton | Ochiltree | Texas | 79070 | wind | Wind = 249.9 MW | Onshore Wind Turbine | 249.9 | 249.9 | [10 empty] | 249.9 |  | EIA-860, EIA-860M and EIA-923 | 202406 | -101.0014 | 36.2439
-8121406.18 | 5394487.2114 | 42405 | 59476 | Clarendon Solar Farm | 59240 | Clarendon Solar Farm, LLC | IPP Non-CHP | 1881 Route 7B Central | North Clarendon | Rutland | Vermont | 5759 | solar | Solar = 2 MW | Solar Photovoltaic | 2 | 2 | [9 empty] | 2 |  |  | EIA-860, EIA-860M and EIA-923 | 202406 | -72.9558 | 43.5397
-8143731.9718 | 5531622.3873 | 42406 | 59477 | Claire Solar Farm | 59241 | Claire Solar Partners LLC | IPP Non-CHP | 1545 Hinesburg Road | South Burlington | Chittenden | Vermont | 5403 | solar | Solar = 2.1 MW | Solar Photovoltaic | 2.2 | 2.1 | [9 empty] | 2.1 |  |  | EIA-860, EIA-860M and EIA-923 | 202406 | -73.1564 | 44.4261
-9450468.1709 | 4837082.2247 | 42407 | 59478 | IMPA Richmond Solar Park | 9234 | Indiana Municipal Power Agency | Electric Utility | 2000 South US 27 | Richmond | Wayne | Indiana | 47374 | solar | Solar = 1 MW | Solar Photovoltaic | 1 | 1 | [9 empty] | 1 |  |  | EIA-860, EIA-860M and EIA-923 | 202406 | -84.895 | 39.8011
-9548398.376 | 4897437.345 | 42408 | 59479 | IMPA Frankton Solar Park | 9234 | Indiana Municipal Power Agency | Electric Utility | 711 Lafayette Avenue | Frankton | Madison | Indiana | 46044 | solar | Solar = 1 MW | Solar Photovoltaic | 1 | 1 | [9 empty] | 1 |  |  | EIA-860, EIA-860M and EIA-923 | 202406 | -85.7747 | 40.2164
-9699978.453 | 5004396.2951 | 42409 | 59480 | IMPA Rensselaer Solar Park | 9234 | Indiana Municipal Power Agency | Electric Utility | 1324 East Maple Street | Rensselaer | Jasper | Indiana | 47978 | solar | Solar = 1 MW | Solar Photovoltaic | 1 | 1 | [9 empty] | 1 |  |  | EIA-860, EIA-860M and EIA-923 | 202406 | -87.1364 | 40.9461
-9578547.4789 | 4978149.0776 | 42410 | 59481 | IMPA Peru Solar Park | 9234 | Indiana Municipal Power Agency | Electric Utility | 800 Jackson Avenue | Peru | Miami | Indiana | 46970 | solar | Solar = 3 MW | Solar Photovoltaic | 3 | 3 | [9 empty] | 3 |  |  | EIA-860, EIA-860M and EIA-923 | 202406 | -86.0456 | 40.7678
-9655574.3327 | 4571815.8991 | 42411 | 59482 | IMPA Tell City Solar Park | 9234 | Indiana Municipal Power Agency | Electric Utility | 53 Old Indiana 237 | Tell City | Perry | Indiana | 47586 | solar | Solar = 1.1 MW | Solar Photovoltaic | 1.1 | 1.1 | [9 empty] | 1.1 |  |  | EIA-860, EIA-860M and EIA-923 | 202406 | -86.7375 | 37.9461
-9672241.3095 | 4873655.2308 | 42412 | 59483 | IMPA Crawfordsville Solar Park | 9234 | Indiana Municipal Power Agency | Electric Utility | 500 Memorial Drive | Crawfordsville | Montgomery | Indiana | 47933 | solar | Solar = 3 MW | Solar Photovoltaic | 3 | 3 | [9 empty] | 3 |  |  | EIA-860, EIA-860M and EIA-923 | 202406 | -86.8872 | 40.0531
-8074988.1787 | 5213866.8517 | 42413 | 59484 | Hadley Solar NG, LLC | 59254 | NuGen Capital Management | IPP Non-CHP | 146 Mill Valley Road | Hadley | Hampshire | Massachusetts | 1035 | solar | Solar = 2 MW | Solar Photovoltaic | 2.7 | 2 | [9 empty] | 2 |  |  | EIA-860, EIA-860M and EIA-923 | 202406 | -72.5389 | 42.3521
-7988534.0112 | 5248470.4956 | 42414 | 59485 | 265 Pleasant Solar NG, LLC | 59254 | NuGen Capital Management | IPP Non-CHP | 265 Pleasant Rd | Lunenburg | Worcester | Massachusetts | 1462 | solar | Solar = 0.9 MW | Solar Photovoltaic | 1 | 0.9 | [9 empty] | 0.9 |  |  | EIA-860, EIA-860M and EIA-923 | 202406 | -71.7622 | 42.5814
-8661645.9027 | 4150149.0383 | 42415 | 59486 | Lanier Solar | 61060 | Cypress Creek Renewables | IPP Non-CHP | Jackson Store Road | Beulaville | Duplin | North Carolina | 28518 | solar | Solar = 4.9 MW | Solar Photovoltaic | 4.9 | 4.9 | [9 empty] | 4.9 |  |  | EIA-860, EIA-860M and EIA-923 | 202406 | -77.8089 | 34.8989
-8681807.087 | 4223002.3767 | 42416 | 59487 | Highwater Solar I | 61060 | Cypress Creek Renewables | IPP Non-CHP | Belfast Road | Stoney Creek | Wayne | North Carolina | 27530 | solar | Solar = 4.9 MW | Solar Photovoltaic | 4.9 | 4.9 | [9 empty] | 4.9 |  |  | EIA-860, EIA-860M and EIA-923 | 202406 | -77.99 | 35.4339
-8675004.2416 | 4111270.1349 | 42417 | 59488 | Bearford Solar II | 59247 | Bearford Solar II, LLC | IPP Non-CHP | 478 Old Savannah Road | Burgaw | Pender | North Carolina | 28425 | solar | Solar = 4.9 MW | Solar Photovoltaic | 4.9 | 4.9 | [9 empty] | 4.9 |  |  | EIA-860, EIA-860M and EIA-923 | 202406 | -77.9289 | 34.6119
-9303495.4962 | 5105301.6427 | 42418 | 59489 | Anthony Wayne Solar #1 | 59244 | GEM Energy LLC | IPP Non-CHP | 671 Spencer Street | Toledo | Lucas | Ohio | 43609 | solar | Solar = 1.7 MW | Solar Photovoltaic | 1.7 | 1.7 | [9 empty] | 1.7 |  |  | EIA-860, EIA-860M and EIA-923 | 202406 | -83.5747 | 41.6272
-13054869.6068 | 5531449.2106 | 42419 | 59490 | Jett Creek Windfarm (Burnt River) | 59860 | Jett Creek | IPP Non-CHP | 5980 Hwy 30 | Huntington | Baker | Oregon | 97907 | wind | Wind = 10 MW | Onshore Wind Turbine | 10 | 10 | [10 empty] | 10 |  | EIA-860, EIA-860M and EIA-923 | 202406 | -117.2739 | 44.425
-13062661.9712 | 5522404.3297 | 42420 | 59491 | Benson Creek Windfarm (Burnt River) | 59861 | Benson Creek | IPP Non-CHP | 5980 Hwy 30 | Huntington | Baker | Oregon | 97907 | wind | Wind = 10 MW | Onshore Wind Turbine | 10 | 10 | [10 empty] | 10 |  | EIA-860, EIA-860M and EIA-923 | 202406 | -117.3439 | 44.3669
-13060342.8522 | 5520241.9667 | 42421 | 59492 | Durbin Creek Windfarm (Burnt River) | 59862 | Durbin Creek | IPP Non-CHP | 5980 Hwy 30 | Huntington | Baker | Oregon | 97907 | wind | Wind = 10 MW | Onshore Wind Turbine | 10 | 10 | [10 empty] | 10 |  | EIA-860, EIA-860M and EIA-923 | 202406 | -117.3231 | 44.3531
-13052766.893 | 5530366.8919 | 42422 | 59493 | Prospector Windfarm (Burnt River) | 59863 | Prospector | IPP Non-CHP | 5980 Hwy 30 | Huntington | Baker | Oregon | 97907 | wind | Wind = 10 MW | Onshore Wind Turbine | 10 | 10 | [10 empty] | 10 |  | EIA-860, EIA-860M and EIA-923 | 202406 | -117.255 | 44.4181
-13054776.8777 | 5524740.4071 | 42423 | 59494 | Willow Spring Windfarm (Burnt River) | 59864 | Willow Spring | IPP Non-CHP | 5980 Hwy 30 | Huntington | Baker | Oregon | 97907 | wind | Wind = 10 MW | Onshore Wind Turbine | 10 | 10 | [10 empty] | 10 |  | EIA-860, EIA-860M and EIA-923 | 202406 | -117.2731 | 44.3819
-8041101.5238 | 5074036.6969 | 42424 | 59495 | Antares-GRE 314 East Lyme LLC | 61944 | MN8 Energy LLC | IPP Non-CHP | 20 Farm Meadow Road | East Lyme | New London | Connecticut | 6333 | solar | Solar = 4 MW | Solar Photovoltaic | 4 | 4 | [9 empty] | 4 |  |  | EIA-860, EIA-860M and EIA-923 | 202406 | -72.2344 | 41.4169
-12443942.0075 | 5437157.4089 | 42425 | 59496 | BYUI Central Energy Facility | 59251 | Brigham Young Univ Idaho | Commercial CHP | 425 South 1st West | Rexburg | Madison | Idaho | 83460 | natural gas | Natural Gas = 4.6 MW | Natural Gas Fired Combustion Turbine | 5.6 | 4.6 | [6 empty] | 4.6 | [5 empty] | EIA-860, EIA-860M and EIA-923 | 202406 | -111.7858 | 43.8169
-8583834.8031 | 4185754.7497 | 42426 | 59497 | Andrew Solar | 61060 | Cypress Creek Renewables | IPP Non-CHP | 790 Washington Post Road | New Bern | Craven | North Carolina | 28560 | solar | Solar = 5 MW | Solar Photovoltaic | 5 | 5 | [9 empty] | 5 |  |  | EIA-860, EIA-860M and EIA-923 | 202406 | -77.1099 | 35.1608
-8698482.7467 | 4273109.0122 | 42427 | 59498 | Tracy Solar | 61060 | Cypress Creek Renewables | IPP Non-CHP | 8928 Winters Road | Bailey | Nash | North Carolina | 27807 | solar | Solar = 10 MW | Solar Photovoltaic | 10 | 10 | [9 empty] | 10 |  |  | EIA-860, EIA-860M and EIA-923 | 202406 | -78.1398 | 35.7998
-8704315.888 | 4230261.0288 | 42428 | 59499 | Candace Solar | 61060 | Cypress Creek Renewables | IPP Non-CHP | 4838 US70-ALT | Princeton | Johnston | North Carolina | 27569 | solar | Solar = 5 MW | Solar Photovoltaic | 5 | 5 | [9 empty] | 5 |  |  | EIA-860, EIA-860M and EIA-923 | 202406 | -78.1922 | 35.487
-8699278.0131 | 4319825.6541 | 42429 | 59500 | Sarah Solar | 66042 | USF Surry, LLC | IPP Non-CHP | 171 Brewer Road | Louisburg | Franklin | North Carolina | 27549 | solar | Solar = 5 MW | Solar Photovoltaic | 5 | 5 | [9 empty] | 5 |  |  | EIA-860, EIA-860M and EIA-923 | 202406 | -78.1469 | 36.1394
-8717862.2455 | 4230253.3728 | 42430 | 59501 | Nitro Solar | 66042 | USF Surry, LLC | IPP Non-CHP | 1990 Yelverton Grove Road | Smitfield | Johnston | North Carolina | 27577 | solar | Solar = 5 MW | Solar Photovoltaic | 5 | 5 | [9 empty] | 5 |  |  | EIA-860, EIA-860M and EIA-923 | 202406 | -78.3139 | 35.4869
-8721603.8049 | 4334896.2903 | 42431 | 59502 | Melinda Solar | 61060 | Cypress Creek Renewables | IPP Non-CHP | 433 Foster Road | Henderson | Vance | North Carolina | 27537 | solar | Solar = 5 MW | Solar Photovoltaic | 5 | 5 | [9 empty] | 5 |  |  | EIA-860, EIA-860M and EIA-923 | 202406 | -78.3475 | 36.2487
-8863413.7042 | 4340902.4884 | 42432 | 59503 | Jacob Solar | 61060 | Cypress Creek Renewables | IPP Non-CHP | 200 Berry Lane | Reidsville | Rockingham | North Carolina | 27320 | solar | Solar = 5 MW | Solar Photovoltaic | 5 | 5 | [9 empty] | 5 |  |  | EIA-860, EIA-860M and EIA-923 | 202406 | -79.6214 | 36.2922
-8579871.8292 | 4193368.942 | 42433 | 59504 | Porter Solar | 61060 | Cypress Creek Renewables | IPP Non-CHP | 1101 Askins Brick Road | New Bern | Craven | North Carolina | 28560 | solar | Solar = 5 MW | Solar Photovoltaic | 5 | 5 | [9 empty] | 5 |  |  | EIA-860, EIA-860M and EIA-923 | 202406 | -77.0743 | 35.2167
-8679614.093 | 4360227.8831 | 42434 | 59505 | Sun Devil Solar | 61060 | Cypress Creek Renewables | IPP Non-CHP | US Highway 158 | Littleton | Warren | North Carolina | 27850 | solar | Solar = 5 MW | Solar Photovoltaic | 5 | 5 | [9 empty] | 5 |  |  | EIA-860, EIA-860M and EIA-923 | 202406 | -77.9703 | 36.432
-8772844.1665 | 4173629.1616 | 42435 | 59506 | Quincy Solar | 61060 | Cypress Creek Renewables | IPP Non-CHP | 22220 Dunn Road | Fayetteville | Cumberland | North Carolina | 28312 | solar | Solar = 4 MW | Solar Photovoltaic | 4 | 4 | [9 empty] | 4 |  |  | EIA-860, EIA-860M and EIA-923 | 202406 | -78.8078 | 35.0717
-8699907.6362 | 4360476.9346 | 42436 | 59507 | Kenneth Solar | 61060 | Cypress Creek Renewables | IPP Non-CHP | 912 Warren Plains Road | Warrenton | Warren | North Carolina | 27589 | solar | Solar = 3 MW | Solar Photovoltaic | 3 | 3 | [9 empty] | 3 |  |  | EIA-860, EIA-860M and EIA-923 | 202406 | -78.1526 | 36.4338
-8703213.825 | 4285743.4143 | 42437 | 59508 | Chei Solar | 61060 | Cypress Creek Renewables | IPP Non-CHP | 2440 Whitley Wilder Loop Road | Middlesex | Nash | North Carolina | 27557 | solar | Solar = 5 MW | Solar Photovoltaic | 5 | 5 | [9 empty] | 5 |  |  | EIA-860, EIA-860M and EIA-923 | 202406 | -78.1823 | 35.8918
-8740873.2088 | 4254390.3282 | 42438 | 59509 | Murdock Solar | 61060 | Cypress Creek Renewables | IPP Non-CHP | 2780 Guy Road | Clayton | Johnston | North Carolina | 27520 | solar | Solar = 4 MW | Solar Photovoltaic | 4 | 4 | [9 empty] | 4 |  |  | EIA-860, EIA-860M and EIA-923 | 202406 | -78.5206 | 35.6633
-8857324.5281 | 4339866.6982 | 42439 | 59510 | Husky Solar | 61060 | Cypress Creek Renewables | IPP Non-CHP | NC Highway 87 | Reidsville | Rockingham | North Carolina | 27320 | solar | Solar = 5 MW | Solar Photovoltaic | 5 | 5 | [9 empty] | 5 |  |  | EIA-860, EIA-860M and EIA-923 | 202406 | -79.5667 | 36.2847
-9090906.2156 | 4188165.117 | 42440 | 59511 | Beetle Solar | 61060 | Cypress Creek Renewables | IPP Non-CHP | 1926 Bachelor Road | Mooresboro | Cleveland | North Carolina | 28111 | solar | Solar = 4 MW | Solar Photovoltaic | 4 | 4 | [9 empty] | 4 |  |  | EIA-860, EIA-860M and EIA-923 | 202406 | -81.665 | 35.1785
-8739782.2778 | 4217895.3133 | 42441 | 59512 | Happy Solar | 61060 | Cypress Creek Renewables | IPP Non-CHP | 831 Ivey Road | Four Oaks | Johnston | North Carolina | 27524 | solar | Solar = 4 MW | Solar Photovoltaic | 4 | 4 | [9 empty] | 4 |  |  | EIA-860, EIA-860M and EIA-923 | 202406 | -78.5108 | 35.3965
-8585732.1325 | 4278208.2508 | 42442 | 59513 | Meadows PV 1 | 59263 | Fresh Air Energy XVIII, LLC | IPP Non-CHP | 1245 Meadows Road | Williamston | Martin | North Carolina | 27892 | solar | Solar = 20 MW | Solar Photovoltaic | 20 | 20 | [9 empty] | 20 |  |  | EIA-860, EIA-860M and EIA-923 | 202406 | -77.1269 | 35.8369
-8601718.9472 | 4274051.5546 | 42443 | 59514 | Flat Meeks PV 1 | 58970 | Ecoplexus, Inc | IPP Non-CHP | 2201 Parmele Road | Robersonville | Martin | North Carolina | 27871 | solar | Solar = 5 MW | Solar Photovoltaic | 5 | 5 | [9 empty] | 5 |  |  | EIA-860, EIA-860M and EIA-923 | 202406 | -77.2706 | 35.8067
-8582763.687 | 4358567.6876 | 42444 | 59515 | Benthall Bridge PV 1 | 58970 | Ecoplexus, Inc | IPP Non-CHP | 239 Benthall Bridge Rd. | Murfreesboro | Hertford | North Carolina | 27855 | solar | Solar = 5 MW | Solar Photovoltaic | 5 | 5 | [9 empty] | 5 |  |  | EIA-860, EIA-860M and EIA-923 | 202406 | -77.1003 | 36.42
-8644607.7867 | 4358337.079 | 42445 | 59516 | American Legion PV 1 | 58970 | Ecoplexus, Inc | IPP Non-CHP | 508 American Legion Road | Roanoke Rapids | Halifax | North Carolina | 27870 | solar | Solar = 16 MW | Solar Photovoltaic | 16 | 16 | [9 empty] | 16 |  |  | EIA-860, EIA-860M and EIA-923 | 202406 | -77.6558 | 36.4183
-8578310.9073 | 4337875.2225 | 42446 | 59517 | Baker PV 1 | 58970 | Ecoplexus, Inc | IPP Non-CHP | 1029 NC11 S | Aulander | Hertford | North Carolina | 27805 | solar | Solar = 5 MW | Solar Photovoltaic | 5 | 5 | [9 empty] | 5 |  |  | EIA-860, EIA-860M and EIA-923 | 202406 | -77.0603 | 36.2703
-8447015.6905 | 4332813.6801 | 42447 | 59518 | Grandy PV 1 | 58970 | Ecoplexus, Inc | IPP Non-CHP | 6562 Caratoke Hwy | Grandy | Currituck | North Carolina | 27939 | solar | Solar = 20 MW | Solar Photovoltaic | 20 | 20 | [9 empty] | 20 |  |  | EIA-860, EIA-860M and EIA-923 | 202406 | -75.8808 | 36.2336
-9031814.1564 | 4261019.3817 | 42448 | 59519 | Old Catawba PV 1 | 58970 | Ecoplexus, Inc | IPP Non-CHP | 3414 Old Catawba Road | Claremont | Catawba | North Carolina | 58610 | solar | Solar = 3.5 MW | Solar Photovoltaic | 3.5 | 3.5 | [9 empty] | 3.5 |  |  | EIA-860, EIA-860M and EIA-923 | 202406 | -81.1342 | 35.7117
-8852280.5307 | 4317030.9807 | 42449 | 59520 | Manning PV 1 | 58970 | Ecoplexus, Inc | IPP Non-CHP | 911 Manning Ave. | Elon | Alamance | North Carolina | 27244 | solar | Solar = 5 MW | Solar Photovoltaic | 5 | 5 | [9 empty] | 5 |  |  | EIA-860, EIA-860M and EIA-923 | 202406 | -79.5214 | 36.1192
-8883759.2336 | 4237357.305 | 42450 | 59521 | Little River PV 1 | 58970 | Ecoplexus, Inc | IPP Non-CHP | 1128 Little River Road | Randolph | Randolph | North Carolina | 27205 | solar | Solar = 5 MW | Solar Photovoltaic | 5 | 5 | [9 empty] | 5 |  |  | EIA-860, EIA-860M and EIA-923 | 202406 | -79.8042 | 35.5389
-13393528.2107 | 4375835.4805 | 42451 | 59522 | Giffen Solar Park | 59257 | Giffen Solar Park, LLC | IPP Non-CHP | 30336 West Mountain View Ave | Cantua Creek | Fresno | California | 93210 | solar | Solar = 20 MW | Solar Photovoltaic | 20 | 20 | [9 empty] | 20 |  |  | EIA-860, EIA-860M and EIA-923 | 202406 | -120.3161 | 36.5447
-13384684.5451 | 4353995.7284 | 42452 | 59523 | Five Points Solar Park | 59258 | Five Points Solar Park, LLC | IPP Non-CHP | 24117 W. Excelsior Ave. | Five Points | Fresno | California | 93210 | solar | Solar = 60 MW | Solar Photovoltaic | 60 | 60 | [9 empty] | 60 |  |  | EIA-860, EIA-860M and EIA-923 | 202406 | -120.2367 | 36.3869
-13341084.3741 | 4247363.6721 | 42453 | 59524 | Blackwell Solar Park | 56769 | Consolidated Edison Development Inc. | IPP Non-CHP | 17795 Highway 46 | Lost Hills | Kern | California | 93249 | solar | Solar = 20 MW | Solar Photovoltaic | 20 | 20 | [9 empty] | 20 |  |  | EIA-860, EIA-860M and EIA-923 | 202406 | -119.845 | 35.612
-13464896.3608 | 4440423.2408 | 42454 | 59525 | Wright Solar Park | 59260 | Wright Solar Park LLC | IPP Non-CHP | 17011 Volta Road | Los Banos | Merced | California | 93635 | solar | Solar = 200 MW | Solar Photovoltaic | 200 | 200 | [9 empty] | 200 |  |  | EIA-860, EIA-860M and EIA-923 | 202406 | -120.9572 | 37.0094
-8653358.7232 | 4318141.073 | 42455 | 59526 | Whitakers | 65411 | Duke Energy Renewables Services | IPP Non-CHP | 16080-16240 Watsonseed Road | Whitakers | Nash | North Carolina | 27891 | solar | Solar = 12 MW | Solar Photovoltaic | 12 | 12 | [9 empty] | 12 |  |  | EIA-860, EIA-860M and EIA-923 | 202406 | -77.7344 | 36.1272
-8595194.2892 | 4321012.8198 | 42456 | 59527 | Kelford | 65411 | Duke Energy Renewables Services | IPP Non-CHP | 3656 Governors Road | Lewiston Woodville | Bertie | North Carolina | 27847 | solar | Solar = 20 MW | Solar Photovoltaic | 20 | 20 | [9 empty] | 20 |  |  | EIA-860, EIA-860M and EIA-923 | 202406 | -77.2119 | 36.1481
-13144234.445 | 4116268.342 | 42457 | 59528 | Solar Oasis LLC | 64659 | Solar Oasis, LLC | IPP Non-CHP | 2801 E. Ave. M | Palmdale | Los Angeles | California | 93550 | solar | Solar = 20 MW | Solar Photovoltaic | 20 | 20 | [9 empty] | 20 |  |  | EIA-860, EIA-860M and EIA-923 | 202406 | -118.0767 | 34.6489
-12508476.4766 | 5279725.0792 | 42458 | 59529 | Bannock County LFG to Energy | 59239 | Bannock County Landfill | Commercial Non-CHP | 1500 N. Fort Hall Mine Rd | Pocatello | Bannock | Idaho | 83204 | biomass | Biomass = 2.8 MW | Landfill Gas | 3.2 | 2.8 |  | 2.8 | [10 empty] | EIA-860, EIA-860M and EIA-923 | 202406 | -112.3656 | 42.7878
-8494357.4209 | 4337108.115 | 42459 | 59530 | Pasquotank | 65411 | Duke Energy Renewables Services | IPP Non-CHP | 953 Foreman Bundy Road | Elizabeth City | Pasquotank | North Carolina | 27906 | solar | Solar = 20 MW | Solar Photovoltaic | 20 | 20 | [9 empty] | 20 |  |  | EIA-860, EIA-860M and EIA-923 | 202406 | -76.3061 | 36.2647
-13353886.1156 | 4430901.5957 | 42460 | 59531 | Borden Solar Farm | 59272 | 41MB 8me, LLC | IPP Non-CHP | 13282 Road 33 | Madera | Madera | California | 9363 | solar | Solar = 50 MW | Solar Photovoltaic | 50 | 50 | [9 empty] | 50 |  |  | EIA-860, EIA-860M and EIA-923 | 202406 | -119.96 | 36.9411
-13130721.4833 | 4197793.7101 | 42461 | 59532 | Springbok Solar Farm 1 | 59273 | 62SK 8me, LLC | IPP Non-CHP | 29999 Neuralia Rd. | Cantil | Kern | California | 93519 | solar | Solar = 105 MW | Solar Photovoltaic | 105 | 105 | [9 empty] | 105 |  |  | EIA-860, EIA-860M and EIA-923 | 202406 | -117.9553 | 35.2492
-8704318.337 | 4232646.1372 | 42462 | 59533 | Princeton | 66042 | USF Surry, LLC | IPP Non-CHP | 4250 Bizzell Grove Chruch Rd | Princeton | Johnston | North Carolina | 27589 | solar | Solar = 5 MW | Solar Photovoltaic | 5 | 5 | [9 empty] | 5 |  |  | EIA-860, EIA-860M and EIA-923 | 202406 | -78.1922 | 35.5044
-8728746.8427 | 4222812.6071 | 42463 | 59534 | 4Oaks | 66042 | USF Surry, LLC | IPP Non-CHP | 1141 Keen Road | Four Oaks | Johnston | North Carolina | 27524 | solar | Solar = 5 MW | Solar Photovoltaic | 5 | 5 | [9 empty] | 5 |  |  | EIA-860, EIA-860M and EIA-923 | 202406 | -78.4117 | 35.4325
-9192206.9523 | 3738432.3502 | 42464 | 59535 | SR Hazlehurst | 59274 | SR Hazlehurst, LLC | IPP Non-CHP | 192 Hinson Farm Rd. | Hazlehurst | Jeff Davis | Georgia | 31539 | solar | Solar = 20 MW | Solar Photovoltaic | 20 | 20 | [9 empty] | 20 |  |  | EIA-860, EIA-860M and EIA-923 | 202406 | -82.575 | 31.8103
-13076082.0924 | 4102632.1147 | 42465 | 59536 | Coronus Adelanto West 1 | 65305 | Clean Focus Yield, LLC | IPP Non-CHP | 9001 Cassia Road Unit #1 | Adelanto | San Bernardino | California | 92301 | solar | Solar = 1.5 MW | Solar Photovoltaic | 1.5 | 1.5 | [9 empty] | 1.5 |  |  | EIA-860, EIA-860M and EIA-923 | 202406 | -117.4644 | 34.5481
-13076082.0924 | 4102632.1147 | 42466 | 59537 | Coronus Adelanto West 2 | 65305 | Clean Focus Yield, LLC | IPP Non-CHP | 9001 Cassia Road, Unit #2 | Adelanto | San Bernardino | California | 92301 | solar | Solar = 1.5 MW | Solar Photovoltaic | 1.5 | 1.5 | [9 empty] | 1.5 |  |  | EIA-860, EIA-860M and EIA-923 | 202406 | -117.4644 | 34.5481
-13055951.8549 | 4014860.7875 | 42467 | 59539 | Park Meridian #1 | 60281 | Altus Power America Management, LLC | IPP Non-CHP | 15001 Meridian Parkway | Riverside | Riverside | California | 92518 | solar | Solar = 1.5 MW | Solar Photovoltaic | 1.5 | 1.5 | [9 empty] | 1.5 |  |  | EIA-860, EIA-860M and EIA-923 | 202406 | -117.2836 | 33.8961
-13085915.3883 | 4042274.8724 | 42468 | 59540 | Rancho Cucamonga Dist #1 | 60281 | Altus Power America Management, LLC | IPP Non-CHP | 8449 Milliken | Rancho Cucamonga | San Bernardino | California | 91730 | solar | Solar = 1.8 MW | Solar Photovoltaic | 1.8 | 1.8 | [9 empty] | 1.8 |  |  | EIA-860, EIA-860M and EIA-923 | 202406 | -117.5528 | 34.1003
-13091914.2843 | 4034136.9681 | 42469 | 59541 | Terra Francesco | 60281 | Altus Power America Management, LLC | IPP Non-CHP | 1801 S Carlo Ave | Ontario | San Bernardino | California | 92824 | solar | Solar = 1.5 MW | Solar Photovoltaic | 1.5 | 1.5 | [9 empty] | 1.5 |  |  | EIA-860, EIA-860M and EIA-923 | 202406 | -117.6067 | 34.0397
-9207266.0303 | 4253595.6652 | 42470 | 59542 | Innovative Solar 6 | 61060 | Cypress Creek Renewables | IPP Non-CHP | 2951-2965 New Leicester Hwy | Leicester | Buncombe | North Carolina | 28748 | solar | Solar = 3.6 MW | Solar Photovoltaic | 3.6 | 3.6 | [9 empty] | 3.6 |  |  | EIA-860, EIA-860M and EIA-923 | 202406 | -82.7103 | 35.6575
-7951613.121 | 5232148.2647 | 42471 | 59543 | Acton Solar Landfill | 59286 | Heliovaas LLC | Commercial Non-CHP | 14 Forest Road | Acton | Middlesex | Massachusetts | 1720 | solar | Solar = 1.5 MW | Solar Photovoltaic | 1.5 | 1.5 | [9 empty] | 1.5 |  |  | EIA-860, EIA-860M and EIA-923 | 202406 | -71.4306 | 42.4733
-8274254.0747 | 4932527.4966 | 42472 | 59544 | Parlin Solar LLC | 59287 | Laurel Capital Partners | IPP Non-CHP | 250 Cheesequake Road | Sayreville | Middlesex | New Jersey | 8859 | solar | Solar = 1.2 MW | Solar Photovoltaic | 1.3 | 1.2 | [9 empty] | 1.2 |  |  | EIA-860, EIA-860M and EIA-923 | 202406 | -74.3289 | 40.4567
-9329191.8196 | 4850534.4781 | 42473 | 59545 | Springfield Solar LLC | 59287 | Laurel Capital Partners | IPP Non-CHP | One Assurant Way | Springfield | Clark | Ohio | 45506 | solar | Solar = 1.5 MW | Solar Photovoltaic | 1.5 | 1.5 | [9 empty] | 1.5 |  |  | EIA-860, EIA-860M and EIA-923 | 202406 | -83.8056 | 39.8939
-8941614.422 | 4966927.6289 | 42474 | 59546 | Beaver Solar LLC | 59287 | Laurel Capital Partners | IPP Non-CHP | 1 Tuscarawas Road | Beaver | Beaver | Pennsylvania | 15009 | solar | Solar = 1.3 MW | Solar Photovoltaic | 1.3 | 1.3 | [9 empty] | 1.3 |  |  | EIA-860, EIA-860M and EIA-923 | 202406 | -80.3239 | 40.6914
-9726880.7004 | 4956533.8392 | 42475 | 59547 | Fowler Ridge IV Wind Farm LLC | 56545 | Pattern Operators LP | IPP Non-CHP | 2870 W. SR 18 | Fowler | Benton | Indiana | 47944 | wind | Wind = 150 MW | Onshore Wind Turbine | 150 | 150 | [10 empty] | 150 |  | EIA-860, EIA-860M and EIA-923 | 202406 | -87.3781 | 40.6206
-8502520.8132 | 4286717.5586 | 42476 | 59548 | Creswell Alligood Solar, LLC | 65411 | Duke Energy Renewables Services | IPP Non-CHP | 1166 Alligood Road | Creswell | Washington | North Carolina | 27928 | solar | Solar = 14 MW | Solar Photovoltaic | 14 | 14 | [9 empty] | 14 |  |  | EIA-860, EIA-860M and EIA-923 | 202406 | -76.3794 | 35.8989
-8584000.5578 | 4279619.6668 | 42477 | 59549 | Everetts Wildcat Solar, LLC | 65411 | Duke Energy Renewables Services | IPP Non-CHP | 4963 Wildcat Road | Williamston | Martin | North Carolina | 27892 | solar | Solar = 5 MW | Solar Photovoltaic | 5 | 5 | [9 empty] | 5 |  |  | EIA-860, EIA-860M and EIA-923 | 202406 | -77.1114 | 35.8472
-13580297.6034 | 4653305.1408 | 42478 | 59550 | Putah Creek Solar Farm | 59290 | Solvida Energy Group/Blue Oak Energy | IPP Non-CHP | 28775 County Road 87 D | Winters | Yolo | California | 95694 | solar | Solar = 2 MW | Solar Photovoltaic | 2 | 2 | [9 empty] | 2 |  |  | EIA-860, EIA-860M and EIA-923 | 202406 | -121.9939 | 38.5211
-8787560.6032 | 4107213.1377 | 42479 | 59551 | FLS Solar 200, LLC | 61012 | AES Distributed Energy | IPP Non-CHP | 3542 Old Whiteville Road | Lumberton | Robeson | North Carolina | 28358 | solar | Solar = 4.3 MW | Solar Photovoltaic | 4.3 | 4.3 | [9 empty] | 4.3 |  |  | EIA-860, EIA-860M and EIA-923 | 202406 | -78.94 | 34.5819
-8790900.1879 | 4109654.7336 | 42480 | 59552 | FLS Solar 170, LLC | 61012 | AES Distributed Energy | IPP Non-CHP | 202 Taylor Drive | Lumberton | Robeson | North Carolina | 28358 | solar | Solar = 2 MW | Solar Photovoltaic | 2 | 2 | [9 empty] | 2 |  |  | EIA-860, EIA-860M and EIA-923 | 202406 | -78.97 | 34.6
-9167994.963 | 4214125.3731 | 42481 | 59553 | Innovative Solar 14, LLC | 61012 | AES Distributed Energy | IPP Non-CHP | 67 Laycock Road | Hendersonville | Henderson | North Carolina | 28792 | solar | Solar = 1.5 MW | Solar Photovoltaic | 2 | 1.5 | [9 empty] | 1.5 |  |  | EIA-860, EIA-860M and EIA-923 | 202406 | -82.3575 | 35.3689
-9101945.4356 | 4207377.4913 | 42482 | 59554 | Innovative Solar 15, LLC | 61012 | AES Distributed Energy | IPP Non-CHP | 306 Ellenboro Henrietta Rd | Ellenboro | Rutherford | North Carolina | 28040 | solar | Solar = 1.5 MW | Solar Photovoltaic | 2 | 1.5 | [9 empty] | 1.5 |  |  | EIA-860, EIA-860M and EIA-923 | 202406 | -81.7642 | 35.3194
-13449620.8776 | 4428773.8998 | 42483 | 59555 | Vega Solar | 59298 | Vega Solar, LLC | IPP Non-CHP | 25100 S. Woo Road | Los Banos | Merced | California | 93635 | solar | Solar = 20 MW | Solar Photovoltaic | 20 | 20 | [9 empty] | 20 |  |  | EIA-860, EIA-860M and EIA-923 | 202406 | -120.82 | 36.9258
-9454580.7582 | 4125631.785 | 42484 | 59556 | Dalton 2 | 7140 | Georgia Power Co | Electric Utility | 925 Looper Bridge Road | Dalton | Murray | Georgia | 30721 | solar | Solar = 6.5 MW | Solar Photovoltaic | 6.5 | 6.5 | [9 empty] | 6.5 |  |  | EIA-860, EIA-860M and EIA-923 | 202406 | -84.9319 | 34.7181
-13582091.0717 | 4485204.8958 | 42485 | 59557 | Apple Campus 2 Fuel Cell | 57369 | Apple, Inc | Industrial Non-CHP | Wolfe Road & Homestead Road | Cupertino | Santa Clara | California | 95014 | biomass | Biomass = 4 MW | Landfill Gas | 4 | 4 |  | 4 | [10 empty] | EIA-860, EIA-860M and EIA-923 | 202406 | -122.01 | 37.33
-11890344.0572 | 4202489.8513 | 42486 | 59558 | Sandoval Solar Energy Center | 59300 | PNM Resources | Electric Utility | 1501 Encino Drive | Rio Rancho | Sandoval | New Mexico | 87124 | solar | Solar = 6.1 MW | Solar Photovoltaic | 6.1 | 6.1 | [9 empty] | 6.1 |  |  | EIA-860, EIA-860M and EIA-923 | 202406 | -106.8128 | 35.2836
-11643369.4104 | 4355532.4067 | 42487 | 59560 | Springer Solar 1 | 17826 | Springer Electric Coop, Inc | Electric Utility | I-25 & East Frontage Road | Springer | Colfax | New Mexico | 87747 | solar | Solar = 0.9 MW | Solar Photovoltaic | 1 | 0.9 | [9 empty] | 0.9 |  |  | EIA-860, EIA-860M and EIA-923 | 202406 | -104.5942 | 36.3981
-8633104.8097 | 4195294.8415 | 42488 | 59561 | Crockett Farm | 64778 | Strata Manager, LLC | IPP Non-CHP | 1465 Hwy 70 East | Kinston | Lenoir | North Carolina | 28501 | solar | Solar = 5 MW | Solar Photovoltaic | 5 | 5 | [9 empty] | 5 |  |  | EIA-860, EIA-860M and EIA-923 | 202406 | -77.5525 | 35.2308
-8845786.9308 | 4128905.089 | 42489 | 59562 | Eastover Farm | 64778 | Strata Manager, LLC | IPP Non-CHP | 3078 S Caledonia Road | Laurinburg | Scotland | North Carolina | 28352 | solar | Solar = 5 MW | Solar Photovoltaic | 5 | 5 | [9 empty] | 5 |  |  | EIA-860, EIA-860M and EIA-923 | 202406 | -79.4631 | 34.7422
-8855681.8977 | 4193894.3646 | 42490 | 59563 | Foxfire Solar Farm | 64778 | Strata Manager, LLC | IPP Non-CHP | 373 Hoffman Road | West End | Moore | North Carolina | 27376 | solar | Solar = 5 MW | Solar Photovoltaic | 5 | 5 | [9 empty] | 5 |  |  | EIA-860, EIA-860M and EIA-923 | 202406 | -79.5519 | 35.2206
-9074301.0211 | 4199384.0446 | 42491 | 59564 | Hutchinson Farm | 64778 | Strata Manager, LLC | IPP Non-CHP | 1200 Earl Road | Shelby | Cleveland | North Carolina | 28152 | solar | Solar = 5 MW | Solar Photovoltaic | 5 | 5 | [9 empty] | 5 |  |  | EIA-860, EIA-860M and EIA-923 | 202406 | -81.5158 | 35.2608
-8727446.1858 | 4222015.7197 | 42492 | 59565 | Keen Farm | 64778 | Strata Manager, LLC | IPP Non-CHP | 1988 Keen Road | Four Oaks | Johnston | North Carolina | 27524 | solar | Solar = 5 MW | Solar Photovoltaic | 5 | 5 | [9 empty] | 5 |  |  | EIA-860, EIA-860M and EIA-923 | 202406 | -78.4 | 35.4267
-8994491.1801 | 4317987.9548 | 42493 | 59566 | Ashley Solar Farm | 59307 | Ashley Solar Farm, LLC | IPP Non-CHP | 1231 Andrew Road | Hamptonville | Yadkin | North Carolina | 27020 | solar | Solar = 4 MW | Solar Photovoltaic | 4 | 4 | [9 empty] | 4 |  |  | EIA-860, EIA-860M and EIA-923 | 202406 | -80.7989 | 36.1261
-8674478.5909 | 4111007.1971 | 42494 | 59567 | Bearford Farm Solar Project | 64778 | Strata Manager, LLC | IPP Non-CHP | 4155 U.S. 117 | Willard | Pender | North Carolina | 28478 | solar | Solar = 5 MW | Solar Photovoltaic | 5 | 5 | [9 empty] | 5 |  |  | EIA-860, EIA-860M and EIA-923 | 202406 | -77.9242 | 34.61
-8836943.1539 | 4082377.2801 | 42495 | 59569 | Whitetail Solar | 64994 | SolRiver Capital LLC | IPP Non-CHP | S. Longstreet and Pocket Road | Dillon | Dillon | South Carolina | 29536 | solar | Solar = 10 MW | Solar Photovoltaic | 10 | 10 | [9 empty] | 10 |  |  | EIA-860, EIA-860M and EIA-923 | 202406 | -79.3836 | 34.3981
-8969506.077 | 4277788.7613 | 42496 | 59570 | Mocksville Solar | 5416 | Duke Energy Carolinas, LLC | Electric Utility | Crawford Road | Mocksville | Davie | North Carolina | 27028 | solar | Solar = 15.4 MW | Solar Photovoltaic | 15.4 | 15.4 | [9 empty] | 15.4 |  |  | EIA-860, EIA-860M and EIA-923 | 202406 | -80.5744 | 35.8339
-7860609.4373 | 5078161.0209 | 42497 | 59573 | Tisbury Landfill Solar | 65305 | Clean Focus Yield, LLC | IPP Non-CHP | 59 Highpoint Lane | Tisbury | Dukes | Massachusetts | 2568 | solar | Solar = 1.1 MW | Solar Photovoltaic | 1.1 | 1.1 | [9 empty] | 1.1 |  |  | EIA-860, EIA-860M and EIA-923 | 202406 | -70.6131 | 41.4447
-9609531.3668 | 5132353.2745 | 42498 | 59574 | Southeast Berrien Generating Facility | 13559 | North American Natural Res | IPP Non-CHP | 1520 Mayflower Road | Niles | Berrien | Michigan | 49120 | biomass | Biomass = 4.6 MW | Landfill Gas | 4.8 | 4.6 |  | 4.6 | [10 empty] | EIA-860, EIA-860M and EIA-923 | 202406 | -86.3239 | 41.8086
-8730725.7693 | 4129394.2841 | 42499 | 59575 | Manway Solar Farm | 64778 | Strata Manager, LLC | IPP Non-CHP | 117 N Carolina 210 | Garland | Bladen | North Carolina | 28441 | solar | Solar = 5 MW | Solar Photovoltaic | 5 | 5 | [9 empty] | 5 |  |  | EIA-860, EIA-860M and EIA-923 | 202406 | -78.4294 | 34.7458
-8880076.5622 | 4275567.4523 | 42500 | 59576 | Millikan Farm | 61060 | Cypress Creek Renewables | IPP Non-CHP | 2014 Naomi Road | Randleman | Randolph | North Carolina | 27317 | solar | Solar = 5 MW | Solar Photovoltaic | 5 | 5 | [9 empty] | 5 |  |  | EIA-860, EIA-860M and EIA-923 | 202406 | -79.7711 | 35.8177
-8938243.8905 | 4227747.2715 | 42501 | 59577 | Misenheimer Farm | 64778 | Strata Manager, LLC | IPP Non-CHP | 24437 N. Carolina 49 | Richfield | Stanly | North Carolina | 28137 | solar | Solar = 5 MW | Solar Photovoltaic | 5 | 5 | [9 empty] | 5 |  |  | EIA-860, EIA-860M and EIA-923 | 202406 | -80.2936 | 35.4686
-8972567.363 | 4160069.0991 | 42502 | 59578 | Monroe Moore Farm | 59462 | Heelstone Energy Holdings, LLC | IPP Non-CHP | 2003 New Town Road | Monroe | Union | North Carolina | 28110 | solar | Solar = 5 MW | Solar Photovoltaic | 5 | 5 | [9 empty] | 5 |  |  | EIA-860, EIA-860M and EIA-923 | 202406 | -80.6019 | 34.9719
-8699896.5042 | 4318102.7588 | 42503 | 59579 | Franklin Solar 2 | 64778 | Strata Manager, LLC | IPP Non-CHP | 2024 White Level Road | Louisburg | Franklin | North Carolina | 27549 | solar | Solar = 2 MW | Solar Photovoltaic | 2 | 2 | [9 empty] | 2 |  |  | EIA-860, EIA-860M and EIA-923 | 202406 | -78.1525 | 36.1269
-8816472.724 | 4311520.1041 | 42504 | 59581 | Stout Farm | 64778 | Strata Manager, LLC | IPP Non-CHP | 203 Redman Crossing Road | Mebane | Orange | North Carolina | 27243 | solar | Solar = 5 MW | Solar Photovoltaic | 5 | 5 | [9 empty] | 5 |  |  | EIA-860, EIA-860M and EIA-923 | 202406 | -79.1997 | 36.0792
-8758741.2116 | 4191699.0921 | 42505 | 59583 | Tart Farm | 64778 | Strata Manager, LLC | IPP Non-CHP | 6903 Moses Road | Godwin | Cumberland | North Carolina | 28344 | solar | Solar = 5 MW | Solar Photovoltaic | 5 | 5 | [9 empty] | 5 |  |  | EIA-860, EIA-860M and EIA-923 | 202406 | -78.6811 | 35.2044
-8715328.6139 | 4233638.1251 | 42506 | 59584 | Wellons Farm | 59329 | Wellons Farm, LLC | IPP Non-CHP | 88 Yelverton Grove Road | Smithfield | Johnston | North Carolina | 27577 | solar | Solar = 5 MW | Solar Photovoltaic | 5 | 5 | [9 empty] | 5 |  |  | EIA-860, EIA-860M and EIA-923 | 202406 | -78.2911 | 35.5117
-8666624.3329 | 4171811.1941 | 42507 | 59586 | Woodland Church Farm | 64778 | Strata Manager, LLC | IPP Non-CHP | 273 Woodland Church Road | Albertson | Duplin | North Carolina | 28508 | solar | Solar = 5 MW | Solar Photovoltaic | 5 | 5 | [9 empty] | 5 |  |  | EIA-860, EIA-860M and EIA-923 | 202406 | -77.8536 | 35.0583
-8983173.6615 | 4328061.1643 | 42508 | 59587 | Yadkin 601 Farm | 59332 | Yadkin 601 Farm, LLC | IPP Non-CHP | 1731 N Oak Ridge Church Road | Yadkinville | Yadkin | North Carolina | 27055 | solar | Solar = 3 MW | Solar Photovoltaic | 3 | 3 | [9 empty] | 3 |  |  | EIA-860, EIA-860M and EIA-923 | 202406 | -80.6972 | 36.1992
-9109335.8253 | 4198967.5582 | 42509 | 59589 | Rutherford Farm | 17650 | Southern Power Co | IPP Non-CHP | 552 Ferry Road | Forest City | Rutherford | North Carolina | 28043 | solar | Solar = 74.8 MW | Solar Photovoltaic | 74.8 | 74.8 | [9 empty] | 74.8 |  |  | EIA-860, EIA-860M and EIA-923 | 202406 | -81.8306 | 35.2578
-8634650.9262 | 4360719.9037 | 42510 | 59591 | Schell Solar Farm | 59462 | Heelstone Energy Holdings, LLC | IPP Non-CHP | 193 Hilltop Drive | Garysburg | Northampton | North Carolina | 27831 | solar | Solar = 5 MW | Solar Photovoltaic | 5 | 5 | [9 empty] | 5 |  |  | EIA-860, EIA-860M and EIA-923 | 202406 | -77.5664 | 36.4356
-8830047.5793 | 4197074.2768 | 42511 | 59592 | Sedberry Farm | 59462 | Heelstone Energy Holdings, LLC | IPP Non-CHP | 399 Airport Road | Carthage | Moore | North Carolina | 28327 | solar | Solar = 5 MW | Solar Photovoltaic | 5 | 5 | [9 empty] | 5 |  |  | EIA-860, EIA-860M and EIA-923 | 202406 | -79.3217 | 35.2439
-8729148.8174 | 4351806.5624 | 42512 | 59593 | Spring Valley Farm 2, LLC | 64778 | Strata Manager, LLC | IPP Non-CHP | 3460 NC Hwy | Henderson | Vance | North Carolina | 27536 | solar | Solar = 5 MW | Solar Photovoltaic | 5 | 5 | [9 empty] | 5 |  |  | EIA-860, EIA-860M and EIA-923 | 202406 | -78.4153 | 36.3711
-9028690.9767 | 4287175.5974 | 42513 | 59595 | Stikeleather Farm | 59340 | Stikeleather Farm, LLC | IPP Non-CHP | 4498 N Carolina 90 | Hiddenite | Alexander | North Carolina | 28144 | solar | Solar = 5 MW | Solar Photovoltaic | 5 | 5 | [9 empty] | 5 |  |  | EIA-860, EIA-860M and EIA-923 | 202406 | -81.1061 | 35.9022
-13059940.7662 | 4041341.2633 | 42514 | 59597 | Colton Solar One, LLC | 59345 | Colton Solar One, LLC | IPP Non-CHP | 1435 West Walnut Street | San Bernardino | San Bernardino | California | 92418 | solar | Solar = 2.5 MW | Solar Photovoltaic | 2.5 | 2.5 | [9 empty] | 2.5 |  |  | EIA-860, EIA-860M and EIA-923 | 202406 | -117.3194 | 34.0933
-13064641.0091 | 4034472.8191 | 42515 | 59598 | Colton Solar Two, LLC | 59346 | Colton Solar Two, LLC | IPP Non-CHP | 2042 Miguel Bustamante Pkwy | Colton | San Bernardino | California | 92324 | solar | Solar = 1 MW | Solar Photovoltaic | 1 | 1 | [9 empty] | 1 |  |  | EIA-860, EIA-860M and EIA-923 | 202406 | -117.3617 | 34.0422
-13253265.6523 | 4277521.697 | 42516 | 59599 | Tropico Solar PV Plant | 61230 | Arevon Energy, Inc. | IPP Non-CHP | 23219 Avenue 24 | Delano | Tulare | California | 93215 | solar | Solar = 13 MW | Solar Photovoltaic | 14 | 13 | [9 empty] | 13 |  |  | EIA-860, EIA-860M and EIA-923 | 202406 | -119.0561 | 35.8319
-13253265.6523 | 4278055.6948 | 42517 | 59600 | Nicolis Solar PV Plant | 61230 | Arevon Energy, Inc. | IPP Non-CHP | 23219 Avenue 24 | Delano | Tulare | California | 93215 | solar | Solar = 19 MW | Solar Photovoltaic | 20 | 19 | [9 empty] | 19 |  |  | EIA-860, EIA-860M and EIA-923 | 202406 | -119.0561 | 35.8358
-8323389.2734 | 4863076.746 | 42518 | 59601 | L&D Landfill Solar | 15477 | Public Service Elec & Gas Co | Electric Utility | 2023 Route 38 | Mt. Holly | Burlington | New Jersey | 8060 | solar | Solar = 10 MW | Solar Photovoltaic | 10 | 10 | [9 empty] | 10 |  |  | EIA-860, EIA-860M and EIA-923 | 202406 | -74.7703 | 39.9803
-8799682.0713 | 4095726.2564 | 42519 | 59603 | Walters Solar (FLS 260) | 61060 | Cypress Creek Renewables | IPP Non-CHP | 6485 Wiregrass Road | Orrum | Robeson | North Carolina | 28369 | solar | Solar = 5 MW | Solar Photovoltaic | 5 | 5 | [9 empty] | 5 |  |  | EIA-860, EIA-860M and EIA-923 | 202406 | -79.0489 | 34.4969
-8734096.3008 | 4357837.5595 | 42520 | 59604 | Stagecoach Solar | 61060 | Cypress Creek Renewables | IPP Non-CHP | 1835 Stagecoach Road | Henderson | Vance | North Carolina | 27537 | solar | Solar = 5 MW | Solar Photovoltaic | 5 | 5 | [9 empty] | 5 |  |  | EIA-860, EIA-860M and EIA-923 | 202406 | -78.4597 | 36.4147
-8721109.1011 | 4345433.5144 | 42521 | 59605 | Vicksburg Solar | 61060 | Cypress Creek Renewables | IPP Non-CHP | 2131 Vicksboro Road | Henderson | Vance | North Carolina | 27537 | solar | Solar = 5 MW | Solar Photovoltaic | 5 | 5 | [9 empty] | 5 |  |  | EIA-860, EIA-860M and EIA-923 | 202406 | -78.3431 | 36.325
-8710750.1546 | 4335075.7374 | 42522 | 59606 | Soul City Solar | 61060 | Cypress Creek Renewables | IPP Non-CHP | 191 Crescent Drive | Norlina | Warren | North Carolina | 27563 | solar | Solar = 3.5 MW | Solar Photovoltaic | 3.5 | 3.5 | [9 empty] | 3.5 |  |  | EIA-860, EIA-860M and EIA-923 | 202406 | -78.25 | 36.25
-13282394.2895 | 4179558.0198 | 42523 | 59607 | Maricopa West Solar PV, LLC | 60453 | Onward Energy | IPP Non-CHP | 23321 South Lake Road | Taft | Kern | California | 93268 | solar | Solar = 20 MW | Solar Photovoltaic | 20 | 20 | [9 empty] | 20 |  |  | EIA-860, EIA-860M and EIA-923 | 202406 | -119.3178 | 35.1153
-13025555.5114 | 3993943.5795 | 42524 | 59610 | AP North Lake I, LP | 59353 | AP North Lake I, LP | IPP Non-CHP | 3601 W. Acacia Avenue | Hemet | Riverside | California | 92545 | solar | Solar = 20 MW | Solar Photovoltaic | 20 | 20 | [9 empty] | 20 |  |  | EIA-860, EIA-860M and EIA-923 | 202406 | -117.0106 | 33.74
-9130146.3361 | 3257346.505 | 42525 | 59611 | LKL BLBD, LLC | 59354 | LKL BLBD, LLC | IPP Non-CHP | 1631 Sutton Rd. | Lakeland | Polk | Florida | 33801 | solar | Solar = 6 MW | Solar Photovoltaic | 6 | 6 | [9 empty] | 6 |  |  | EIA-860, EIA-860M and EIA-923 | 202406 | -82.0175 | 28.0664
-8591050.7552 | 5349253.0392 | 42526 | 59613 | Town of Williamson Landfill PV | 61944 | MN8 Energy LLC | Commercial Non-CHP | 6742 Pound Road | Williamson | Wayne | New York | 14589 | solar | Solar = 1.2 MW | Solar Photovoltaic | 1.2 | 1.2 | [9 empty] | 1.2 |  |  | EIA-860, EIA-860M and EIA-923 | 202406 | -77.1747 | 43.2444
-8860072.895 | 4639126.1706 | 42527 | 59614 | Monterey Diesel Generation Facility | 40229 | Old Dominion Electric Coop | Electric Utility | 400 Mountain Turnpike | Monterey | Highland | Virginia | 24465 | petroleum | Petroleum = 6 MW | Petroleum Liquids | 6 | 6 | [8 empty] | 6 |  |  |  | EIA-860, EIA-860M and EIA-923 | 202406 | -79.5914 | 38.4214
-11857752.1593 | 4138090.7865 | 42528 | 59618 | Meadow Lake Solar Energy Center | 59300 | PNM Resources | Electric Utility | 100 Energy Drive | Los Lunas | Valencia | New Mexico | 87031 | solar | Solar = 9 MW | Solar Photovoltaic | 9.1 | 9 | [9 empty] | 9 |  |  | EIA-860, EIA-860M and EIA-923 | 202406 | -106.52 | 34.81
-11938476.156 | 4191250.3357 | 42529 | 59619 | Cibola | 59300 | PNM Resources | Electric Utility | 1218 Marquez | Seboyeta | Cibola | New Mexico | 87014 | solar | Solar = 7.6 MW | Solar Photovoltaic | 7.6 | 7.6 | [9 empty] | 7.6 |  |  | EIA-860, EIA-860M and EIA-923 | 202406 | -107.2452 | 35.2011
-12585070.4089 | 4623469.0684 | 42530 | 59620 | South Milford Solar Plant | 59358 | REUT Origination, LLC | IPP Non-CHP | 5300 S & 1600 W | Milford | Beaver | Utah | 84751 | solar | Solar = 2.9 MW | Solar Photovoltaic | 2.9 | 2.9 | [9 empty] | 2.9 |  |  | EIA-860, EIA-860M and EIA-923 | 202406 | -113.0536 | 38.3111
-11382788.9615 | 4125895.0659 | 42531 | 59621 | TX Jumbo Road Wind | 59871 | TX Jumbo Road Wind, LLC | IPP Non-CHP | 1600 County Road 603 | Hereford | Deaf Smith | Texas | 79045 | wind | Wind = 299.7 MW | Onshore Wind Turbine | 299.7 | 299.7 | [10 empty] | 299.7 |  | EIA-860, EIA-860M and EIA-923 | 202406 | -102.2533 | 34.72
-7860918.5715 | 5127251.9024 | 42532 | 59622 | Future Generation Wind | 57365 | Consolidated Edison Solutions Inc. | IPP Non-CHP | 602 Head of the Bay Road | Plymouth | Plymouth | Massachusetts | 2532 | wind | Wind = 7.9 MW | Onshore Wind Turbine | 8 | 7.9 | [10 empty] | 7.9 |  | EIA-860, EIA-860M and EIA-923 | 202406 | -70.6158 | 41.7744
-8343333.9413 | 5570022.7938 | 42533 | 59623 | Clarkson Solar | 61012 | AES Distributed Energy | IPP Non-CHP | 309 NY Route 11b | Potsdam | St Lawrence | New York | 13676 | solar | Solar = 2 MW | Solar Photovoltaic | 2 | 2 | [9 empty] | 2 |  |  | EIA-860, EIA-860M and EIA-923 | 202406 | -74.9494 | 44.6719
-8098276.5501 | 5183224.9708 | 42534 | 59624 | Twiss Street Solar | 58871 | Citizens Enterprises Corporation | IPP Non-CHP | 37 Twiss Street | Westfield | Hampden | Massachusetts | 1085 | solar | Solar = 1.5 MW | Solar Photovoltaic | 1.5 | 1.5 | [9 empty] | 1.5 |  |  | EIA-860, EIA-860M and EIA-923 | 202406 | -72.7481 | 42.1483
-8076476.409 | 5183517.0086 | 42535 | 59625 | Chicopee River Solar | 58871 | Citizens Enterprises Corporation | IPP Non-CHP | 0 Robbins Circle | Springfield | Hampden | Massachusetts | 1020 | solar | Solar = 2 MW | Solar Photovoltaic | 2 | 2 | [9 empty] | 2 |  |  | EIA-860, EIA-860M and EIA-923 | 202406 | -72.5522 | 42.1503
-8081331.1633 | 5184684.9491 | 42536 | 59626 | Chicopee Granby Road Solar | 58871 | Citizens Enterprises Corporation | IPP Non-CHP | 431 Granby Road | Chicopee | Hampden | Massachusetts | 1013 | solar | Solar = 1.6 MW | Solar Photovoltaic | 1.6 | 1.6 | [9 empty] | 1.6 |  |  | EIA-860, EIA-860M and EIA-923 | 202406 | -72.5958 | 42.1581
-8367992.433 | 4976313.5778 | 42537 | 59627 | Harmony | 56990 | NJR Clean Energy Ventures Corporation | IPP Non-CHP | 166 Brainards Road | Phillipsburg | Warren | New Jersey | 8865 | solar | Solar = 3 MW | Solar Photovoltaic | 3 | 3 | [9 empty] | 3 |  |  | EIA-860, EIA-860M and EIA-923 | 202406 | -75.171 | 40.7553
-8303382.7119 | 4875432.8398 | 42538 | 59628 | Hanover | 56990 | NJR Clean Energy Ventures Corporation | IPP Non-CHP | 410 Monmouth Road | Wrightstown | Burlington | New Jersey | 8562 | solar | Solar = 5 MW | Solar Photovoltaic | 5 | 5 | [9 empty] | 5 |  |  | EIA-860, EIA-860M and EIA-923 | 202406 | -74.5906 | 40.0653
-8249145.2956 | 5604046.2613 | 42539 | 59629 | Jericho Rise Wind Farm LLC | 59362 | Jericho Rise Wind Farm LLC | IPP Non-CHP | 11 Marble River Way | Chateaugay | Franklin | New York | 12923 | wind | Wind = 77.7 MW | Onshore Wind Turbine | 77.7 | 77.7 | [10 empty] | 77.7 |  | EIA-860, EIA-860M and EIA-923 | 202406 | -74.1033 | 44.8889
-8273419.1785 | 4900312.8425 | 42540 | 59630 | CentraState Medical Center PV Facility | 65432 | CVI CleanCapital Solar 1 LLC | Commercial Non-CHP | 127 Gravel Hill Road | Freehold | Monmouth | New Jersey | 7728 | solar | Solar = 5.2 MW | Solar Photovoltaic | 5.2 | 5.2 | [9 empty] | 5.2 |  |  | EIA-860, EIA-860M and EIA-923 | 202406 | -74.3214 | 40.2361
-8316617.2635 | 4946924.1943 | 42541 | 59631 | Imclone Solar Electric Facility | 63069 | CVI CleanCapital Solar 5 LLC | Commercial Non-CHP | 33 Imclone Drive | Branchburg | Somerset | New Jersey | 8876 | solar | Solar = 8 MW | Solar Photovoltaic | 8 | 8 | [9 empty] | 8 |  |  | EIA-860, EIA-860M and EIA-923 | 202406 | -74.7094 | 40.555
-11247659.4561 | 4780131.5791 | 42542 | 59632 | Midwest Energy Community Solar Array | 12524 | Midwest Energy Inc - (KS) | Electric Utility | 410 East Veterans Memorial Dri | Colby | Thomas | Kansas | 67701 | solar | Solar = 0.9 MW | Solar Photovoltaic | 1 | 0.9 | [9 empty] | 0.9 |  |  | EIA-860, EIA-860M and EIA-923 | 202406 | -101.0394 | 39.4069
-13352494.6219 | 4307618.1706 | 42543 | 59633 | Kettleman Solar -Centaurus | 59381 | EE Kettleman California LLC | IPP Non-CHP | 28990 Highway 41 (SR-41) | Kettleman City | Kings | California | 93239 | solar | Solar = 20 MW | Solar Photovoltaic | 20 | 20 | [9 empty] | 20 |  |  | EIA-860, EIA-860M and EIA-923 | 202406 | -119.9475 | 36.0508
-12404361.8059 | 3900024.3792 | 42544 | 59634 | Sandstone Solar | 61012 | AES Distributed Energy | IPP Non-CHP | West Hunt Highway | Florence | Pinal | Arizona | 85132 | solar | Solar = 43 MW | Solar Photovoltaic | 45 | 43 | [9 empty] | 43 |  |  | EIA-860, EIA-860M and EIA-923 | 202406 | -111.4303 | 33.0356
-9903105.5769 | 4883516.9695 | 42545 | 59635 | Clinton LFGTE | 40211 | Wabash Valley Power Assn, Inc | Electric Utility | 9560 Heritage Road | Clinton | Dewitt | Illinois | 61727 | biomass | Biomass = 3.2 MW | Landfill Gas | 3.2 | 3.2 |  | 3.2 | [10 empty] | EIA-860, EIA-860M and EIA-923 | 202406 | -88.9611 | 40.1208
-8014601.3624 | 5180097.501 | 42546 | 59636 | Charlton Solar I CSG | 59388 | Charlton Solar I, LLC | IPP Non-CHP | 19 Carpenter Hill Road | Charlton | Worcester | Massachusetts | 1507 | solar | Solar = 3.9 MW | Solar Photovoltaic | 4 | 3.9 | [9 empty] | 3.9 |  |  | EIA-860, EIA-860M and EIA-923 | 202406 | -71.9964 | 42.1275
-10538801.763 | 5000548.8336 | 42547 | 59637 | Adams Wind | 12341 | MidAmerican Energy Co | Electric Utility | 301 W Dallas St | Lenox | Adams | Iowa | 50851 | wind | Wind = 150 MW | Onshore Wind Turbine | 154.3 | 150 | [10 empty] | 150 |  | EIA-860, EIA-860M and EIA-923 | 202406 | -94.6717 | 40.92
-13347856.2727 | 4263076.0593 | 42548 | 59638 | Coronal Lost Hills | 61230 | Arevon Energy, Inc. | IPP Non-CHP | 16383 Twisselman Road | Lost Hills | Kern | California | 93249 | solar | Solar = 20 MW | Solar Photovoltaic | 20 | 20 | [9 empty] | 20 |  |  | EIA-860, EIA-860M and EIA-923 | 202406 | -119.9058 | 35.7267
-7916732.9397 | 5122940.8418 | 42549 | 59639 | 631-56 Airport Owner, LLC | 59395 | 631-56 Airport Owner, LLC | Industrial Non-CHP | 631 Airport Road | Fall River | Bristol | Massachusetts | 2702 | wind | Wind = 2 MW | Onshore Wind Turbine | 2 | 2 | [10 empty] | 2 |  | EIA-860, EIA-860M and EIA-923 | 202406 | -71.1172 | 41.7456
-8637501.9296 | 4365210.0104 | 42550 | 59641 | Garysburg Solar | 65411 | Duke Energy Renewables Services | IPP Non-CHP | 7367 NC Highway 46 | Garysburg | Northampton | North Carolina | 27831 | solar | Solar = 5 MW | Solar Photovoltaic | 5 | 5 | [9 empty] | 5 |  |  | EIA-860, EIA-860M and EIA-923 | 202406 | -77.592 | 36.468
-8644638.7335 | 4371679.4326 | 42551 | 59642 | Gaston Solar | 65411 | Duke Energy Renewables Services | IPP Non-CHP | 374 Gus Smith Road | Gaston | Northampton | North Carolina | 27832 | solar | Solar = 5 MW | Solar Photovoltaic | 5 | 5 | [9 empty] | 5 |  |  | EIA-860, EIA-860M and EIA-923 | 202406 | -77.6561 | 36.5147
-8623673.5998 | 4366448.151 | 42552 | 59643 | Seaboard Solar LLC | 65411 | Duke Energy Renewables Services | IPP Non-CHP | NC Highway 186 | Seaboard | Northampton | North Carolina | 27876 | solar | Solar = 5 MW | Solar Photovoltaic | 5 | 5 | [9 empty] | 5 |  |  | EIA-860, EIA-860M and EIA-923 | 202406 | -77.4678 | 36.4769
-8693712.0386 | 4188520.7246 | 42553 | 59645 | Mt Olive Solar 1 | 61060 | Cypress Creek Renewables | IPP Non-CHP | 545 Lees Country Club Road | Mt. Olive | Wayne | North Carolina | 28365 | solar | Solar = 5 MW | Solar Photovoltaic | 5 | 5 | [9 empty] | 5 |  |  | EIA-860, EIA-860M and EIA-923 | 202406 | -78.0969 | 35.1811
-8663099.1786 | 4166070.7802 | 42554 | 59646 | FLS Solar 230 (Warren) | 61060 | Cypress Creek Renewables | IPP Non-CHP | 2781 N NC 11 and 903 Highway | Albertson | Duplin | North Carolina | 28508 | solar | Solar = 4.8 MW | Solar Photovoltaic | 4.8 | 4.8 | [9 empty] | 4.8 |  |  | EIA-860, EIA-860M and EIA-923 | 202406 | -77.8219 | 35.0161
-10802103.1942 | 4322927.5576 | 42555 | 59647 | Stillwater Energy Center | 18125 | Stillwater Utilities Authority | Electric Utility | 2000 E. Airport Road | Stillwater | Payne | Oklahoma | 74074 | natural gas | Natural Gas = 55.8 MW | Natural Gas Internal Combustion Engine | 56.4 | 55.8 | [6 empty] | 55.8 | [5 empty] | EIA-860, EIA-860M and EIA-923 | 202406 | -97.0369 | 36.1619
-8627167.8073 | 4281107.633 | 42556 | 59648 | Tarboro Solar | 65411 | Duke Energy Renewables Services | IPP Non-CHP | 2677 US 64 Alt. Est. | Tarboro | Edgecombe | North Carolina | 27886 | solar | Solar = 5 MW | Solar Photovoltaic | 5 | 5 | [9 empty] | 5 |  |  | EIA-860, EIA-860M and EIA-923 | 202406 | -77.4992 | 35.8581
-10982780.9617 | 3417715.0637 | 42557 | 59649 | Nelson Gardens Landfill Gas to Energy | 59414 | Nelson Gardens Energy, LLC | IPP Non-CHP | 8963 Nelson Road, Building #5 | San Antonio | Bexar | Texas | 78252 | biomass | Biomass = 4.4 MW | Landfill Gas | 4.4 | 4.4 |  | 4.4 | [10 empty] | EIA-860, EIA-860M and EIA-923 | 202406 | -98.66 | 29.33
-9268893.7249 | 4018810.3906 | 42558 | 59650 | CII Methane Management III LFG Plant | 63199 | Frontier Operation Services | IPP Non-CHP | 5700 Lexington Highway | Winterville | Clarke | Georgia | 30605 | biomass | Biomass = 1.6 MW | Landfill Gas | 1.6 | 1.6 |  | 1.6 | [10 empty] | EIA-860, EIA-860M and EIA-923 | 202406 | -83.2639 | 33.9256
-13157530.8903 | 4038391.8574 | 42559 | 59651 | Forever 21 Retail, Inc. | 11208 | Los Angeles Department of Water & Power | IPP Non-CHP | 3880 North Mission Road | Los Angeles | Los Angeles | California | 90031 | solar | Solar = 1.3 MW | Solar Photovoltaic | 1.3 | 1.3 | [9 empty] | 1.3 |  |  | EIA-860, EIA-860M and EIA-923 | 202406 | -118.1961 | 34.0714
-13198688.155 | 4060625.0648 | 42560 | 59652 | Nordhoff Place | 11208 | Los Angeles Department of Water & Power | IPP Non-CHP | 19801 West Nordhoff Place | Chatsworth | Los Angeles | California | 91311 | solar | Solar = 1 MW | Solar Photovoltaic | 0.9 | 1 | [9 empty] | 1 |  |  | EIA-860, EIA-860M and EIA-923 | 202406 | -118.5658 | 34.2367
-11943220.8153 | 3911390.4786 | 42561 | 59653 | City of Truth or Consequences PV | 61944 | MN8 Energy LLC | IPP Non-CHP | 3300 Cook Street | Truth or Consequences | Sierra | New Mexico | 88030 | solar | Solar = 1.9 MW | Solar Photovoltaic | 1.9 | 1.9 | [9 empty] | 1.9 |  |  | EIA-860, EIA-860M and EIA-923 | 202406 | -107.2878 | 33.1211
-11011353.0014 | 3145978.4258 | 42562 | 59654 | Sendero | 59428 | Sendero Wind Energy, LLC | IPP Non-CHP | 565 FM 649 | Hebbronville | Jim Hogg | Texas | 78361 | wind | Wind = 78 MW | Onshore Wind Turbine | 78 | 78 | [10 empty] | 78 |  | EIA-860, EIA-860M and EIA-923 | 202406 | -98.9167 | 27.18
-11162561.9393 | 5740908.3896 | 42563 | 59655 | Campbell County Wind Farm | 56769 | Consolidated Edison Development Inc. | IPP Non-CHP | 29709 113th Street | Pollock | Campbell | South Dakota | 57648 | wind | Wind = 97.8 MW | Onshore Wind Turbine | 97.8 | 97.8 | [10 empty] | 97.8 |  | EIA-860, EIA-860M and EIA-923 | 202406 | -100.275 | 45.7533
-11640308.1244 | 4608465.4342 | 42564 | 59656 | Comanche Solar | 60453 | Onward Energy | IPP Non-CHP | 2000 Lime Rd | Pueblo | Pueblo | Colorado | 81006 | solar | Solar = 120 MW | Solar Photovoltaic | 120 | 120 | [9 empty] | 120 |  |  | EIA-860, EIA-860M and EIA-923 | 202406 | -104.5667 | 38.2053
-12857122.8879 | 3928830.2684 | 42565 | 59657 | Imperial Valley Solar Co (IVSC) 2, LLC | 60453 | Onward Energy | IPP Non-CHP | 8201 Cuff Road | Niland | Imperial | California | 92257 | solar | Solar = 20 MW | Solar Photovoltaic | 20 | 20 | [9 empty] | 20 |  |  | EIA-860, EIA-860M and EIA-923 | 202406 | -115.4975 | 33.2522
-13617068.2123 | 4934812.3885 | 42566 | 59658 | SPI Anderson 2 | 17164 | Sierra Pacific Industries | Industrial CHP | 19758 Riverside Ave | Anderson | Shasta | California | 96007 | biomass | Biomass = 27.2 MW | Wood/Wood Waste Biomass | 30.2 | 27.2 |  | 27.2 | [10 empty] | EIA-860, EIA-860M and EIA-923 | 202406 | -122.3242 | 40.4723
-12627990.3065 | 4460733.8663 | 42567 | 59660 | Washington City Electric Generation | 20135 | City of Washington - (UT) | Electric Utility | 4250 East Telegraph Street | Washington | Washington | Utah | 84780 | natural gas | Natural Gas = 6 MW | Natural Gas Internal Combustion Engine | 6 | 6 | [6 empty] | 6 | [5 empty] | EIA-860, EIA-860M and EIA-923 | 202406 | -113.4392 | 37.155
-8752618.6396 | 4351230.4819 | 42568 | 59663 | Cornwall Solar Center, LLC | 61119 | SRE Utility Solar 1, LLC | IPP Non-CHP | 6595 Land Fill Road | Oxford | Granville | North Carolina | 27565 | solar | Solar = 5 MW | Solar Photovoltaic | 5 | 5 | [9 empty] | 5 |  |  | EIA-860, EIA-860M and EIA-923 | 202406 | -78.6261 | 36.3669
-10226766.9964 | 4404124.0897 | 42569 | 59664 | City of West Plains Power Station | 20392 | City of West Plains - (MO) | Electric Utility | 1710 Old Airport Road | West Plains | Howell | Missouri | 65775 | natural gas | Natural Gas = 42 MW | Natural Gas Fired Combustion Turbine | 47.4 | 42 | [6 empty] | 42 | [5 empty] | EIA-860, EIA-860M and EIA-923 | 202406 | -91.8686 | 36.7486
-8899313.0155 | 4141928.0075 | 42570 | 59665 | Innovative Solar 37 LLC | 58468 | Dominion Renewable Energy | IPP Non-CHP | 4146 Sneedsboro Rd | Morven | Anson | North Carolina | 28119 | solar | Solar = 97.5 MW | Solar Photovoltaic | 100 | 97.5 | [9 empty] | 97.5 |  |  | EIA-860, EIA-860M and EIA-923 | 202406 | -79.9439 | 34.8383
-8831247.6034 | 4136997.1006 | 42571 | 59666 | Innovative Solar 47 | 61944 | MN8 Energy LLC | IPP Non-CHP | 2034 McGirt Road | Maxton | Robeson | North Carolina | 28364 | solar | Solar = 33.8 MW | Solar Photovoltaic | 33.8 | 33.8 | [9 empty] | 33.8 |  |  | EIA-860, EIA-860M and EIA-923 | 202406 | -79.3324 | 34.8019
-8827897.2207 | 4124761.2683 | 42572 | 59667 | Innovative Solar 48 | 61060 | Cypress Creek Renewables | IPP Non-CHP | 22400 Andrew Jackson Hwy | Maxton | Robeson | North Carolina | 28364 | solar | Solar = 4.9 MW | Solar Photovoltaic | 4.9 | 4.9 | [9 empty] | 4.9 |  |  | EIA-860, EIA-860M and EIA-923 | 202406 | -79.3024 | 34.7116
-8650905.6869 | 4192959.7673 | 42573 | 59669 | Innovative Solar 54 | 61694 | John Laing US Solar Corp. | IPP Non-CHP | 4778 NC Hwy 55 | Kinston | Lenoir | North Carolina | 28504 | solar | Solar = 50 MW | Solar Photovoltaic | 50 | 50 | [9 empty] | 50 |  |  | EIA-860, EIA-860M and EIA-923 | 202406 | -77.7124 | 35.2137
-9063523.736 | 4199246.6228 | 42574 | 59670 | Innovative Solar 23 | 61119 | SRE Utility Solar 1, LLC | IPP Non-CHP | 350 Stony Point Road | Kings Mountain | Cleveland | North Carolina | 28086 | solar | Solar = 1.9 MW | Solar Photovoltaic | 1.9 | 1.9 | [9 empty] | 1.9 |  |  | EIA-860, EIA-860M and EIA-923 | 202406 | -81.419 | 35.2598
-8787955.7874 | 4152769.5851 | 42575 | 59671 | Innovative Solar 46 | 61060 | Cypress Creek Renewables | IPP Non-CHP | 5556 Braxton Road | Hope Mills | Cumberland | North Carolina | 28348 | solar | Solar = 78.5 MW | Solar Photovoltaic | 78.5 | 78.5 | [9 empty] | 78.5 |  |  | EIA-860, EIA-860M and EIA-923 | 202406 | -78.9436 | 34.9182
-8805806.981 | 4144512.4368 | 42576 | 59675 | Innovative Solar 44 | 61060 | Cypress Creek Renewables | IPP Non-CHP | 10 Junkyard Lane | Shannon | Robeson | North Carolina | 28364 | solar | Solar = 4.9 MW | Solar Photovoltaic | 4.9 | 4.9 | [9 empty] | 4.9 |  |  | EIA-860, EIA-860M and EIA-923 | 202406 | -79.1039 | 34.8573
-8818374.9515 | 4122710.1067 | 42577 | 59676 | Innovative Solar 55 | 61060 | Cypress Creek Renewables | IPP Non-CHP | 401 Saint Anna Rd | Pembroke | Robeson | North Carolina | 28364 | solar | Solar = 6.5 MW | Solar Photovoltaic | 6.5 | 6.5 | [9 empty] | 6.5 |  |  | EIA-860, EIA-860M and EIA-923 | 202406 | -79.2168 | 34.6965
-8719619.535 | 4169460.8034 | 42578 | 59677 | Innovative Solar 64 | 61060 | Cypress Creek Renewables | IPP Non-CHP | 2800 Hobbton Hwy | Clinton | Sampson | North Carolina | 28328 | solar | Solar = 4.9 MW | Solar Photovoltaic | 4.9 | 4.9 | [9 empty] | 4.9 |  |  | EIA-860, EIA-860M and EIA-923 | 202406 | -78.3297 | 35.041
-8683518.8468 | 4112807.4435 | 42579 | 59678 | Innovative Solar 67 | 61694 | John Laing US Solar Corp. | IPP Non-CHP | 1001 Shiloh Road | Willard | Pender | North Carolina | 28364 | solar | Solar = 33.3 MW | Solar Photovoltaic | 33.3 | 33.3 | [9 empty] | 33.3 |  |  | EIA-860, EIA-860M and EIA-923 | 202406 | -78.0054 | 34.6233
-8123601.7343 | 5407805.891 | 42580 | 59682 | Main Street Solar Project | 60025 | Greenbacker Renewable Energy Corporation | IPP Non-CHP | 258 North Main Street | Rutland | Rutland | Vermont | 5701 | solar | Solar = 1.5 MW | Solar Photovoltaic | 1.5 | 1.5 | [9 empty] | 1.5 |  |  | EIA-860, EIA-860M and EIA-923 | 202406 | -72.9756 | 43.6264
-9003938.1974 | 5034199.0089 | 42581 | 59683 | Foxconn Ohio | 63438 | Foxconn | Industrial Non-CHP | 2300 Hallock Young Road | Warren | Trumbull | Ohio | 44481 | solar | Solar = 1.7 MW | Solar Photovoltaic | 2.2 | 1.7 | [9 empty] | 1.7 |  |  | EIA-860, EIA-860M and EIA-923 | 202406 | -80.8838 | 41.148
-11458449.1458 | 6195989.5811 | 42582 | 59684 | Lindahl Wind Project, LLC | 59380 | Enel Green Power NA, Inc. | IPP Non-CHP | 10415 7th St. NW | Tioga | Williams | North Dakota | 58852 | wind | Wind = 150 MW | Onshore Wind Turbine | 150 | 150 | [10 empty] | 150 |  | EIA-860, EIA-860M and EIA-923 | 202406 | -102.933 | 48.533
-8658028.0192 | 4657179.1118 | 42583 | 59685 | Remington Solar Facility | 19876 | Virginia Electric & Power Co | Electric Utility | 11870 Lucky Hill Road | Remington | Fauquier | Virginia | 22734 | solar | Solar = 20 MW | Solar Photovoltaic | 20 | 20 | [9 empty] | 20 |  |  | EIA-860, EIA-860M and EIA-923 | 202406 | -77.7764 | 38.5483
-9171278.888 | 3148856.8899 | 42584 | 59686 | Sarasota County LFGTE Facility | 59458 | Landfill Energy Systems Florida | IPP Non-CHP | 4034 Knights Trail Road | Nokomis | Sarasota | Florida | 34275 | biomass | Biomass = 6.4 MW | Landfill Gas | 6.4 | 6.4 |  | 6.4 | [10 empty] | EIA-860, EIA-860M and EIA-923 | 202406 | -82.387 | 27.203
-13431100.0974 | 4447135.7386 | 42585 | 59687 | Sun Harvest Solar NDP1 | 60281 | Altus Power America Management, LLC | IPP Non-CHP | 15968 San Juan Road | Dos Palos | Merced | California | 93620 | solar | Solar = 1.5 MW | Solar Photovoltaic | 1.5 | 1.5 | [9 empty] | 1.5 |  |  | EIA-860, EIA-860M and EIA-923 | 202406 | -120.6536 | 37.0576
-9631185.0115 | 3569979.4423 | 42586 | 59689 | Gulf Coast Solar Center I | 61230 | Arevon Energy, Inc. | IPP Non-CHP | W College Blvd | Valparaiso | Okaloosa | Florida | 32580 | solar | Solar = 30 MW | Solar Photovoltaic | 30 | 30 | [9 empty] | 30 |  |  | EIA-860, EIA-860M and EIA-923 | 202406 | -86.5184 | 30.5154
-9673129.8617 | 3559041.8436 | 42587 | 59690 | Gulf Coast Solar Center II | 61230 | Arevon Energy, Inc. | IPP Non-CHP | E Bay Blvd | Navarre | Santa Rosa | Florida | 32566 | solar | Solar = 40 MW | Solar Photovoltaic | 40 | 40 | [9 empty] | 40 |  |  | EIA-860, EIA-860M and EIA-923 | 202406 | -86.8952 | 30.4308
-9722109.2131 | 3564153.4918 | 42588 | 59691 | Gulf Coast Solar Center III | 61230 | Arevon Energy, Inc. | IPP Non-CHP | E Fence Road | Bellview | Escambia | Florida | 32526 | solar | Solar = 50 MW | Solar Photovoltaic | 50 | 50 | [9 empty] | 50 |  |  | EIA-860, EIA-860M and EIA-923 | 202406 | -87.3352 | 30.4704
-7947008.2789 | 5130190.8279 | 42589 | 59692 | NBC Field's Point Wind Farm | 59463 | Narragansett Bay Commission | Commercial Non-CHP | 2 Ernest Street | Providence | Providence | Rhode Island | 2905 | wind | Wind = 4.5 MW | Onshore Wind Turbine | 4.5 | 4.5 | [10 empty] | 4.5 |  | EIA-860, EIA-860M and EIA-923 | 202406 | -71.3892 | 41.7941
-8403686.4712 | 4424001.0172 | 42590 | 59693 | Coastal Virginia Offshore Wind (CVOW) Pilot Project | 19876 | Virginia Electric & Power Co | Electric Utility | 24 miles offshore | Virginia Beach | Virginia Beach | Virginia |  | wind | Wind = 12 MW | Offshore Wind Turbine | 12 | 12 | [10 empty] | 12 |  | EIA-860, EIA-860M and EIA-923 | 202406 | -75.4916 | 36.8916
-8684269.6967 | 4135537.1214 | 42591 | 59694 | Aspen Solar, LLC | 61119 | SRE Utility Solar 1, LLC | IPP Non-CHP | 4436 South U.S. 117 | Rose Hill | Duplin | North Carolina | 28458 | solar | Solar = 4.9 MW | Solar Photovoltaic | 5 | 4.9 | [9 empty] | 4.9 |  |  | EIA-860, EIA-860M and EIA-923 | 202406 | -78.0121 | 34.7912
-12885453.6983 | 5331627.6201 | 42592 | 59695 | Mt. Home Solar 1, LLC | 60531 | Standard Solar | IPP Non-CHP | 8610 Airbase Road | Pocatello | Elmore | Idaho | 83647 | solar | Solar = 20 MW | Solar Photovoltaic | 20 | 20 | [9 empty] | 20 |  |  | EIA-860, EIA-860M and EIA-923 | 202406 | -115.752 | 43.129
-8024576.0341 | 5071522.9987 | 42593 | 59701 | Subase Microgrid Project | 4180 | Connecticut Mun Elec Engy Coop | Electric Utility | Naval Submarine Base New Londo | Groton | New London | Connecticut | 6340 | natural gas | Natural Gas = 7.4 MW | Other Natural Gas | 7.4 | 7.4 | [6 empty] | 7.4 | [5 empty] | EIA-860, EIA-860M and EIA-923 | 202406 | -72.086 | 41.4
-12508222.0003 | 4716017.8349 | 42594 | 59702 | Pavant Solar, LLC | 60453 | Onward Energy | IPP Non-CHP | 1325 W 8900 N | Fillmore | Millard | Utah | 84631 | solar | Solar = 50 MW | Solar Photovoltaic | 50 | 50 | [9 empty] | 50 |  |  | EIA-860, EIA-860M and EIA-923 | 202406 | -112.3633 | 38.9605
-13644224.936 | 4597772.6595 | 42595 | 59703 | Cottonwood Solar, LLC Cottonwood Carport | 60453 | Onward Energy | IPP Non-CHP | 8001 Redwood Blvd | Novato | Marin | California | 94945 | solar | Solar = 1 MW | Solar Photovoltaic | 1 | 1 | [9 empty] | 1 |  |  | EIA-860, EIA-860M and EIA-923 | 202406 | -122.5682 | 38.1298
-13714611.8048 | 5493887.3196 | 42596 | 59704 | Shell New Energies, Junction City | 61909 | Equilon Enterprises LLC d/b/a Shell Oil | Industrial CHP | 92757 Highway 99 S | Junction City | Lane | Oregon | 97448 | biomass | Biomass = 1.6 MW | Other Waste Biomass | 1.6 | 1.6 |  | 1.6 | [10 empty] | EIA-860, EIA-860M and EIA-923 | 202406 | -123.2005 | 44.1835
-8777020.0946 | 5283523.0358 | 42597 | 59705 | Steel Sun | 65164 | CleanCapital Holdings | IPP Non-CHP | 1951 Hamburg Turnpike | Lackawanna | Erie | New York | 14218 | solar | Solar = 2 MW | Solar Photovoltaic | 2 | 2 | [9 empty] | 2 |  |  | EIA-860, EIA-860M and EIA-923 | 202406 | -78.8453 | 42.8128
-8749545.7764 | 4352004.9558 | 42598 | 59706 | BRE | 61119 | SRE Utility Solar 1, LLC | IPP Non-CHP | 3116 Henry Wilson Road | Oxford | Granville | North Carolina | 27565 | solar | Solar = 4.9 MW | Solar Photovoltaic | 5 | 4.9 | [9 empty] | 4.9 |  |  | EIA-860, EIA-860M and EIA-923 | 202406 | -78.5985 | 36.3725
-8722309.5705 | 4311790.4849 | 42599 | 59708 | Franklinton Solar | 61060 | Cypress Creek Renewables | IPP Non-CHP | 25 Peach Orchard Road | Franklinton | Franklin | North Carolina | 27515 | solar | Solar = 5 MW | Solar Photovoltaic | 5 | 5 | [9 empty] | 5 |  |  | EIA-860, EIA-860M and EIA-923 | 202406 | -78.3538 | 36.0811
-10376089.7368 | 5602649.684 | 42600 | 59709 | St. Paul Intl Airport Red & Blue Parking | 59483 | Metropolitan Airports Commission | IPP Non-CHP | 4300 Glumack Drive Terminal 1 | St. Paul | Hennepin | Minnesota | 55111 | solar | Solar = 3.2 MW | Solar Photovoltaic | 3.2 | 3.2 | [9 empty] | 3.2 |  |  | EIA-860, EIA-860M and EIA-923 | 202406 | -93.21 | 44.88
-9558570.8624 | 4075070.0302 | 42601 | 59710 | Sand Valley Power Station | 55858 | EDL Inc | IPP Non-CHP | 3345 County Road 209 | Collinsville | Dekalb | Alabama | 35691 | biomass | Biomass = 4.8 MW | Landfill Gas | 4.8 | 4.8 |  | 4.8 | [10 empty] | EIA-860, EIA-860M and EIA-923 | 202406 | -85.8661 | 34.3439
-8731210.0091 | 4233666.1603 | 42602 | 59711 | CII Methane Management IV, LLC | 63199 | Frontier Operation Services | IPP Non-CHP | 680 County Home Road | Smithfield | Johnston | North Carolina | 27577 | biomass | Biomass = 1.5 MW | Landfill Gas | 1.6 | 1.5 |  | 1.5 | [10 empty] | EIA-860, EIA-860M and EIA-923 | 202406 | -78.4338 | 35.5119
-10840024.7354 | 3014692.3669 | 42603 | 59712 | San Roman Wind I, LLC | 57416 | Acciona Energy USA Global, LLC | IPP Non-CHP | 31304 - 31664 San Ramon Rd | Los Fresnos | Cameron | Texas | 78566 | wind | Wind = 95.3 MW | Onshore Wind Turbine | 95.3 | 95.3 | [10 empty] | 95.3 |  | EIA-860, EIA-860M and EIA-923 | 202406 | -97.3776 | 26.126
-10777988.1642 | 4986524.5335 | 42604 | 59713 | Holdrege Solar Center | 60496 | Adapture Renewables, Inc. | IPP Non-CHP | 7501 W. Holdrege Street | Lincoln | Lancaster | Nebraska | 68508 | solar | Solar = 4 MW | Solar Photovoltaic | 4 | 4 | [9 empty] | 4 |  |  | EIA-860, EIA-860M and EIA-923 | 202406 | -96.8203 | 40.8247
-10046088.561 | 4669521.7847 | 42605 | 59714 | IKEA St. Louis 410 | 57389 | IKEA Property Inc | Commercial Non-CHP | 4000 Forest Park Ave. | St. Louis | St Louis City | Missouri | 63108 | solar | Solar = 1 MW | Solar Photovoltaic | 1 | 1 | [9 empty] | 1 |  |  | EIA-860, EIA-860M and EIA-923 | 202406 | -90.2455 | 38.635
-8405929.225 | 4827754.846 | 42606 | 59715 | DD Hay Road Solar 23 LLC | 59287 | Laurel Capital Partners | IPP Non-CHP | 4503 Hay Road | New Castle | New Castle | Delaware | 19809 | solar | Solar = 1.2 MW | Solar Photovoltaic | 1.2 | 1.2 | [9 empty] | 1.2 |  |  | EIA-860, EIA-860M and EIA-923 | 202406 | -75.5117 | 39.7367
-7952226.3801 | 5205715.7769 | 42607 | 59717 | Framingham State University Plant | 59484 | Framingham State University | Commercial Non-CHP | 100 State Street | Framingham | Middlesex | Massachusetts | 1701 | petroleum | Petroleum = 2.2 MW,Solar = 1 MW | Petroleum Liquids; Solar Photovoltaic; | 3.2 | 3.2 | [8 empty] | 2.2 | 1 |  |  | EIA-860, EIA-860M and EIA-923 | 202406 | -71.4361 | 42.2979
-8148320.4498 | 5515404.0411 | 42608 | 59719 | Charlotte Solar LLC VT | 60281 | Altus Power America Management, LLC | IPP Non-CHP | 1824 Hinesburg Road | Charlotte | Chittenden | Vermont | 5445 | solar | Solar = 2 MW | Solar Photovoltaic | 2 | 2 | [9 empty] | 2 |  |  | EIA-860, EIA-860M and EIA-923 | 202406 | -73.1976 | 44.322
-12914608.2729 | 3910245.9948 | 42609 | 59722 | Seville 1 | 65411 | Duke Energy Renewables Services | IPP Non-CHP | 2085A W. Highway 78 | Ocotillo Wells | Imperial | California | 92004 | solar | Solar = 20 MW | Solar Photovoltaic | 20 | 20 | [9 empty] | 20 |  |  | EIA-860, EIA-860M and EIA-923 | 202406 | -116.0139 | 33.1125
-12913717.717 | 3909927.0319 | 42610 | 59723 | Seville 2 | 65411 | Duke Energy Renewables Services | IPP Non-CHP | 2085A W. Highway 78 | Ocotillo Wells | Imperial | California | 92004 | solar | Solar = 30 MW | Solar Photovoltaic | 30 | 30 | [9 empty] | 30 |  |  | EIA-860, EIA-860M and EIA-923 | 202406 | -116.0059 | 33.1101
-7873456.931 | 5187242.2159 | 42611 | 59724 | Scituate Wind | 59493 | Scituate Wind LLC | IPP Non-CHP | 161 Driftway | Scituate | Plymouth | Massachusetts | 2066 | wind | Wind = 1.5 MW | Onshore Wind Turbine | 1.5 | 1.5 | [10 empty] | 1.5 |  | EIA-860, EIA-860M and EIA-923 | 202406 | -70.7285 | 42.1751
-7889587.6818 | 5107064.938 | 42612 | 59725 | Fairhaven Wind | 59494 | Fairhaven Wind LLC | IPP Non-CHP | 5 Arsene Street | Fairhaven | Bristol | Massachusetts | 2719 | wind | Wind = 3 MW | Onshore Wind Turbine | 3 | 3 | [10 empty] | 3 |  | EIA-860, EIA-860M and EIA-923 | 202406 | -70.8734 | 41.6391
-10640490.6707 | 4452074.518 | 42613 | 59726 | CML&P Generating Facility No. 2 | 3892 | City of Coffeyville - (KS) | Electric Utility | 2601 N. 5th Industrial Street | Coffeyville | Montgomery | Kansas | 67337 | natural gas | Natural Gas = 56.1 MW | Natural Gas Internal Combustion Engine | 56.1 | 56.1 | [6 empty] | 56.1 | [5 empty] | EIA-860, EIA-860M and EIA-923 | 202406 | -95.5852 | 37.093
-9002437.4994 | 3960494.245 | 42614 | 59727 | Bull Street Plant | 14164 | City of Orangeburg - (SC) | Electric Utility | 90 Bull Street | Orangeburg | Orangeburg | South Carolina | 29115 | natural gas | Natural Gas = 2 MW | Natural Gas Fired Combustion Turbine | 2 | 2 | [6 empty] | 2 | [5 empty] | EIA-860, EIA-860M and EIA-923 | 202406 | -80.8703 | 33.4898
-8999256.8789 | 3953877.7102 | 42615 | 59728 | Substation 20 Plant | 14164 | City of Orangeburg - (SC) | Electric Utility | 2564 Rowesville Road | Orangeburg | Orangeburg | South Carolina | 29115 | natural gas | Natural Gas = 2 MW | Natural Gas Fired Combustion Turbine | 2 | 2 | [6 empty] | 2 | [5 empty] | EIA-860, EIA-860M and EIA-923 | 202406 | -80.8417 | 33.4402
-10292600.1187 | 4831127.1803 | 42616 | 59729 | Macon Solar Power Project | 12670 | Missouri Jnt Muni.Pwr Elec. Ut. Comm. | IPP Non-CHP | 3007 Kellogg Avenue | Macon | Macon | Missouri | 63552 | solar | Solar = 2.8 MW | Solar Photovoltaic | 2.8 | 2.8 | [9 empty] | 2.8 |  |  | EIA-860, EIA-860M and EIA-923 | 202406 | -92.46 | 39.76
-13128396.2418 | 4111494.3944 | 42617 | 59730 | SEPV 18 | 61012 | AES Distributed Energy | IPP Non-CHP | East Avenue O and 110th St. Ea | Palmdale | Los Angeles | California | 93591 | solar | Solar = 2 MW | Solar Photovoltaic | 2 | 2 | [9 empty] | 2 |  |  | EIA-860, EIA-860M and EIA-923 | 202406 | -117.9344 | 34.6136
-8022498.2558 | 5239377.8245 | 42618 | 59731 | Templeton | 59500 | Sunny Templeton, LLC | IPP Non-CHP | 95 Farnsworth Road | Templeton | Worcester | Massachusetts | 1468 | solar | Solar = 3 MW | Solar Photovoltaic | 3 | 3 | [9 empty] | 3 |  |  | EIA-860, EIA-860M and EIA-923 | 202406 | -72.0673 | 42.5212
-11066400.7122 | 3978989.9024 | 42619 | 59732 | Green Pastures Wind I | 59501 | Green Pastures Wind I, LLC | IPP Non-CHP | 4278 CR 140 | Seymour | Baylor | Texas | 76380 | wind | Wind = 150 MW | Onshore Wind Turbine | 150 | 150 | [10 empty] | 150 |  | EIA-860, EIA-860M and EIA-923 | 202406 | -99.4112 | 33.6282
-11079956.6432 | 3981362.1323 | 42620 | 59733 | Green Pastures Wind II | 59502 | Green Pastures Wind II, LLC | IPP Non-CHP | 4278 CR 140 | Seymour | Knox | Texas | 76380 | wind | Wind = 150 MW | Onshore Wind Turbine | 150 | 150 | [10 empty] | 150 |  | EIA-860, EIA-860M and EIA-923 | 202406 | -99.5329 | 33.646
-11269677.2269 | 4086993.665 | 42621 | 59734 | Briscoe Wind Farm | 65757 | Briscoe Wind Farm, LLC | IPP Non-CHP | 9947 County Road F | Silverton | Briscoe | Texas | 79257 | wind | Wind = 150 MW | Onshore Wind Turbine | 150 | 150 | [10 empty] | 150 |  | EIA-860, EIA-860M and EIA-923 | 202406 | -101.2372 | 34.4323
-10202531.1848 | 5148488.4206 | 42622 | 59735 | Kirkwood Wind Turbine | 59504 | Kirkwood Community College | IPP Non-CHP | 6301 Kirkwood Blvd SW | Cedar Rapids | Linn | Iowa | 52404 | wind | Wind = 0.7 MW | Onshore Wind Turbine | 2.5 | 0.7 | [10 empty] | 0.7 |  | EIA-860, EIA-860M and EIA-923 | 202406 | -91.6509 | 41.9166
-11197899.0871 | 5290550.4173 | 42623 | 59736 | Valentine Wind, LLC | 59506 | Valentine Wind, LLC | IPP Non-CHP | 39266 US Highway 20 | Valentine | Cherry | Nebraska | 69201 | wind | Wind = 1.9 MW | Onshore Wind Turbine | 1.9 | 1.9 | [10 empty] | 1.9 |  | EIA-860, EIA-860M and EIA-923 | 202406 | -100.5924 | 42.8591
-13397576.9006 | 4376869.7558 | 42624 | 59737 | Aspiration G | 61012 | AES Distributed Energy | IPP Non-CHP | 30510 W. Mountain View Avenue | Cantua Creek | Fresno | California | 93608 | solar | Solar = 9 MW | Solar Photovoltaic | 9 | 9 | [9 empty] | 9 |  |  | EIA-860, EIA-860M and EIA-923 | 202406 | -120.3525 | 36.5522
-13406444.3886 | 4400678.51 | 42625 | 59738 | Citizen B | 61012 | AES Distributed Energy | IPP Non-CHP | West California Avenue | Mendota | Fresno | California | 93640 | solar | Solar = 5 MW | Solar Photovoltaic | 5 | 5 | [9 empty] | 5 |  |  | EIA-860, EIA-860M and EIA-923 | 202406 | -120.4321 | 36.7238
-13157221.3108 | 4134050.0908 | 42626 | 59739 | Lancaster WAD B | 61012 | AES Distributed Energy | IPP Non-CHP | 3251 West Avenue D | Lancaster | Los Angeles | California | 93536 | solar | Solar = 3 MW | Solar Photovoltaic | 3 | 3 | [9 empty] | 3 |  |  | EIA-860, EIA-860M and EIA-923 | 202406 | -118.1933 | 34.7802
-13167169.2657 | 4166994.006 | 42627 | 59740 | SEPV Mojave West | 61012 | AES Distributed Energy | IPP Non-CHP | 13750 90th Street West | Mojave | Kern | California | 93501 | solar | Solar = 20 MW | Solar Photovoltaic | 20 | 20 | [9 empty] | 20 |  |  | EIA-860, EIA-860M and EIA-923 | 202406 | -118.2827 | 35.0229
-8035491.0215 | 5578397.2562 | 42628 | 59741 | Barton Solar Farm | 59508 | Barton Solar, LLC | IPP Non-CHP | 1603 Glover Road | Barton | Orleans | Vermont | 5822 | solar | Solar = 1.9 MW | Solar Photovoltaic | 1.9 | 1.9 | [9 empty] | 1.9 |  |  | EIA-860, EIA-860M and EIA-923 | 202406 | -72.184 | 44.7254
-11928683.603 | 4781296.1942 | 42629 | 59742 | Sunnyside Ranch Community Solar Array | 8773 | Holy Cross Electric Assn, Inc | Electric Utility | 4003 Country Road 100 | Carbondale | Garfield | Colorado | 81623 | solar | Solar = 1.5 MW | Solar Photovoltaic | 1.5 | 1.5 | [9 empty] | 1.5 |  |  | EIA-860, EIA-860M and EIA-923 | 202406 | -107.1572 | 39.415
-8566860.0279 | 4764267.8999 | 42630 | 59743 | Chimes West Friendship (Nixon Farms) | 59540 | SunE SEM 1, LLC | IPP Non-CHP | 2800 Nixon Farms Lane | West Friendship | Howard | Maryland | 21792 | solar | Solar = 1.2 MW | Solar Photovoltaic | 1.2 | 1.2 | [9 empty] | 1.2 |  |  | EIA-860, EIA-860M and EIA-923 | 202406 | -76.9574 | 39.2967
-9133463.1004 | 3247526.8796 | 42631 | 59744 | Lakeland Electric Co. (FL)-Airport 1 | 65922 | SunE W12DG-B, LLC | IPP Non-CHP | 4250 Hamilton Road | Lakeland | Polk | Florida | 33811 | solar | Solar = 2.3 MW | Solar Photovoltaic | 2.3 | 2.3 | [9 empty] | 2.3 |  |  | EIA-860, EIA-860M and EIA-923 | 202406 | -82.0473 | 27.9885
-7923412.2204 | 5252219.8537 | 42632 | 59745 | Leominster (MA)-South Street-R&D | 59511 | South Street Solar, LLC | IPP Non-CHP | 1350 South Street | Tewksbury | Middlesex | Massachusetts | 20705 | solar | Solar = 2.6 MW | Solar Photovoltaic | 2.9 | 2.6 | [9 empty] | 2.6 |  |  | EIA-860, EIA-860M and EIA-923 | 202406 | -71.1772 | 42.6062
-13382656.9719 | 4319524.6101 | 42633 | 59746 | DSH (CA) - Coalinga State Hospital | 59512 | Team-Solar, Inc. | IPP Non-CHP | 24511 W Jayne Avenue | Coalinga | Fresno | California | 93210 | solar | Solar = 2.6 MW | Solar Photovoltaic | 2 | 2.6 | [9 empty] | 2.6 |  |  | EIA-860, EIA-860M and EIA-923 | 202406 | -120.2185 | 36.1373
-12793882.1739 | 4304972.5574 | 42634 | 59747 | River Mountains Solar | 59514 | River Mountains Solar, LLC | IPP Non-CHP | 1299 Burkholder | Henderson | Clark | Nevada | 89015 | solar | Solar = 14.4 MW | Solar Photovoltaic | 14.4 | 14.4 | [9 empty] | 14.4 |  |  | EIA-860, EIA-860M and EIA-923 | 202406 | -114.9294 | 36.0316
-13383323.9983 | 4319518.9587 | 42635 | 59748 | CDCR (CA) - Pleasant Valley State Prison | 59512 | Team-Solar, Inc. | IPP Non-CHP | 24863 West Jayne Avenue | Coalinga | Fresno | California | 93210 | solar | Solar = 1.2 MW | Solar Photovoltaic | 1.2 | 1.2 | [9 empty] | 1.2 |  |  | EIA-860, EIA-860M and EIA-923 | 202406 | -120.2244 | 36.1372
-8424258.3131 | 4608081.8154 | 42636 | 59749 | UMES (MD) - Princess Anne | 58473 | NVT LICENSES, LLC | IPP Non-CHP | MD Rt. 388 (West Post Office R | Princess Anne | Somerset | Maryland | 21583 | solar | Solar = 2.1 MW | Solar Photovoltaic | 2 | 2.1 | [9 empty] | 2.1 |  |  | EIA-860, EIA-860M and EIA-923 | 202406 | -75.6764 | 38.2026
-7954293.3604 | 5187661.7593 | 42637 | 59750 | Bourne (MA) - Holliston I | 58473 | NVT LICENSES, LLC | IPP Non-CHP | 56 Chestnut Street | Holliston | Middlesex | Massachusetts | 1746 | solar | Solar = 2.4 MW | Solar Photovoltaic | 2.3 | 2.4 | [9 empty] | 2.4 |  |  | EIA-860, EIA-860M and EIA-923 | 202406 | -71.4546 | 42.1779
-8248153.105 | 4986609.8572 | 42638 | 59751 | Wilzig Associates, LLC | 59518 | Wilzig Associates, LLC | Commercial Non-CHP | Union Avenue & DuBois Street | East Rutherford | Bergen | New Jersey | 7073 | solar | Solar = 1.2 MW | Solar Photovoltaic | 1.2 | 1.2 | [9 empty] | 1.2 |  |  | EIA-860, EIA-860M and EIA-923 | 202406 | -74.0944 | 40.8253
-7977449.8182 | 5194817.1288 | 42639 | 59752 | BlueWave Capital - Grafton (SREC II) | 59519 | TerraForm Solar XVII, LLC | IPP Non-CHP | 43 Estabrook Street | Grafton | Worcester | Massachusetts | 1519 | solar | Solar = 1.3 MW | Solar Photovoltaic | 1.3 | 1.3 | [9 empty] | 1.3 |  |  | EIA-860, EIA-860M and EIA-923 | 202406 | -71.6627 | 42.2255
-9133463.9909 | 3247857.2965 | 42640 | 59754 | Lakeland Electric Co. (FL) - Airport II | 66044 | Sun E N7 Holdings LLC | IPP Non-CHP | 4070 Hamilton Road | Lakeland | Polk | Florida | 33811 | solar | Solar = 3.5 MW | Solar Photovoltaic | 3.5 | 3.5 | [9 empty] | 3.5 |  |  | EIA-860, EIA-860M and EIA-923 | 202406 | -82.0473 | 27.9911
-8081524.5252 | 5354830.3319 | 42641 | 59755 | Chester Power Partners | 60281 | Altus Power America Management, LLC | IPP Non-CHP | 54 Trebo Road | North Chester | Windsor | Vermont | 5143 | solar | Solar = 2.2 MW | Solar Photovoltaic | 2.2 | 2.2 | [9 empty] | 2.2 |  |  | EIA-860, EIA-860M and EIA-923 | 202406 | -72.5976 | 43.2809
-12099664.7749 | 5647617.7597 | 42642 | 59757 | Pryor Mountain Wind | 14354 | PacifiCorp | Electric Utility | 427 S. Railbed Road | Bridger | Carbon | Montana | 59014 | wind | Wind = 239.8 MW | Onshore Wind Turbine | 239.8 | 239.8 | [10 empty] | 239.8 |  | EIA-860, EIA-860M and EIA-923 | 202406 | -108.6931 | 45.1655
-8798807.768 | 4866908.6864 | 42643 | 59759 | Glades Pike Generation Plant | 59526 | State Correctnl Inst Laurel Highlands | Commercial Non-CHP | 5706 Glades Pike | Somerset | Somerset | Pennsylvania | 15501 | biomass | Biomass = 3.2 MW | Landfill Gas | 3.2 | 3.2 |  | 3.2 | [10 empty] | EIA-860, EIA-860M and EIA-923 | 202406 | -79.041 | 40.0067
-8698628.0186 | 4356407.3272 | 42644 | 59760 | Red Hill Solar Center, LLC | 61119 | SRE Utility Solar 1, LLC | IPP Non-CHP | 401 Red Hill Loop Road | Warrenton | Warren | North Carolina | 27589 | solar | Solar = 4.9 MW | Solar Photovoltaic | 5 | 4.9 | [9 empty] | 4.9 |  |  | EIA-860, EIA-860M and EIA-923 | 202406 | -78.1411 | 36.4044
-8669619.4952 | 4269979.0437 | 42645 | 59761 | Van Slyke Solar Center, LLC | 61119 | SRE Utility Solar 1, LLC | IPP Non-CHP | 4141 Van Slyke Road | Elm City | Wilson | North Carolina | 27822 | solar | Solar = 4.9 MW | Solar Photovoltaic | 5 | 4.9 | [9 empty] | 4.9 |  |  | EIA-860, EIA-860M and EIA-923 | 202406 | -77.8805 | 35.777
-8775474.9801 | 4070404.2021 | 42646 | 59762 | Broadway Solar Center, LLC | 61119 | SRE Utility Solar 1, LLC | IPP Non-CHP | 310 Dessie Road | Chadbourn | Columbus | North Carolina | 28431 | solar | Solar = 4.9 MW | Solar Photovoltaic | 5 | 4.9 | [9 empty] | 4.9 |  |  | EIA-860, EIA-860M and EIA-923 | 202406 | -78.8314 | 34.3093
-8784087.4351 | 4135515.0266 | 42647 | 59763 | Robeson County LFG to Energy | 59529 | Robeson County Landfill | Commercial Non-CHP | 246 Landfill Road | St. Pauls | Robeson | North Carolina | 28384 | biomass | Biomass = 2 MW | Landfill Gas | 2 | 2 |  | 2 | [10 empty] | EIA-860, EIA-860M and EIA-923 | 202406 | -78.9088 | 34.791
-9288906.1864 | 5111365.7342 | 42648 | 59764 | Oregon Clean Energy Center | 59534 | Oregon Clean Energy Center | IPP Non-CHP | 816 North Lallendorf Road | Oregon | Lucas | Ohio | 43616 | natural gas | Natural Gas = 847.6 MW, Petroleum = 1.5 MW | Natural Gas Fired Combined Cycle; Petroleum Liquids; | 1061.5 | 849.1 | [6 empty] | 847.6 |  | 1.5 |  |  |  | EIA-860, EIA-860M and EIA-923 | 202406 | -83.4437 | 41.6679
-8026435.8488 | 5221524.285 | 42649 | 59765 | Stetson Road Solar - Barre I | 59232 | Kearsarge Solar LLC | IPP Non-CHP | 203 Stetson Road | Barre | Worcester | Massachusetts | 1005 | solar | Solar = 2 MW | Solar Photovoltaic | 2 | 2 | [9 empty] | 2 |  |  | EIA-860, EIA-860M and EIA-923 | 202406 | -72.1027 | 42.4029
-8027137.1616 | 5215360.4802 | 42650 | 59766 | Barre II Solar Project | 59232 | Kearsarge Solar LLC | IPP Non-CHP | Britton Road West | Barre | Worcester | Massachusetts | 1005 | solar | Solar = 1.5 MW | Solar Photovoltaic | 1.5 | 1.5 | [9 empty] | 1.5 |  |  | EIA-860, EIA-860M and EIA-923 | 202406 | -72.109 | 42.362
-8120645.5339 | 5207830.7147 | 42651 | 59767 | Chester Solar Farm | 59232 | Kearsarge Solar LLC | IPP Non-CHP | 556 Skyline Trail | Chester | Hampden | Massachusetts | 1011 | solar | Solar = 4.8 MW | Solar Photovoltaic | 4.8 | 4.8 | [9 empty] | 4.8 |  |  | EIA-860, EIA-860M and EIA-923 | 202406 | -72.949 | 42.312
-7940975.8757 | 5227722.2796 | 42652 | 59768 | Concord Solar Farm | 59232 | Kearsarge Solar LLC | IPP Non-CHP | 755 Walden Street | Concord | Middlesex | Massachusetts | 1742 | solar | Solar = 1.5 MW | Solar Photovoltaic | 1.5 | 1.5 | [9 empty] | 1.5 |  |  | EIA-860, EIA-860M and EIA-923 | 202406 | -71.335 | 42.444
-9187511.0509 | 3244662.2578 | 42653 | 59769 | TIA Solar | 18454 | Tampa Electric Co | Electric Utility | 5505 Airport Service Road | Tampa | Hillsborough | Florida | 33607 | solar | Solar = 1.6 MW | Solar Photovoltaic | 1.6 | 1.6 | [9 empty] | 1.6 |  |  | EIA-860, EIA-860M and EIA-923 | 202406 | -82.5328 | 27.9658
-9547968.2375 | 4864280.5703 | 42654 | 59770 | IMPA Pendleton Solar Park | 9234 | Indiana Municipal Power Agency | Electric Utility | 4500 West Fall Creek Drive | Pendleton | Madison | Indiana | 46064 | solar | Solar = 2 MW | Solar Photovoltaic | 2 | 2 | [9 empty] | 2 |  |  | EIA-860, EIA-860M and EIA-923 | 202406 | -85.7709 | 39.9886
-9885081.7269 | 5314194.3799 | 42655 | 59771 | Jefferson Solar Park | 59209 | Concord New Energy | IPP Non-CHP | 792 N. Parkway | Jefferson | Jefferson | Wisconsin | 53549 | solar | Solar = 1 MW | Solar Photovoltaic | 1 | 1 | [9 empty] | 1 |  |  | EIA-860, EIA-860M and EIA-923 | 202406 | -88.7992 | 43.0146
-10527619.4975 | 4727440.5439 | 42656 | 59772 | KCP&L SmartGrid Innovation Park | 10000 | Evergy Metro | Electric Utility | 4724 Tracy Avenue | Kansas City | Jackson | Missouri | 64110 | batteries | Battery = 1 MW | Batteries | 1 | 1 | 1 | [11 empty] | EIA-860, EIA-860M and EIA-923 | 202406 | -94.5712 | 39.0403
-9023466.6417 | 4954166.174 | 42657 | 59773 | Carroll County Energy | 59541 | Carroll County Energy LLC | IPP Non-CHP | 2022 Kensington Road NE | Carrollton | Carroll | Ohio | 44615 | natural gas | Natural Gas = 714.6 MW | Natural Gas Fired Combined Cycle | 832.3 | 714.6 | [6 empty] | 714.6 | [5 empty] | EIA-860, EIA-860M and EIA-923 | 202406 | -81.0592 | 40.6044
-9671401.9605 | 4977830.5703 | 42658 | 59774 | BioTown Ag | 65170 | Bio Town Biogas, LLC | Industrial CHP | 402 W 100 North | Reynolds | White | Indiana | 47980 | biomass | Biomass = 6 MW | Other Waste Biomass | 6 | 6 |  | 6 | [10 empty] | EIA-860, EIA-860M and EIA-923 | 202406 | -86.8797 | 40.7656
-8037267.2353 | 5251284.605 | 42659 | 59775 | Adams Farm Solar | 60281 | Altus Power America Management, LLC | IPP Non-CHP | 854 Bearsden Road | Athol | Worcester | Massachusetts | 1331 | solar | Solar = 3 MW | Solar Photovoltaic | 3 | 3 | [9 empty] | 3 |  |  | EIA-860, EIA-860M and EIA-923 | 202406 | -72.2 | 42.6
-9909549.7509 | 4944287.2786 | 42660 | 59776 | Heartland Community College | 59543 | Heartland Community College | Commercial Non-CHP | 1500 West Raab Road | Normal | McLean | Illinois | 61761 | wind | Wind = 1.7 MW | Onshore Wind Turbine | 1.7 | 1.7 | [10 empty] | 1.7 |  | EIA-860, EIA-860M and EIA-923 | 202406 | -89.019 | 40.537
-8012575.3477 | 5225877.5368 | 42661 | 59777 | RGS-Rutland VNM SREC II Project (MA) | 59519 | TerraForm Solar XVII, LLC | IPP Non-CHP | 549 East County Road | Rutland | Worcester | Massachusetts | 1543 | solar | Solar = 2 MW | Solar Photovoltaic | 2 | 2 | [9 empty] | 2 |  |  | EIA-860, EIA-860M and EIA-923 | 202406 | -71.9782 | 42.4318
-8865080.3797 | 4184080.4661 | 42662 | 59778 | Eden Solar LLC | 61012 | AES Distributed Energy | IPP Non-CHP | 2252 Derby Road | Ellerbe | Richmond | North Carolina | 28338 | solar | Solar = 47.7 MW | Solar Photovoltaic | 47.7 | 47.7 | [9 empty] | 47.7 |  |  | EIA-860, EIA-860M and EIA-923 | 202406 | -79.6364 | 35.1485
-12345301.918 | 3786114.6982 | 42663 | 59779 | Davis Monthan AFB (AZ) West Airfield | 61944 | MN8 Energy LLC | IPP Non-CHP | Davis-Montan Air Force Base | Tucson | Pima | Arizona | 85707 | solar | Solar = 12.6 MW | Solar Photovoltaic | 12.6 | 12.6 | [9 empty] | 12.6 |  |  | EIA-860, EIA-860M and EIA-923 | 202406 | -110.8997 | 32.1736
-7864613.9333 | 5149804.0861 | 42664 | 59780 | New Bedford (MA) Plymouth | 59545 | BWC Origination 4, LLC | IPP Non-CHP | 30 Raffaele Road | Plymouth | Plymouth | Massachusetts | 2360 | solar | Solar = 4.3 MW | Solar Photovoltaic | 4.3 | 4.3 | [9 empty] | 4.3 |  |  | EIA-860, EIA-860M and EIA-923 | 202406 | -70.649 | 41.9254
-8013626.649 | 5210967.0381 | 42665 | 59781 | Upper Blackstone (MA) Treasure Valley | 59546 | Nexamp Treasure Valley Solar, LLC | IPP Non-CHP | 320 Pleasantdale Road | Rutland | Worcester | Massachusetts | 1543 | solar | Solar = 5 MW | Solar Photovoltaic | 5 | 5 | [9 empty] | 5 |  |  | EIA-860, EIA-860M and EIA-923 | 202406 | -71.9876 | 42.3328
-10994536.2999 | 4390571.6924 | 42666 | 59782 | Waynoka Gas Processing Plant | 59549 | Targa Pipeline Mid-Continent West OK LLC | Industrial Non-CHP | 38348 Craig Road | Alva | Woods | Oklahoma | 73717 | natural gas | Natural Gas = 3.9 MW | Natural Gas Internal Combustion Engine | 3.9 | 3.9 | [6 empty] | 3.9 | [5 empty] | EIA-860, EIA-860M and EIA-923 | 202406 | -98.7656 | 36.651
-8409414.5269 | 4821477.8285 | 42667 | 59783 | Croda Atlas Point CHP | 59550 | Croda Inc. | Industrial CHP | 315 Cherry Lane | New Castle | New Castle | Delaware | 19720 | biomass | Biomass = 4.2 MW | Landfill Gas | 4.2 | 4.2 |  | 4.2 | [10 empty] | EIA-860, EIA-860M and EIA-923 | 202406 | -75.5431 | 39.6933
-12545083.2233 | 3891986.1015 | 42668 | 59784 | Gila River Power Block 3 | 16572 | Salt River Project | Electric Utility | 1250 East Watermelon Road | Gila Bend | Maricopa | Arizona | 85337 | natural gas | Natural Gas = 570 MW | Natural Gas Fired Combined Cycle | 619 | 570 | [6 empty] | 570 | [5 empty] | EIA-860, EIA-860M and EIA-923 | 202406 | -112.6944 | 32.975
-9570815.6724 | 5382199.0326 | 42669 | 59785 | Fremont Community Digester, LLC | 62127 | Generate Fremont Digester, LLC. | IPP CHP | 1634 Locust Street | Newaygo | Newaygo | Michigan | 49412 | biomass | Biomass = 5.8 MW | Other Waste Biomass | 5.8 | 5.8 |  | 5.8 | [10 empty] | EIA-860, EIA-860M and EIA-923 | 202406 | -85.9761 | 43.4597
-12610680.0143 | 4550461.1668 | 42670 | 59786 | Fiddler's Canyon #2 | 59561 | SunE Solar XVII Project 2, LLC | IPP Non-CHP | 9213 West 3200 North | Cedar City | Iron | Utah | 84720 | solar | Solar = 3 MW | Solar Photovoltaic | 3 | 3 | [9 empty] | 3 |  |  | EIA-860, EIA-860M and EIA-923 | 202406 | -113.2837 | 37.7947
-12607346.8861 | 4544206.8779 | 42671 | 59787 | Fiddler's Canyon #1 | 59560 | SunE Solar XVII Project 1, LLC | IPP Non-CHP | 9190 West Antelope Springs Rd | Cedar City | Iron | Utah | 84720 | solar | Solar = 3 MW | Solar Photovoltaic | 3 | 3 | [9 empty] | 3 |  |  | EIA-860, EIA-860M and EIA-923 | 202406 | -113.2537 | 37.7503
-8071986.8939 | 5163230.0823 | 42672 | 59788 | Advance Stores Company, Inc | 57313 | Tesla Inc. | IPP Non-CHP | 300 Shaker Road | Enfield | Hartford | Connecticut | 6082 | solar | Solar = 1 MW | Solar Photovoltaic | 1 | 1 | [9 empty] | 1 |  |  | EIA-860, EIA-860M and EIA-923 | 202406 | -72.5119 | 42.015
-8195283.5827 | 5137910.44 | 42673 | 59789 | Millbrook School | 57313 | Tesla Inc. | IPP Non-CHP | 131 Millbrook School Road | Millbrook | Dutchess | New York | 12545 | solar | Solar = 1.4 MW | Solar Photovoltaic | 1.4 | 1.4 | [9 empty] | 1.4 |  |  | EIA-860, EIA-860M and EIA-923 | 202406 | -73.6195 | 41.8458
-13727580.0802 | 5554623.3452 | 42674 | 59790 | Oregon University System Rabbit Field | 57313 | Tesla Inc. | IPP Non-CHP | 5501 NW Walnut Blvd | Corvallis | Benton | Oregon | 97339 | solar | Solar = 1.2 MW | Solar Photovoltaic | 1.2 | 1.2 | [9 empty] | 1.2 |  |  | EIA-860, EIA-860M and EIA-923 | 202406 | -123.317 | 44.5735
-14984496.2431 | 8044945.9507 | 42675 | 59793 | Industrial Plant | 213 | Alaska Electric Light & Power Co. | Electric Utility | 2500 Barrett Avenue | Juneau | Juneau | Alaska | 99801 | petroleum | Petroleum = 23.5 MW | Petroleum Liquids | 41.7 | 23.5 | [8 empty] | 23.5 |  |  |  | EIA-860, EIA-860M and EIA-923 | 202406 | -134.608 | 58.3676
-9760312.3925 | 5141638.1901 | 42676 | 59794 | Chicago West Side Energy Center | 58303 | Energy Systems Group LLC | IPP CHP | 2079 West Ogden Avenue | Chicago | Cook | Illinois | 60612 | natural gas | Natural Gas = 3.5 MW | Natural Gas Fired Combustion Turbine | 3.5 | 3.5 | [6 empty] | 3.5 | [5 empty] | EIA-860, EIA-860M and EIA-923 | 202406 | -87.6784 | 41.8708
-8570836.9167 | 4342859.5749 | 42677 | 59795 | Ahoskie | 60281 | Altus Power America Management, LLC | IPP Non-CHP | 114 Hertford county High road | Ahoskie | Hertford | North Carolina | 27910 | solar | Solar = 5 MW | Solar Photovoltaic | 5 | 5 | [9 empty] | 5 |  |  | EIA-860, EIA-860M and EIA-923 | 202406 | -76.9931 | 36.3064
-8595924.3225 | 4321863.5734 | 42678 | 59796 | Kelford | 61060 | Cypress Creek Renewables | IPP Non-CHP | 729 Black Jack Road | Kelford | Bertie | North Carolina | 27847 | solar | Solar = 4.7 MW | Solar Photovoltaic | 5 | 4.7 | [9 empty] | 4.7 |  |  | EIA-860, EIA-860M and EIA-923 | 202406 | -77.2185 | 36.1542
-8250753.3057 | 4961260.6161 | 42679 | 59797 | Bayonne MUA- Leitner-Poma Wind Turbine | 59568 | SUEZ North America, Inc. | IPP Non-CHP | 110 Oak Street | Bayonne | Hudson | New Jersey | 7002 | wind | Wind = 0.1 MW | Onshore Wind Turbine | 1.5 | 0.1 | [10 empty] | 0.1 |  | EIA-860, EIA-860M and EIA-923 | 202406 | -74.1178 | 40.6528
-13163797.7323 | 4000999.7464 | 42680 | 59798 | Colon PV | 11208 | Los Angeles Department of Water & Power | IPP Non-CHP | 909 E. Colon Street | Wilmington | Los Angeles | California | 90044 | solar | Solar = 0.9 MW | Solar Photovoltaic | 1.3 | 0.9 | [9 empty] | 0.9 |  |  | EIA-860, EIA-860M and EIA-923 | 202406 | -118.2524 | 33.7927
-13051747.0951 | 4040679.2471 | 42681 | 59800 | Amazon San Bernardino | 57128 | Bloom Energy | IPP Non-CHP | 1910 E Central Ave | San Bernardino | San Bernardino | California | 92408 | natural gas | Natural Gas = 1 MW | Other Natural Gas | 1.1 | 1 | [6 empty] | 1 | [5 empty] | EIA-860, EIA-860M and EIA-923 | 202406 | -117.2458 | 34.0884
-8149370.7492 | 5082285.9223 | 42682 | 59801 | IBM Southbury | 57128 | Bloom Energy | IPP Non-CHP | 150 Kettletown Road | Southbury | New Haven | Connecticut | 6488 | natural gas | Natural Gas = 1 MW | Other Natural Gas | 1.1 | 1 | [6 empty] | 1 | [5 empty] | EIA-860, EIA-860M and EIA-923 | 202406 | -73.207 | 41.4725
-13575346.8917 | 4495806.4754 | 42683 | 59802 | Maxim | 57128 | Bloom Energy | IPP Non-CHP | 160 Rio Robles | San Jose | Santa Clara | California | 95134 | natural gas | Natural Gas = 1 MW | Other Natural Gas | 1.1 | 1 | [6 empty] | 1 | [5 empty] | EIA-860, EIA-860M and EIA-923 | 202406 | -121.9494 | 37.4057
-13612592.9461 | 4555841.3688 | 42684 | 59803 | Pixar - Emeryville | 57128 | Bloom Energy | IPP Non-CHP | 1200 Park Ave | Emeryville | Alameda | California | 94608 | natural gas | Natural Gas = 1 MW | Other Natural Gas | 1.1 | 1 | [6 empty] | 1 | [5 empty] | EIA-860, EIA-860M and EIA-923 | 202406 | -122.284 | 37.8329
-13085722.3603 | 4041388.446 | 42685 | 59804 | Starbucks - Evolution Fresh | 57128 | Bloom Energy | IPP Non-CHP | 11655 Jersey Blvd | Rancho Cucamonga | San Bernardino | California | 91730 | natural gas | Natural Gas = 1 MW | Other Natural Gas | 1.1 | 1 | [6 empty] | 1 | [5 empty] | EIA-860, EIA-860M and EIA-923 | 202406 | -117.551 | 34.0937
-13583844.0197 | 4497170.1099 | 42686 | 59805 | Yahoo! - HQ | 57128 | Bloom Energy | IPP Non-CHP | 700 First Avenue | Sunnyvale | Santa Clara | California | 94089 | natural gas | Natural Gas = 1 MW | Other Natural Gas | 1.1 | 1 | [6 empty] | 1 | [5 empty] | EIA-860, EIA-860M and EIA-923 | 202406 | -122.0257 | 37.4154
-11652346.4368 | 4851342.0933 | 42687 | 59807 | Airport 1 Solar (DIA) | 60025 | Greenbacker Renewable Energy Corporation | IPP Non-CHP | 11190 N. Queensburg St | Denver | Denver | Colorado | 80249 | solar | Solar = 1.5 MW | Solar Photovoltaic | 1.5 | 1.5 | [9 empty] | 1.5 |  |  | EIA-860, EIA-860M and EIA-923 | 202406 | -104.6748 | 39.8995
-9741464.7782 | 5089998.8949 | 42688 | 59808 | Munster Landfill Gas-to-Energy | 59591 | Town of Munster | IPP Non-CHP | 10121 Calumet Avenue | Munster | Lake | Indiana | 46321 | biomass | Biomass = 1.1 MW | Landfill Gas | 1.1 | 1.1 |  | 1.1 | [10 empty] | EIA-860, EIA-860M and EIA-923 | 202406 | -87.5091 | 41.5244
-9170221.7981 | 4343307.1484 | 42689 | 59809 | Mountain Home Energy Center | 58303 | Energy Systems Group LLC | IPP Non-CHP | Memorial Avenue, Building 208 | Mountain Home | Washington | Tennessee | 37684 | petroleum | Natural Gas = 3.2 MW, Petroleum = 3.6 MW | Natural Gas Internal Combustion Engine; Petroleum Liquids; | 6.8 | 6.8 | [6 empty] | 3.2 |  | 3.6 |  |  |  | EIA-860, EIA-860M and EIA-923 | 202406 | -82.3775 | 36.3096
-9774473.2336 | 5549410.2475 | 42690 | 59810 | Dairyland WTE Plant | 58303 | Energy Systems Group LLC | IPP Non-CHP | 2647 Mercier Road | New Franken | Brown | Wisconsin | 54229 | biomass | Biomass = 1.4 MW | Other Waste Biomass | 1.4 | 1.4 |  | 1.4 | [10 empty] | EIA-860, EIA-860M and EIA-923 | 202406 | -87.8056 | 44.5401
-8557670.27 | 4663331.6376 | 42691 | 59811 | Rockfish Solar LLC | 59589 | Rockfish Solar LLC | IPP Non-CHP | 4370 Renner Road | Waldorf | Charles | Maryland | 20602 | solar | Solar = 10.3 MW | Solar Photovoltaic | 10.3 | 10.3 | [9 empty] | 10.3 |  |  | EIA-860, EIA-860M and EIA-923 | 202406 | -76.8749 | 38.5915
-10879767.2407 | 3807718.3217 | 42692 | 59812 | Wolf Hollow II | 6035 | Constellation Power, Inc | IPP Non-CHP | 8787 Wolf Hollow Court | Granbury | Hood | Texas | 76048 | natural gas | Natural Gas = 1103.4 MW | Natural Gas Fired Combined Cycle | 1231.2 | 1103.4 | [6 empty] | 1103.4 | [5 empty] | EIA-860, EIA-860M and EIA-923 | 202406 | -97.7346 | 32.3377
-12799000.1988 | 4270696.4089 | 42693 | 59814 | Copper Mountain Solar 4, LLC | 56769 | Consolidated Edison Development Inc. | IPP Non-CHP | 659 Eldorado Valley Drive | Boulder City | Clark | Nevada | 89005 | solar | Solar = 93.6 MW | Solar Photovoltaic | 93.6 | 93.6 | [9 empty] | 93.6 |  |  | EIA-860, EIA-860M and EIA-923 | 202406 | -114.9754 | 35.7822
-8075916.138 | 5195086.0712 | 42694 | 59815 | Granby LFG | 59596 | Industrial Power Services Corp. | IPP Non-CHP | 11 New Ludlow Road | Granby | Hampshire | Massachusetts | 1082 | biomass | Biomass = 2.8 MW | Landfill Gas | 3.2 | 2.8 |  | 2.8 | [10 empty] | EIA-860, EIA-860M and EIA-923 | 202406 | -72.5472 | 42.2273
-8458336.8827 | 5197555.3159 | 42695 | 59816 | Nanticoke LFG | 59597 | Broome Energy Resources, LLC | IPP Non-CHP | 286 Knapp Road | Binghamton | Broome | New York | 13905 | biomass | Biomass = 4 MW | Landfill Gas | 4 | 4 |  | 4 | [10 empty] | EIA-860, EIA-860M and EIA-923 | 202406 | -75.9825 | 42.2437
-12509036.8589 | 4939312.7621 | 42696 | 59817 | Tooele Army Depot(CSG) | 59598 | Tooele Army Depot | IPP Non-CHP | 1 Tooele Army Depot, Bldg 1510 | Tooele | Tooele | Utah | 84074 | wind | Battery = 1 MW, Solar = 0.1 MW,Wind = 3.2 MW | Batteries; Solar Thermal without Energy Storage; Onshore Wind Turbine | 5.7 | 4.3 | 1 | [8 empty] | 0.1 | 3.2 |  | EIA-860, EIA-860M and EIA-923 | 202406 | -112.3706 | 40.503
-8979435.4417 | 4224415.9832 | 42697 | 59818 | Concord Farm | 59599 | Shoe Show, Inc. | IPP Non-CHP | 2201 Trinity Church Road | Concord | Cabarrus | North Carolina | 28027 | solar | Solar = 4.9 MW | Solar Photovoltaic | 4.5 | 4.9 | [9 empty] | 4.9 |  |  | EIA-860, EIA-860M and EIA-923 | 202406 | -80.6636 | 35.4442
-12752371.2471 | 4161747.7814 | 42698 | 59819 | Mohave Electric at Fort Mohave | 21538 | Mohave Electric Cooperative, Inc. | IPP Non-CHP | 2681 East Antoinette Ave. | Fort Mohave | Mohave | Arizona | 86426 | solar | Solar = 4.4 MW | Solar Photovoltaic | 4.4 | 4.4 | [9 empty] | 4.4 |  |  | EIA-860, EIA-860M and EIA-923 | 202406 | -114.5565 | 34.9843
-8048367.7923 | 5244290.1208 | 42699 | 59820 | Hunt Farm Solar | 60281 | Altus Power America Management, LLC | IPP Non-CHP | 702 South Main Street | Orange | Franklin | Massachusetts | 1364 | solar | Solar = 3 MW | Solar Photovoltaic | 3 | 3 | [9 empty] | 3 |  |  | EIA-860, EIA-860M and EIA-923 | 202406 | -72.2997 | 42.5537
-8033984.0895 | 5177361.9398 | 42700 | 59821 | 205 Sturbridge A | 60281 | Altus Power America Management, LLC | IPP Non-CHP | 205 Sturbridge Road | Brimfield | Hampden | Massachusetts | 1010 | solar | Solar = 3 MW | Solar Photovoltaic | 3 | 3 | [9 empty] | 3 |  |  | EIA-860, EIA-860M and EIA-923 | 202406 | -72.1705 | 42.1093
-8034059.8981 | 5177342.5829 | 42701 | 59822 | 201 Sturbridge B | 60281 | Altus Power America Management, LLC | IPP Non-CHP | 201 Sturbridge Road | Brimfield | Hampden | Massachusetts | 1010 | solar | Solar = 2 MW | Solar Photovoltaic | 2 | 2 | [9 empty] | 2 |  |  | EIA-860, EIA-860M and EIA-923 | 202406 | -72.1712 | 42.1091
-9608483.1824 | 4825765.7439 | 42702 | 59823 | INDY III | 63249 | Terraform Arcadia | IPP Non-CHP | 2745 South Hoffman Road | Indianapolis | Marion | Indiana | 46241 | solar | Solar = 2.5 MW | Solar Photovoltaic | 2.5 | 2.5 | [9 empty] | 2.5 |  |  | EIA-860, EIA-860M and EIA-923 | 202406 | -86.3145 | 39.723
-8814400.957 | 4226342.5299 | 42703 | 59824 | Sweetgum Solar | 61119 | SRE Utility Solar 1, LLC | IPP Non-CHP | 1850 W. Garden Street | Sanford | Lee | North Carolina | 27330 | solar | Solar = 4.9 MW | Solar Photovoltaic | 5 | 4.9 | [9 empty] | 4.9 |  |  | EIA-860, EIA-860M and EIA-923 | 202406 | -79.1811 | 35.4583
-8717206.685 | 4308467.3213 | 42704 | 59825 | South Louisburg Solar | 61060 | Cypress Creek Renewables | IPP Non-CHP | 1406 NC Hwy 39 South | Louisburg | Franklin | North Carolina | 27549 | solar | Solar = 5 MW | Solar Photovoltaic | 5 | 5 | [9 empty] | 5 |  |  | EIA-860, EIA-860M and EIA-923 | 202406 | -78.308 | 36.057
-12968386.7189 | 4372133.4717 | 42705 | 59826 | Sunshine Valley Solar | 61785 | EDP Renewables North America LLC | IPP Non-CHP | 1520 S. Powerline Rd | Armagosa | Nye | Nevada | 89020 | solar | Solar = 103.5 MW | Solar Photovoltaic | 103.5 | 103.5 | [9 empty] | 103.5 |  |  | EIA-860, EIA-860M and EIA-923 | 202406 | -116.497 | 36.518
-12791500.0481 | 4356907.7486 | 42706 | 59827 | Playa Solar 1, LLC | 57170 | EDF Renewable Asset Holdings, Inc. | IPP Non-CHP | intersection of HWY 93 and Gra | North Las Vegas | Clark | Nevada | 59165 | solar | Solar = 79 MW | Solar Photovoltaic | 79 | 79 | [9 empty] | 79 |  |  | EIA-860, EIA-860M and EIA-923 | 202406 | -114.908 | 36.408
-8813597.0076 | 4226418.5164 | 42707 | 59828 | Balsam | 61119 | SRE Utility Solar 1, LLC | IPP Non-CHP | 1050 W. Garden Street | Sanford | Lee | North Carolina | 27330 | solar | Solar = 5 MW | Solar Photovoltaic | 5 | 5 | [9 empty] | 5 |  |  | EIA-860, EIA-860M and EIA-923 | 202406 | -79.1739 | 35.4589
-8683940.7476 | 4137036.28 | 42708 | 59829 | Hickory | 59464 | Current Energy Group | IPP Non-CHP | 4327 US 117 S | Rose Hill | Duplin | North Carolina | 28458 | solar | Solar = 5 MW | Solar Photovoltaic | 5 | 5 | [9 empty] | 5 |  |  | EIA-860, EIA-860M and EIA-923 | 202406 | -78.0092 | 34.8022
-8759619.411 | 4193273.5619 | 42709 | 59831 | Royal Solar | 61060 | Cypress Creek Renewables | IPP Non-CHP | 7260 Burnett Rd | Godwin | Cumberland | North Carolina | 28344 | solar | Solar = 4.9 MW | Solar Photovoltaic | 4.9 | 4.9 | [9 empty] | 4.9 |  |  | EIA-860, EIA-860M and EIA-923 | 202406 | -78.689 | 35.216
-8624175.0942 | 4211743.0473 | 42710 | 59832 | Kinston Solar | 61060 | Cypress Creek Renewables | IPP Non-CHP | 4545 Odham | Grifton | Lenoir | North Carolina | 28530 | solar | Solar = 5 MW | Solar Photovoltaic | 5 | 5 | [9 empty] | 5 |  |  | EIA-860, EIA-860M and EIA-923 | 202406 | -77.4723 | 35.3514
-8842134.2043 | 4130836.9312 | 42711 | 59833 | Laurinburg Solar | 61060 | Cypress Creek Renewables | IPP Non-CHP | 13401 Highland Rd | Laurinburg | Scotland | North Carolina | 28352 | solar | Solar = 5 MW | Solar Photovoltaic | 5 | 5 | [9 empty] | 5 |  |  | EIA-860, EIA-860M and EIA-923 | 202406 | -79.4302 | 34.7565
-9599940.4134 | 4827932.6137 | 42712 | 59834 | Indy Grocers | 63249 | Terraform Arcadia | IPP Non-CHP | 4310 Stout Field North Drive | Indianapolis | Marion | Indiana | 46241 | solar | Solar = 1 MW | Solar Photovoltaic | 1 | 1 | [9 empty] | 1 |  |  | EIA-860, EIA-860M and EIA-923 | 202406 | -86.2377 | 39.7379
-8723823.4043 | 4198129.1799 | 42713 | 59835 | Newton Grove | 61119 | SRE Utility Solar 1, LLC | IPP Non-CHP | 246 West Grove Street | Newton Grove | Sampson | North Carolina | 28366 | solar | Solar = 1.9 MW | Solar Photovoltaic | 1.9 | 1.9 | [9 empty] | 1.9 |  |  | EIA-860, EIA-860M and EIA-923 | 202406 | -78.3674 | 35.2516
-9804000.2833 | 5759985.1918 | 42714 | 59836 | Twin Falls (WI) | 20847 | Wisconsin Electric Power Co | Electric Utility | 566 US Highway 2 | Florence | Florence | Wisconsin | 54121 | hydroelectric | Hydroelectric = 9.2 MW | Conventional Hydroelectric | 9.2 | 9.2 |  |  |  |  | 9.2 | [7 empty] | EIA-860, EIA-860M and EIA-923 | 202406 | -88.0708 | 45.8728
-10824440.118 | 4455092.6101 | 42715 | 59837 | Slate Creek Wind Project LLC | 57170 | EDF Renewable Asset Holdings, Inc. | IPP Non-CHP | 1208 S Rock Road | Geuda Springs | Sumner | Kansas | 67051 | wind | Wind = 150 MW | Onshore Wind Turbine | 150 | 150 | [10 empty] | 150 |  | EIA-860, EIA-860M and EIA-923 | 202406 | -97.2376 | 37.1146
-11504507.5851 | 4015621.2265 | 42716 | 59838 | Milo Wind Project LLC | 66100 | Boralex US Operations LLC | IPP Non-CHP | 1169 NM HWY 114 | Portales | Roosevelt | New Mexico | 88130 | wind | Wind = 50 MW | Onshore Wind Turbine | 50 | 50 | [10 empty] | 50 |  | EIA-860, EIA-860M and EIA-923 | 202406 | -103.3468 | 33.9018
-8035113.4258 | 5223957.1544 | 42717 | 59839 | Spring Hill Road | 61012 | AES Distributed Energy | IPP Non-CHP | 250 Spring Hill Road | Barre | Worcester | Massachusetts | 1005 | solar | Solar = 1.9 MW | Solar Photovoltaic | 1.9 | 1.9 | [9 empty] | 1.9 |  |  | EIA-860, EIA-860M and EIA-923 | 202406 | -72.1807 | 42.419
-13133122.5334 | 4197911.4846 | 42718 | 59840 | Springbok Solar Farm 2 | 59616 | 63SU 8me, LLC | IPP Non-CHP | 29977 Neuralia Road | Cantil | Kern | California | 93519 | solar | Solar = 155 MW | Solar Photovoltaic | 155 | 155 | [9 empty] | 155 |  |  | EIA-860, EIA-860M and EIA-923 | 202406 | -117.9768 | 35.25
-8509317.536 | 4775040.7284 | 42719 | 59841 | General Motors Corp at White Marsh MD | 56975 | Luminace Solar Maryland, LLC | IPP Non-CHP | 10301 Philadelphia Rd | White Marsh | Baltimore | Maryland | 21162 | solar | Solar = 1 MW | Solar Photovoltaic | 1 | 1 | [9 empty] | 1 |  |  | EIA-860, EIA-860M and EIA-923 | 202406 | -76.4405 | 39.3716
-8462418.6345 | 4652549.5017 | 42720 | 59842 | CNE at Cambridge MD | 58304 | Luminace Solar Maryland II, LLC | IPP Non-CHP | 4919 Bucktown Road | Cambridge | Dorchester | Maryland | 21613 | solar | Solar = 3.2 MW | Solar Photovoltaic | 3.2 | 3.2 | [9 empty] | 3.2 |  |  | EIA-860, EIA-860M and EIA-923 | 202406 | -76.0192 | 38.5158
-9173839.2363 | 3879784.4475 | 42721 | 59843 | Georgia Power at Wadley GA | 59617 | Luminace Solar Georgia, LLC | IPP Non-CHP | 6694 Old US Highway 1 | Wadley | Jefferson | Georgia | 30477 | solar | Solar = 1 MW | Solar Photovoltaic | 1 | 1 | [9 empty] | 1 |  |  | EIA-860, EIA-860M and EIA-923 | 202406 | -82.41 | 32.883
-8303619.1545 | 4916984.2517 | 42722 | 59844 | Munich Re Plaza | 59614 | Munich Reinsurance America, Inc | Commercial Non-CHP | 555 College Road East | Princeton | Middlesex | New Jersey | 8543 | solar | Solar = 2.4 MW | Solar Photovoltaic | 2.4 | 2.4 | [9 empty] | 2.4 |  |  | EIA-860, EIA-860M and EIA-923 | 202406 | -74.5927 | 40.3503
-8983371.5875 | 4464645.4164 | 42723 | 59845 | New River | 59452 | Ingenco Renewable Development, LLC | IPP Non-CHP | 7148 Cloyds Mountain Road | Dublin | Pulaski | Virginia | 24084 | biomass | Biomass = 5.4 MW | Landfill Gas | 5.4 | 5.4 |  | 5.4 | [10 empty] | EIA-860, EIA-860M and EIA-923 | 202406 | -80.699 | 37.183
-9795390.7226 | 5171133.9241 | 42724 | 59847 | Northwest Community Hospital | 59626 | Northwest Community Hospital | Commercial CHP | 800 West Central | Arlington Heights | Cook | Illinois | 60005 | natural gas | Natural Gas = 3.6 MW | Natural Gas Internal Combustion Engine | 4.4 | 3.6 | [6 empty] | 3.6 | [5 empty] | EIA-860, EIA-860M and EIA-923 | 202406 | -87.9935 | 42.0678
-11660249.1187 | 4689421.9131 | 42725 | 59848 | Pikes Peak Solar Garden 1 LLC CSG | 59650 | Pikes Peak Solar Garden 1 LLC | IPP Non-CHP | 4471 Clearview Dr | Colorado Springs | El Paso | Colorado | 80911 | solar | Solar = 2 MW | Solar Photovoltaic | 2 | 2 | [9 empty] | 2 |  |  | EIA-860, EIA-860M and EIA-923 | 202406 | -104.7458 | 38.7745
-11642449.1322 | 4835124.7257 | 42726 | 59849 | Adams Community Solar Garden LLC | 59651 | Adams Community Solar Garden LLC | IPP Non-CHP | 4976 1/2 Imboden Rd | Watkins | Adams | Colorado | 80137 | solar | Solar = 1.2 MW | Solar Photovoltaic | 1.2 | 1.2 | [9 empty] | 1.2 |  |  | EIA-860, EIA-860M and EIA-923 | 202406 | -104.5859 | 39.7876
-11642649.5072 | 4834994.3457 | 42727 | 59850 | Adams Community Solar Garden III LLC | 59652 | Adams Community Solar Garden III LLC | IPP Non-CHP | 5011 1/2 Imboden Rd | Watkins | Adams | Colorado | 80137 | solar | Solar = 1.2 MW | Solar Photovoltaic | 1.2 | 1.2 | [9 empty] | 1.2 |  |  | EIA-860, EIA-860M and EIA-923 | 202406 | -104.5877 | 39.7867
-8426607.1543 | 4603311.7137 | 42728 | 59851 | Great Bay Solar 1 | 59633 | Great Bay Solar I LLC | IPP Non-CHP | Corner of Old Princess Anne Rd | Princess Anne | Somerset | Maryland | 21853 | solar | Solar = 75 MW | Solar Photovoltaic | 75 | 75 | [9 empty] | 75 |  |  | EIA-860, EIA-860M and EIA-923 | 202406 | -75.6975 | 38.1689
-10342693.8896 | 5695819.3548 | 42729 | 59852 | North Star Solar Project | 59634 | North Star Solar PV LLC | IPP Non-CHP | intersection of 367th St and K | North Branch | Chisago | Minnesota | 55056 | solar | Solar = 100 MW | Solar Photovoltaic | 100 | 100 | [9 empty] | 100 |  |  | EIA-860, EIA-860M and EIA-923 | 202406 | -92.91 | 45.47
-9599079.6911 | 5189483.15 | 42730 | 59853 | Watervliet PV | 9324 | Indiana Michigan Power Co | Electric Utility | 9319 Red Arrow Highway | Watervliet | Berrien | Michigan | 49098 | solar | Solar = 4.6 MW | Solar Photovoltaic | 4.6 | 4.6 | [9 empty] | 4.6 |  |  | EIA-860, EIA-860M and EIA-923 | 202406 | -86.23 | 42.19
-9628022.7587 | 5116146.2946 | 42731 | 59854 | OlivePV | 9324 | Indiana Michigan Power Co | Electric Utility | 32006 US 20 | New Carlisle | St Joseph | Indiana | 46552 | solar | Solar = 5 MW | Solar Photovoltaic | 5 | 5 | [9 empty] | 5 |  |  | EIA-860, EIA-860M and EIA-923 | 202406 | -86.49 | 41.7
-9533401.1915 | 4940333.2331 | 42732 | 59855 | Deer Creek PV | 9324 | Indiana Michigan Power Co | Electric Utility | 4566 S. Lincoln Blvd | Marion | Grant | Indiana | 46953 | solar | Solar = 2.5 MW | Solar Photovoltaic | 2.5 | 2.5 | [9 empty] | 2.5 |  |  | EIA-860, EIA-860M and EIA-923 | 202406 | -85.64 | 40.51
-8524957.9244 | 4361749.9545 | 42733 | 59856 | SoINCPower6, LLC | 65411 | Duke Energy Renewables Services | IPP Non-CHP | 1401 U.S. 158 | Sunbury | Gates | North Carolina | 27979 | solar | Solar = 5 MW | Solar Photovoltaic | 5 | 5 | [9 empty] | 5 |  |  | EIA-860, EIA-860M and EIA-923 | 202406 | -76.581 | 36.443
-8656477.2274 | 4307889.1426 | 42734 | 59857 | SoINCPower5, LLC | 65411 | Duke Energy Renewables Services | IPP Non-CHP | 662 W. Battleboro Avenue | Battleboro | Nash | North Carolina | 27809 | solar | Solar = 5 MW | Solar Photovoltaic | 5 | 5 | [9 empty] | 5 |  |  | EIA-860, EIA-860M and EIA-923 | 202406 | -77.7625 | 36.0528
-7965963.9845 | 5131202.6266 | 42735 | 59858 | Johnston Solar | 59209 | Concord New Energy | IPP Non-CHP | 101 Peck Hill Road | Town of Johnston | Providence | Rhode Island | 2919 | solar | Solar = 1.4 MW | Solar Photovoltaic | 1.4 | 1.4 | [9 empty] | 1.4 |  |  | EIA-860, EIA-860M and EIA-923 | 202406 | -71.5595 | 41.8009
-8703789.7921 | 4740671.5978 | 42736 | 59860 | HP Hood CT | 59636 | HP Hood LLC | Industrial CHP | 160 Hood Way | Winchester | Frederick | Virginia | 22602 | natural gas | Natural Gas = 15 MW | Natural Gas Fired Combustion Turbine | 15 | 15 | [6 empty] | 15 | [5 empty] | EIA-860, EIA-860M and EIA-923 | 202406 | -78.1875 | 39.1325
-9586834.5471 | 5114655.4675 | 42737 | 59861 | Twin Branch PV | 9324 | Indiana Michigan Power Co | Electric Utility | 55891 Currant Road | Mishawaka | St Joseph | Indiana | 46545 | solar | Solar = 2.6 MW | Solar Photovoltaic | 2.6 | 2.6 | [9 empty] | 2.6 |  |  | EIA-860, EIA-860M and EIA-923 | 202406 | -86.12 | 41.69
-9458685.6644 | 3809653.931 | 42738 | 59862 | Fort Benning Solar Facility | 7140 | Georgia Power Co | Electric Utility | 101st Airborne Division Road | Fort Benning | Chattahoochee | Georgia | 31905 | solar | Solar = 30 MW | Solar Photovoltaic | 30 | 30 | [9 empty] | 30 |  |  | EIA-860, EIA-860M and EIA-923 | 202406 | -84.9688 | 32.3524
-9143795.9981 | 3946735.1278 | 42739 | 59863 | Fort Gordon Solar Facility | 7140 | Georgia Power Co | Electric Utility | 1000 Mirror Lake Road | Fort Gordon | Richmond | Georgia | 30905 | solar | Solar = 30 MW | Solar Photovoltaic | 30 | 30 | [9 empty] | 30 |  |  | EIA-860, EIA-860M and EIA-923 | 202406 | -82.1401 | 33.3866
-9078798.8852 | 3610383.4033 | 42740 | 59864 | Kings Bay Solar Facility | 7140 | Georgia Power Co | Electric Utility | 1063 USS Tennesse Avenue | Kings Bay | Camden | Georgia | 31547 | solar | Solar = 30.2 MW | Solar Photovoltaic | 30 | 30.2 | [9 empty] | 30.2 |  |  | EIA-860, EIA-860M and EIA-923 | 202406 | -81.5562 | 30.8276
-9083155.3734 | 3750812.757 | 42741 | 59865 | Fort Stewart Solar Facility | 7140 | Georgia Power Co | Electric Utility | 1318 Fort Stewart Road 47 | Fort Stewart | Liberty | Georgia | 31314 | solar | Solar = 30 MW | Solar Photovoltaic | 30 | 30 | [9 empty] | 30 |  |  | EIA-860, EIA-860M and EIA-923 | 202406 | -81.5954 | 31.9047
-8055699.5166 | 5189058.8688 | 42742 | 59866 | Palmer Solar LLC | 59653 | Palmer Solar LLC | IPP Non-CHP | 105 North St | Palmer | Hampden | Massachusetts | 1080 | solar | Solar = 2.5 MW | Solar Photovoltaic | 2.5 | 2.5 | [9 empty] | 2.5 |  |  | EIA-860, EIA-860M and EIA-923 | 202406 | -72.3656 | 42.1872
-9204485.4921 | 3255014.2271 | 42743 | 59867 | Lockheed Martin Solar System | 59648 | Lockheed Martin Solar System | IPP Non-CHP | 3655 Tampa Road | Oldsmar | Pinellas | Florida | 34677 | solar | Solar = 1.9 MW | Solar Photovoltaic | 1.9 | 1.9 | [9 empty] | 1.9 |  |  | EIA-860, EIA-860M and EIA-923 | 202406 | -82.6853 | 28.0479
-13183789.9336 | 4139311.0905 | 42744 | 59868 | Kingbird A Solar LLC | 61230 | Arevon Energy, Inc. | IPP Non-CHP | 501 170th Street W | Rosamond | Kern | California | 93560 | solar | Solar = 20 MW | Solar Photovoltaic | 20 | 20 | [9 empty] | 20 |  |  | EIA-860, EIA-860M and EIA-923 | 202406 | -118.432 | 34.819
-13404536.4839 | 4399594.4349 | 42745 | 59870 | Little Bear Solar 1, LLC | 65902 | Little Bear Solar 1, LLC (Longroad) | IPP Non-CHP | 35201 W California Avenue | Mendota | Fresno | California | 93640 | solar | Solar = 40 MW | Solar Photovoltaic | 40 | 40 | [9 empty] | 40 |  |  | EIA-860, EIA-860M and EIA-923 | 202406 | -120.415 | 36.716
-13553148.0041 | 4657416.3907 | 42746 | 59872 | UC Davis South Campus | 59660 | Solar Star California XXXII, LLC | Commercial Non-CHP | South Interstate 80 and Old Da | Davis | Yolo | California | 95616 | solar | Solar = 13 MW | Solar Photovoltaic | 13 | 13 | [9 empty] | 13 |  |  | EIA-860, EIA-860M and EIA-923 | 202406 | -121.75 | 38.55
-7943020.7035 | 5255390.9231 | 42747 | 59873 | Lowell Solar Landfill | 59286 | Heliovaas LLC | IPP Non-CHP | 1260 Westford St | Lowell | Middlesex | Massachusetts | 1851 | solar | Solar = 1.3 MW | Solar Photovoltaic | 1.3 | 1.3 | [9 empty] | 1.3 |  |  | EIA-860, EIA-860M and EIA-923 | 202406 | -71.3534 | 42.6271
-9281699.3626 | 3847356.9996 | 42748 | 59874 | Richland Solar Center | 60453 | Onward Energy | IPP Non-CHP | 585 Richland Church Road | Jeffersonville | Twiggs | Georgia | 31044 | solar | Solar = 20 MW | Solar Photovoltaic | 20 | 20 | [9 empty] | 20 |  |  | EIA-860, EIA-860M and EIA-923 | 202406 | -83.3789 | 32.638
-10649825.5892 | 5539295.1888 | 42749 | 59875 | Marshall Solar Energy Project | 59973 | Marshall Solar Energy Project | IPP Non-CHP | 3163 290th St. | Marshall | Lyon | Minnesota | 56258 | solar | Solar = 62.3 MW | Solar Photovoltaic | 62.3 | 62.3 | [9 empty] | 62.3 |  |  | EIA-860, EIA-860M and EIA-923 | 202406 | -95.669 | 44.4753
-9361218.9937 | 3705786.6 | 42750 | 59876 | Marine Corps Logistics Base Solar | 7140 | Georgia Power Co | Electric Utility | 1000 Radford Street MCLB | Albany | Dougherty | Georgia | 31704 | solar | Solar = 31.2 MW | Solar Photovoltaic | 31 | 31.2 | [9 empty] | 31.2 |  |  | EIA-860, EIA-860M and EIA-923 | 202406 | -84.0933 | 31.5607
-13075130.6447 | 4023660.4305 | 42751 | 59877 | Riverside RWQCP Fuel Cell | 59662 | Riverside Fuel Cell, LLC | Commercial CHP | 5950 Acorn Street | Riverside | Riverside | California | 92504 | biomass | Biomass = 1.4 MW | Other Waste Biomass | 1.4 | 1.4 |  | 1.4 | [10 empty] | EIA-860, EIA-860M and EIA-923 | 202406 | -117.4559 | 33.9617
-13167748.795 | 4166585.8035 | 42752 | 59878 | Windhub Solar A LLC | 61785 | EDP Renewables North America LLC | IPP Non-CHP | N/A | Mojave | Kern | California | 93501 | solar | Solar = 20 MW | Solar Photovoltaic | 20 | 20 | [9 empty] | 20 |  |  | EIA-860, EIA-860M and EIA-923 | 202406 | -118.2879 | 35.0199
-13178001.3201 | 4145143.2733 | 42753 | 59879 | North Rosamond Solar LLC | 61943 | North Rosamond Solar, LLC | IPP Non-CHP | 13901 Rosamond Blvd | Rosamond | Kern | California | 93560 | solar | Solar = 151.1 MW | Solar Photovoltaic | 151.1 | 151.1 | [9 empty] | 151.1 |  |  | EIA-860, EIA-860M and EIA-923 | 202406 | -118.38 | 34.862
-8154072.6619 | 4992934.4255 | 42754 | 59880 | Kings Park Solar I | 62710 | DG LF Solar, LLC | IPP Non-CHP | 400 Old Northport Road | Kings Park | Suffolk | New York | 11754 | solar | Solar = 2 MW | Solar Photovoltaic | 2 | 2 | [9 empty] | 2 |  |  | EIA-860, EIA-860M and EIA-923 | 202406 | -73.2493 | 40.8683
-8154072.6619 | 4992934.4255 | 42755 | 59881 | Kings Park Solar II | 62710 | DG LF Solar, LLC | IPP Non-CHP | 400 Old Northport Road | Kings Park | Suffolk | New York | 11754 | solar | Solar = 2 MW | Solar Photovoltaic | 2 | 2 | [9 empty] | 2 |  |  | EIA-860, EIA-860M and EIA-923 | 202406 | -73.2493 | 40.8683
-7953187.6239 | 5181556.2484 | 42756 | 59882 | Exelon West Medway II LLC | 6035 | Constellation Power, Inc | IPP Non-CHP | 9 Summer St | Medway | Norfolk | Massachusetts | 2053 | natural gas | Natural Gas = 180.8 MW | Natural Gas Fired Combustion Turbine | 263.6 | 180.8 | [6 empty] | 180.8 | [5 empty] | EIA-860, EIA-860M and EIA-923 | 202406 | -71.4447 | 42.1372
-8586517.6028 | 4226023.6931 | 42757 | 59887 | Beaufort Solar, LLC | 59365 | Capital Power Corporation | IPP Non-CHP | 7840 US Hwy 17s | Chocowinity | Beaufort | North Carolina | 27817 | solar | Solar = 15 MW | Solar Photovoltaic | 15 | 15 | [9 empty] | 15 |  |  | EIA-860, EIA-860M and EIA-923 | 202406 | -77.134 | 35.456
-11123566.7217 | 4507109.2519 | 42758 | 59888 | Bloom Wind | 64781 | CP Bloom Wind LLC | IPP Non-CHP | 11510 Yucca Road | Minneola | Ford | Kansas | 67865 | wind | Wind = 178.2 MW | Onshore Wind Turbine | 178.2 | 178.2 | [10 empty] | 178.2 |  | EIA-860, EIA-860M and EIA-923 | 202406 | -99.9247 | 37.4863
-9386075.0775 | 3839098.8411 | 42759 | 59891 | Butler Solar Farm 20 | 17650 | Southern Power Co | IPP Non-CHP | 1023 West Fall Line Freeway | Butler | Taylor | Georgia | 31006 | solar | Solar = 20 MW | Solar Photovoltaic | 22 | 20 | [9 empty] | 20 |  |  | EIA-860, EIA-860M and EIA-923 | 202406 | -84.3165 | 32.5755
-9379421.6228 | 3838746.5319 | 42760 | 59894 | Pawpaw Solar Plant | 17650 | Southern Power Co | IPP Non-CHP | 175 Industrial Road | Butler | Taylor | Georgia | 31006 | solar | Solar = 30 MW | Solar Photovoltaic | 30.5 | 30 | [9 empty] | 30 |  |  | EIA-860, EIA-860M and EIA-923 | 202406 | -84.2568 | 32.5729
-9381542.8157 | 3837302.6627 | 42761 | 59896 | Butler Solar Project 103 | 17650 | Southern Power Co | IPP Non-CHP | 765 West Fall Line Freeway | Butler | Taylor | Georgia | 31006 | solar | Solar = 100 MW | Solar Photovoltaic | 104 | 100 | [9 empty] | 100 |  |  | EIA-860, EIA-860M and EIA-923 | 202406 | -84.2758 | 32.5619
-9383923.8283 | 3840091.4924 | 42762 | 59897 | Taylor County Solar | 17650 | Southern Power Co | IPP Non-CHP | 764 West Fall Line Freeway | Butler | Taylor | Georgia | 31006 | solar | Solar = 143 MW | Solar Photovoltaic | 148 | 143 | [9 empty] | 143 |  |  | EIA-860, EIA-860M and EIA-923 | 202406 | -84.2972 | 32.5831
-8617139.925 | 4317829.4639 | 42763 | 59898 | SunEnergy1-Scotland Neck, LLC | 59672 | SunEnergy1-Scotland Neck, LLC | IPP Non-CHP | 34910 Highway 903 | Scotland Neck | Halifax | North Carolina | 27874 | solar | Solar = 3 MW | Solar Photovoltaic | 3 | 3 | [9 empty] | 3 |  |  | EIA-860, EIA-860M and EIA-923 | 202406 | -77.4091 | 36.125
-8584187.3519 | 4229581.8516 | 42764 | 59899 | Choco Solar, LLC | 59673 | Choco Solar LLC | IPP Non-CHP | 4598 US Highway 17 South | Chocowinity | Beaufort | North Carolina | 27817 | solar | Solar = 5 MW | Solar Photovoltaic | 5 | 5 | [9 empty] | 5 |  |  | EIA-860, EIA-860M and EIA-923 | 202406 | -77.1131 | 35.482
-13312188.0607 | 4321338.7204 | 42765 | 59900 | Corcoran Solar 3 | 56769 | Consolidated Edison Development Inc. | IPP Non-CHP | 7094 Nevada Avenue | Corcoran | Kings | California | 93212 | solar | Solar = 20 MW | Solar Photovoltaic | 20 | 20 | [9 empty] | 20 |  |  | EIA-860, EIA-860M and EIA-923 | 202406 | -119.5854 | 36.1504
-8662066.4677 | 4176529.5227 | 42766 | 59901 | Albertson Solar LLC | 59674 | Albertson Solar LLC | IPP Non-CHP | 119 Coy Smith Rd | Albertson | Duplin | North Carolina | 28508 | solar | Solar = 5 MW | Solar Photovoltaic | 5 | 5 | [9 empty] | 5 |  |  | EIA-860, EIA-860M and EIA-923 | 202406 | -77.8127 | 35.093
-10102447.2815 | 4951843.6435 | 42767 | 59902 | Cardinal Point Wind | 64782 | Cardinal Point LLC | IPP Non-CHP | 22519 East 600th St. | Sciota | McDonough | Illinois | 61475 | wind | Wind = 150 MW | Onshore Wind Turbine | 150 | 150 | [10 empty] | 150 |  | EIA-860, EIA-860M and EIA-923 | 202406 | -90.7518 | 40.5886
-11237442.5533 | 6083849.365 | 42768 | 59903 | New Frontier Wind | 64799 | Meadowlark Wind I LLC | IPP Non-CHP | Co Rd 41 and Co Rd 53 | Ruso | McHenry | North Dakota | 58778 | wind | Wind = 100 MW | Onshore Wind Turbine | 100 | 100 | [10 empty] | 100 |  | EIA-860, EIA-860M and EIA-923 | 202406 | -100.9477 | 47.8615
-8505604.2517 | 4417955.6783 | 42769 | 59904 | Western Branch High School | 19876 | Virginia Electric & Power Co | Electric Utility | 1968 Bruin Place | Chesapeake | Chesapeake City | Virginia | 23321 | solar | Solar = 1 MW | Solar Photovoltaic | 1 | 1 | [9 empty] | 1 |  |  | EIA-860, EIA-860M and EIA-923 | 202406 | -76.4071 | 36.8481
-8754575.3023 | 4633704.5779 | 42770 | 59905 | Merck | 19876 | Virginia Electric & Power Co | Electric Utility | 2778 SE Side Highway | Elkton | Rockingham | Virginia | 22827 | solar | Solar = 2.1 MW | Solar Photovoltaic | 2.1 | 2.1 | [9 empty] | 2.1 |  |  | EIA-860, EIA-860M and EIA-923 | 202406 | -78.6437 | 38.3832
-8477876.0137 | 5029031.727 | 42771 | 59906 | Moxie Freedom Generation Plant | 59675 | Moxie Freedom LLC | IPP Non-CHP | 235 Mingle Inn Road | Salem Township | Luzerne | Pennsylvania | 18603 | natural gas | Natural Gas = 1105 MW | Natural Gas Fired Combined Cycle | 1105 | 1105 | [6 empty] | 1105 | [5 empty] | EIA-860, EIA-860M and EIA-923 | 202406 | -76.1581 | 41.1131
-8693829.592 | 4188369.4095 | 42772 | 59908 | Mount Olive Solar | 61012 | AES Distributed Energy | IPP Non-CHP | 523 Lees Country Club Road | Mount Olive | Wayne | North Carolina | 28365 | solar | Solar = 2 MW | Solar Photovoltaic | 2 | 2 | [9 empty] | 2 |  |  | EIA-860, EIA-860M and EIA-923 | 202406 | -78.098 | 35.18
-8286585.9366 | 4885826.4985 | 42773 | 59910 | KDC Solar PR1, LLC | 65164 | CleanCapital Holdings | IPP Non-CHP | 1 Six Flags Boulevard | Jackson | Ocean | New Jersey | 8527 | solar | Solar = 17 MW | Solar Photovoltaic | 17 | 17 | [9 empty] | 17 |  |  | EIA-860, EIA-860M and EIA-923 | 202406 | -74.4397 | 40.1367
-8603552.4906 | 4486862.3112 | 42774 | 59911 | Philip Morris | 19876 | Virginia Electric & Power Co | Electric Utility | 4100 Bermuda Hundred Road | Chester | Chesterfield | Virginia | 23836 | solar | Solar = 2 MW | Solar Photovoltaic | 2 | 2 | [9 empty] | 2 |  |  | EIA-860, EIA-860M and EIA-923 | 202406 | -77.287 | 37.3418
-9016569.1748 | 4222141.4036 | 42775 | 59912 | Freemont Solar Center LLC | 59462 | Heelstone Energy Holdings, LLC | IPP Non-CHP | 857 NC Hwy 16 | Stanley | Lincoln | North Carolina | 28164 | solar | Solar = 5 MW | Solar Photovoltaic | 5 | 5 | [9 empty] | 5 |  |  | EIA-860, EIA-860M and EIA-923 | 202406 | -80.9972 | 35.4276
-8643909.3682 | 4399904.953 | 42776 | 59913 | Greensville County Power Station | 19876 | Virginia Electric & Power Co | Electric Utility | Rogers Road | Emporia | Greensville | Virginia | 23847 | natural gas | Natural Gas = 1588 MW | Natural Gas Fired Combined Cycle | 1773.3 | 1588 | [6 empty] | 1588 | [5 empty] | EIA-860, EIA-860M and EIA-923 | 202406 | -77.6496 | 36.7182
-8747954.4642 | 4349376.6441 | 42777 | 59914 | Crestwood Solar Center LLC | 61119 | SRE Utility Solar 1, LLC | IPP Non-CHP | 3575 Smithwood Dr | Oxford | Granville | North Carolina | 27565 | solar | Solar = 5 MW | Solar Photovoltaic | 5 | 5 | [9 empty] | 5 |  |  | EIA-860, EIA-860M and EIA-923 | 202406 | -78.5842 | 36.3535
-13432656.6778 | 4421954.721 | 42778 | 59915 | Oro Loma | 56769 | Consolidated Edison Development Inc. | IPP Non-CHP | 9575 N. Russell Rd | Oro Loma | Fresno | California | 93622 | solar | Solar = 20 MW | Solar Photovoltaic | 20 | 20 | [9 empty] | 20 |  |  | EIA-860, EIA-860M and EIA-923 | 202406 | -120.6676 | 36.8768
-13083836.1628 | 4033538.9092 | 42779 | 59916 | SunE- E Philadelphia Ontario | 59139 | SunEdison LLC | IPP Non-CHP | 5491 E Philadelphia Ave | Ontario | San Bernardino | California | 91761 | solar | Solar = 1 MW | Solar Photovoltaic | 1 | 1 | [9 empty] | 1 |  |  | EIA-860, EIA-860M and EIA-923 | 202406 | -117.5341 | 34.0353
-8595979.7596 | 4163609.3554 | 42780 | 59917 | Pollocksville Solar | 61060 | Cypress Creek Renewables | IPP Non-CHP | 8921 Hwy 17 | Pollocksville | Jones | North Carolina | 28573 | solar | Solar = 5 MW | Solar Photovoltaic | 5 | 5 | [9 empty] | 5 |  |  | EIA-860, EIA-860M and EIA-923 | 202406 | -77.219 | 34.998
-12807051.7149 | 4329096.5113 | 42781 | 59919 | Nellis Solar PV II | 13407 | Nevada Power Co | Electric Utility | Kinley Drive | North Las Vegas | Clark | Nevada | 89191 | solar | Solar = 15 MW | Solar Photovoltaic | 15 | 15 | [9 empty] | 15 |  |  | EIA-860, EIA-860M and EIA-923 | 202406 | -115.0477 | 36.2067
-8772087.194 | 4214004.0126 | 42782 | 59921 | Lillington Solar | 60281 | Altus Power America Management, LLC | IPP Non-CHP | US Hwy 401 | Lillington | Harnett | North Carolina | 27546 | solar | Solar = 5 MW | Solar Photovoltaic | 5 | 5 | [9 empty] | 5 |  |  | EIA-860, EIA-860M and EIA-923 | 202406 | -78.801 | 35.368
-8410007.9711 | 4834240.7825 | 42783 | 59922 | South Campus Solar | 59685 | JPMorgan Chase Bank | Commercial Non-CHP | 880 Powder Mill Road | Wilmington | New Castle | Delaware | 19803 | solar | Solar = 1.8 MW | Solar Photovoltaic | 1.8 | 1.8 | [9 empty] | 1.8 |  |  | EIA-860, EIA-860M and EIA-923 | 202406 | -75.5484 | 39.7815
-9442714.5457 | 5631562.8933 | 42784 | 59926 | Alpine Power Plant | 20910 | Wolverine Power Supply Coop | Electric Utility | 7432 M-32 | Elmira | Otsego | Michigan | 49730 | natural gas | Natural Gas = 405.2 MW | Natural Gas Fired Combustion Turbine | 453.8 | 405.2 | [6 empty] | 405.2 | [5 empty] | EIA-860, EIA-860M and EIA-923 | 202406 | -84.8253 | 45.0637
-7899254.2211 | 5286106.4576 | 42785 | 59927 | Hunt Road Solar | 58871 | Citizens Enterprises Corporation | IPP Non-CHP | S Hunt Road | Amesbury | Essex | Massachusetts | 1913 | solar | Solar = 4.5 MW | Solar Photovoltaic | 4.5 | 4.5 | [9 empty] | 4.5 |  |  | EIA-860, EIA-860M and EIA-923 | 202406 | -70.9602 | 42.8298
-8728780.1272 | 4336246.0817 | 42786 | 59928 | Vance Solar Farm, LLC | 61060 | Cypress Creek Renewables | IPP Non-CHP | 5501 Raleigh Road | Kittrell | Vance | North Carolina | 27544 | solar | Solar = 4.9 MW | Solar Photovoltaic | 5 | 4.9 | [9 empty] | 4.9 |  |  | EIA-860, EIA-860M and EIA-923 | 202406 | -78.412 | 36.2585
-9063298.9819 | 4262161.8869 | 42787 | 59929 | Cline Solar Farm, LLC | 60990 | Cline Solar, LLC | IPP Non-CHP | Cline Park Drive | Hildebran | Burke | North Carolina | 28637 | solar | Solar = 4.9 MW | Solar Photovoltaic | 5 | 4.9 | [9 empty] | 4.9 |  |  | EIA-860, EIA-860M and EIA-923 | 202406 | -81.417 | 35.72
-8948931.7861 | 4159871.0323 | 42788 | 59930 | BG Stewart Solar Farm, LLC | 61060 | Cypress Creek Renewables | IPP Non-CHP | 1514 Old Highway 74 | Marshville | Union | North Carolina | 28103 | solar | Solar = 4.9 MW | Solar Photovoltaic | 5 | 4.9 | [9 empty] | 4.9 |  |  | EIA-860, EIA-860M and EIA-923 | 202406 | -80.3896 | 34.9705
-12603218.0462 | 4541542.0949 | 42789 | 59932 | Fiddler's Canyon 3 | 59695 | SunE Solar XVII Project 3, LLC | IPP Non-CHP | 7763 West Younger Road | Cedar City | Iron | Utah | 84720 | solar | Solar = 3 MW | Solar Photovoltaic | 3 | 3 | [9 empty] | 3 |  |  | EIA-860, EIA-860M and EIA-923 | 202406 | -113.2166 | 37.7313
-8757446.3433 | 4193642.8236 | 42790 | 59934 | Soluga Farms IV | 64280 | Soluga Solar, LLC | IPP Non-CHP | Dunn Road | Godwin | Cumberland | North Carolina | 28334 | solar | Solar = 3.4 MW | Solar Photovoltaic | 3.4 | 3.4 | [9 empty] | 3.4 |  |  | EIA-860, EIA-860M and EIA-923 | 202406 | -78.6695 | 35.2187
-8948516.3418 | 4239620.3966 | 42791 | 59936 | Meadowbrook Solar Farm | 61060 | Cypress Creek Renewables | IPP Non-CHP | Troxler Road | Rockwell | Rowan | North Carolina | 28138 | solar | Solar = 4.9 MW | Solar Photovoltaic | 5 | 4.9 | [9 empty] | 4.9 |  |  | EIA-860, EIA-860M and EIA-923 | 202406 | -80.3859 | 35.5554
-8759794.8505 | 4220354.6417 | 42792 | 59937 | Coats Solar Farm, LLC | 61060 | Cypress Creek Renewables | IPP Non-CHP | 3099 NC 27 E | Coats | Harnett | North Carolina | 27521 | solar | Solar = 4.9 MW | Solar Photovoltaic | 5 | 4.9 | [9 empty] | 4.9 |  |  | EIA-860, EIA-860M and EIA-923 | 202406 | -78.6906 | 35.4145
-10746536.2893 | 3445872.2722 | 42793 | 59938 | Sky Global Power One | 59698 | Sky Global Power One Pledgor, LLC | IPP Non-CHP | 3217 US 90A Hwy | Rock Island | Colorado | Texas | 77470 | natural gas | Natural Gas = 49.8 MW | Natural Gas Internal Combustion Engine | 51 | 49.8 | [6 empty] | 49.8 | [5 empty] | EIA-860, EIA-860M and EIA-923 | 202406 | -96.5378 | 29.5503
-13403364.2896 | 4380914.0048 | 42794 | 59939 | RE Tranquillity | 17650 | Southern Power Co | IPP Non-CHP | 9810 S Ohio Avenue | Cantua Creek | Fresno | California | 93608 | solar | Battery = 72 MW, Solar = 200 MW | Batteries; Solar Photovoltaic; | 277.3 | 272 | 72 | [8 empty] | 200 |  |  | EIA-860, EIA-860M and EIA-923 | 202406 | -120.4045 | 36.5814
-13400592.4343 | 4380888.636 | 42795 | 59940 | Great Valley Solar Portfolio Holdings, LLC | 56769 | Consolidated Edison Development Inc. | IPP Non-CHP | 34886 W. Dinuba Ave. #C | Cantua Creek | Fresno | California | 93608 | solar | Solar = 202.5 MW | Solar Photovoltaic | 202.5 | 202.5 | [9 empty] | 202.5 |  |  | EIA-860, EIA-860M and EIA-923 | 202406 | -120.3796 | 36.5812
-12595978.4944 | 4540115.245 | 42796 | 59941 | Iron Springs Solar, LLC | 64629 | Clearway Renewable Operation & Maintenance LLC | IPP Non-CHP | 2431 North 4500 West | Cedar City | Iron | Utah | 84720 | solar | Solar = 80 MW | Solar Photovoltaic | 80 | 80 | [9 empty] | 80 |  |  | EIA-860, EIA-860M and EIA-923 | 202406 | -113.1516 | 37.7212
-13145006.223 | 4117880.2295 | 42797 | 59942 | Morgan Lancaster 1 | 63249 | Terraform Arcadia | IPP Non-CHP | 2551 E Avenue L | Lancaster | Los Angeles | California | 93535 | solar | Solar = 1.5 MW | Solar Photovoltaic | 1.5 | 1.5 | [9 empty] | 1.5 |  |  | EIA-860, EIA-860M and EIA-923 | 202406 | -118.0836 | 34.6608
-11298194.3861 | 3729655.1851 | 42798 | 59943 | Rattlesnake Den | 59139 | SunEdison LLC | IPP Non-CHP | 151 CR170 | Garden City | Glasscock | Texas | 79739 | wind | Wind = 207.2 MW | Onshore Wind Turbine | 207.2 | 207.2 | [10 empty] | 207.2 |  | EIA-860, EIA-860M and EIA-923 | 202406 | -101.4934 | 31.7432
-8625145.4662 | 4276156.4073 | 42799 | 59944 | Conetoe II Solar, LLC | 65411 | Duke Energy Renewables Services | IPP Non-CHP | 189 Leigh Road | Conetoe | Edgecombe | North Carolina | 27819 | solar | Solar = 80 MW | Solar Photovoltaic | 80 | 80 | [9 empty] | 80 |  |  | EIA-860, EIA-860M and EIA-923 | 202406 | -77.481 | 35.822
-12614947.3357 | 4551055.9494 | 42800 | 59945 | Granite Mountain Solar West, LLC | 64629 | Clearway Renewable Operation & Maintenance LLC | IPP Non-CHP | 5755 North Iron Springs Road | Cedar City | Iron | Utah | 84721 | solar | Solar = 50.4 MW | Solar Photovoltaic | 50.4 | 50.4 | [9 empty] | 50.4 |  |  | EIA-860, EIA-860M and EIA-923 | 202406 | -113.322 | 37.7989
-12604305.5263 | 4547702.1131 | 42801 | 59946 | Granite Mountain Solar East, LLC | 64629 | Clearway Renewable Operation & Maintenance LLC | IPP Non-CHP | 4353 North Shooting Range Road | Cedar City | Iron | Utah | 84721 | solar | Solar = 80 MW | Solar Photovoltaic | 80 | 80 | [9 empty] | 80 |  |  | EIA-860, EIA-860M and EIA-923 | 202406 | -113.2264 | 37.7751
-10319718.7712 | 3979433.2377 | 42802 | 59947 | SR Camden | 59710 | SR Camden, LLC | IPP Non-CHP | 14688 W. AR 274 Hwy | Camden | Calhoun | Arkansas | 71701 | solar | Solar = 12 MW | Solar Photovoltaic | 12 | 12 | [9 empty] | 12 |  |  | EIA-860, EIA-860M and EIA-923 | 202406 | -92.7036 | 33.6315
-13245894.4096 | 4207119.231 | 42803 | 59948 | Bakersfield 111 | 59711 | Bakersfield 111 LLC | IPP Non-CHP | 1217 E White Lane | Bakersfield | Kern | California | 93307 | solar | Solar = 1.4 MW | Solar Photovoltaic | 1.4 | 1.4 | [9 empty] | 1.4 |  |  | EIA-860, EIA-860M and EIA-923 | 202406 | -118.9899 | 35.3176
-8765890.3719 | 4806984.0575 | 42804 | 59949 | AES Warrior Run Energy Storage Project | 59712 | AES Tait LLC | IPP Non-CHP | 11600 Mexico Farms Road | Cumberland | Allegany | Maryland | 21502 | batteries | Battery = 5 MW | Batteries | 11 | 5 | 5 | [11 empty] | EIA-860, EIA-860M and EIA-923 | 202406 | -78.7453 | 39.5931
-8971906.6819 | 4319525.9885 | 42805 | 59950 | Yadkinville Solar | 63026 | Oppidum Renewables USA, LLC | IPP Non-CHP | Old US Highway 421 | Yadkinville | Yadkin | North Carolina | 27055 | solar | Solar = 3.5 MW | Solar Photovoltaic | 3.5 | 3.5 | [9 empty] | 3.5 |  |  | EIA-860, EIA-860M and EIA-923 | 202406 | -80.596 | 36.1373
-8686672.194 | 4371793.2868 | 42806 | 59951 | Five Forks Solar | 61857 | Five Forks Solar | IPP Non-CHP | Robinson Ferry Road | Macon | Warren | North Carolina | 27551 | solar | Solar = 20 MW | Solar Photovoltaic | 20 | 20 | [9 empty] | 20 |  |  | EIA-860, EIA-860M and EIA-923 | 202406 | -78.0337 | 36.5155
-13578690.4839 | 4610122.3267 | 42807 | 59952 | Potrero Hills Energy Producers | 59713 | Potrero Hills Energy Producers, LLC | IPP Non-CHP | 3650 Potrero Hills Lane | Suisun City | Solano | California | 94585 | biomass | Biomass = 8 MW | Landfill Gas | 8 | 8 |  | 8 | [10 empty] | EIA-860, EIA-860M and EIA-923 | 202406 | -121.9795 | 38.217
-8015710.2159 | 5321771.7079 | 42808 | 59953 | Antrim Wind | 59714 | Antrim Wind Energy LLC | IPP Non-CHP | TBD | Antrim | Hillsborough | New Hampshire | 3801 | wind | Wind = 28.8 MW | Onshore Wind Turbine | 28.8 | 28.8 | [10 empty] | 28.8 |  | EIA-860, EIA-860M and EIA-923 | 202406 | -72.0063 | 43.0643
-9043782.5601 | 3256298.0719 | 42809 | 59954 | Osceola Solar Facility | 6455 | Duke Energy Florida, LLC | Electric Utility | Canoe Creek Rd | Kenansville | Osceola | Florida | 34739 | solar | Solar = 3.8 MW | Solar Photovoltaic | 3.8 | 3.8 | [9 empty] | 3.8 |  |  | EIA-860, EIA-860M and EIA-923 | 202406 | -81.2417 | 28.0581
-8718514.8004 | 4230445.595 | 42810 | 59955 | ESA Smithfield | 61119 | SRE Utility Solar 1, LLC | IPP Non-CHP | 1900 Mallard Road | Smithfield | Johnston | North Carolina | 27577 | solar | Solar = 1.8 MW | Solar Photovoltaic | 1.8 | 1.8 | [9 empty] | 1.8 |  |  | EIA-860, EIA-860M and EIA-923 | 202406 | -78.3198 | 35.4883
-8715180.6703 | 4235621.5491 | 42811 | 59956 | ESA Selma | 61119 | SRE Utility Solar 1, LLC | IPP Non-CHP | 339 Ricks Road | Selma | Johnston | North Carolina | 27576 | solar | Solar = 1.8 MW | Solar Photovoltaic | 1.8 | 1.8 | [9 empty] | 1.8 |  |  | EIA-860, EIA-860M and EIA-923 | 202406 | -78.2898 | 35.5262
-9872213.1937 | 5045867.1889 | 42812 | 59957 | Grand Ridge Battery Projects | 49893 | Invenergy Services LLC | IPP Non-CHP | 2191 East 25th Rd | Marseilles | LaSalle | Illinois | 61341 | batteries | Battery = 36 MW | Batteries | 36 | 36 | 36 | [11 empty] | EIA-860, EIA-860M and EIA-923 | 202406 | -88.6836 | 41.2269
-12578079.6562 | 4634417.6435 | 42813 | 59958 | Milford 2 | 59716 | SunE DB24 LLC | IPP Non-CHP | 1075 S Grainmill Rd | Milford | Beaver | Utah | 84751 | solar | Solar = 3 MW | Solar Photovoltaic | 3 | 3 | [9 empty] | 3 |  |  | EIA-860, EIA-860M and EIA-923 | 202406 | -112.9908 | 38.3882
-13170606.7003 | 4127528.5214 | 42814 | 59961 | Western Antelope Blue Sky B | 61012 | AES Distributed Energy | IPP Non-CHP | Avenue G | Lancaster | Los Angeles | California | 93536 | solar | Solar = 19 MW | Solar Photovoltaic | 20 | 19 | [9 empty] | 19 |  |  | EIA-860, EIA-860M and EIA-923 | 202406 | -118.3136 | 34.7321
-13170544.0274 | 4125832.4955 | 42815 | 59962 | North Lancaster Ranch | 61012 | AES Distributed Energy | IPP Non-CHP | 100th Street West and Avenue H | Lancaster | Los Angeles | California | 93536 | solar | Solar = 18 MW | Solar Photovoltaic | 20 | 18 | [9 empty] | 18 |  |  | EIA-860, EIA-860M and EIA-923 | 202406 | -118.313 | 34.7195
-13169146.9678 | 4125962.6478 | 42816 | 59963 | Central Antelope Dry Ranch C | 61012 | AES Distributed Energy | IPP Non-CHP | 100th Street West and Avenue H | Lancaster | Los Angeles | California | 93536 | solar | Solar = 17 MW | Solar Photovoltaic | 20 | 17 | [9 empty] | 17 |  |  | EIA-860, EIA-860M and EIA-923 | 202406 | -118.3005 | 34.7205
-13169568.8687 | 4127285.1133 | 42817 | 59964 | Elevation Solar C | 61012 | AES Distributed Energy | IPP Non-CHP | Avenue G | Lancaster | Los Angeles | California | 93536 | solar | Solar = 39 MW | Solar Photovoltaic | 40 | 39 | [9 empty] | 39 |  |  | EIA-860, EIA-860M and EIA-923 | 202406 | -118.3042 | 34.7303
-12174833.4837 | 4563433.5099 | 42818 | 59965 | Latigo Wind Park | 61012 | AES Distributed Energy | IPP Non-CHP | 50 Val's Road | Monticello | San Juan | Utah | 84535 | wind | Wind = 62.1 MW | Onshore Wind Turbine | 62.1 | 62.1 | [10 empty] | 62.1 |  | EIA-860, EIA-860M and EIA-923 | 202406 | -109.3684 | 37.8867
-8610593.0031 | 4126666.932 | 42819 | 59966 | Camp Lejeune Solar and Energy Storage | 3046 | Duke Energy Progress - (NC) | Electric Utility | 80 Brewster Blvd | Camp Lejeune | Onslow | North Carolina | 28547 | solar | Battery = 11 MW, Solar = 12.8 MW | Batteries; Solar Photovoltaic; | 23.8 | 23.8 | 11 | [8 empty] | 12.8 |  |  | EIA-860, EIA-860M and EIA-923 | 202406 | -77.3503 | 34.7257
-8094965.7971 | 5141421.5788 | 42820 | 59967 | Pepperidge Farm Bloomfield | 59724 | Pepperidge Farm, Inc.- Bloomfield | Industrial CHP | 1414 Blue Hills Ave | Bloomfield | Hartford | Connecticut | 6002 | natural gas | Natural Gas = 2.1 MW | Other Natural Gas | 2.6 | 2.1 | [6 empty] | 2.1 | [5 empty] | EIA-860, EIA-860M and EIA-923 | 202406 | -72.7183 | 41.8693
-8507035.4864 | 4343361.1623 | 42821 | 59968 | Desert Wind Farm, LLC | 15399 | Avangrid Renewables LLC | IPP Non-CHP | 115 Foreman Road | Hertford | Perquimans | North Carolina | 27944 | wind | Wind = 208 MW | Onshore Wind Turbine | 208 | 208 | [10 empty] | 208 |  | EIA-860, EIA-860M and EIA-923 | 202406 | -76.42 | 36.31
-11308056.5138 | 3727559.2594 | 42822 | 59972 | Bearkat | 63428 | Bearkat Wind Energy 1, LLC | IPP Non-CHP | 11045 State Hwy 137 | St. Lawrence | Glasscock | Texas | 79739 | wind | Wind = 196.7 MW | Onshore Wind Turbine | 196.7 | 196.7 | [10 empty] | 196.7 |  | EIA-860, EIA-860M and EIA-923 | 202406 | -101.582 | 31.7272
-9079505.8753 | 3296171.0314 | 42823 | 59973 | Walt Disney World Solar Facility | 60054 | Duke Energy Florida Solar Solutions | IPP Non-CHP | 1675 Epcot Resorts Blvd | Orlando | Orange | Florida | 32836 | solar | Solar = 4.9 MW | Solar Photovoltaic | 4.9 | 4.9 | [9 empty] | 4.9 |  |  | EIA-860, EIA-860M and EIA-923 | 202406 | -81.5626 | 28.3737
-11600826.7745 | 4712365.1524 | 42824 | 59974 | Golden West Power Partners LLC | 59729 | Golden West Power Partners, LLC | IPP Non-CHP | 31145 Funk Road | Calhan | El Paso | Colorado | 80808 | wind | Wind = 250 MW | Onshore Wind Turbine | 250 | 250 | [10 empty] | 250 |  | EIA-860, EIA-860M and EIA-923 | 202406 | -104.212 | 38.935
-11373846.3328 | 4769627.7578 | 42825 | 59975 | Carousel Wind Farm LLC | 59730 | Carousel Wind Farm, LLC | IPP Non-CHP | 22103 Country Road 54 | Burlington | Kit Carson | Colorado | 80807 | wind | Wind = 150 MW | Onshore Wind Turbine | 150 | 150 | [10 empty] | 150 |  | EIA-860, EIA-860M and EIA-923 | 202406 | -102.173 | 39.334
-13186736.1153 | 4142732.1779 | 42826 | 59976 | RE Astoria | 59727 | RE Astoria LLC | IPP Non-CHP | 18936 Gaskell Road | Rosamond | Kern | California | 93560 | solar | Solar = 100 MW | Solar Photovoltaic | 100 | 100 | [9 empty] | 100 |  |  | EIA-860, EIA-860M and EIA-923 | 202406 | -118.4585 | 34.8442
-13189155.9784 | 4141704.4939 | 42827 | 59977 | RE Astoria 2 | 59728 | RE Astoria 2 LLC | IPP Non-CHP | 19601 Gaskell Road | Rosamond | Kern | California | 93560 | solar | Solar = 75 MW | Solar Photovoltaic | 75 | 75 | [9 empty] | 75 |  |  | EIA-860, EIA-860M and EIA-923 | 202406 | -118.4802 | 34.8366
-13600523.6869 | 4822294.8113 | 42828 | 59978 | Adapture CA2, LLC | 60496 | Adapture Renewables, Inc. | IPP Non-CHP | 3874 County Road M | Orland | Glenn | California | 95963 | solar | Solar = 1.5 MW | Solar Photovoltaic | 1.5 | 1.5 | [9 empty] | 1.5 |  |  | EIA-860, EIA-860M and EIA-923 | 202406 | -122.1756 | 39.699
-13565956.4247 | 4582205.0382 | 42829 | 59979 | Columbia Solar Energy, LLC | 59736 | Columbia Solar Energy LLC | IPP Non-CHP | 29078 Pittsburg-Antioch Highwa | Pittsburg | Contra Costa | California | 94565 | solar | Solar = 19.2 MW | Solar Photovoltaic | 19.2 | 19.2 | [9 empty] | 19.2 |  |  | EIA-860, EIA-860M and EIA-923 | 202406 | -121.8651 | 38.0197
-7845558.5968 | 5105709.4104 | 42830 | 59980 | Mashpee Landfill Solar | 61227 | Nautilus Solar Solutions | IPP Non-CHP | 380 Ashers Path E | Mashpee | Barnstable | Massachusetts | 2649 | solar | Solar = 1.5 MW | Solar Photovoltaic | 1.5 | 1.5 | [9 empty] | 1.5 |  |  | EIA-860, EIA-860M and EIA-923 | 202406 | -70.4779 | 41.63
-9507065.5604 | 4844766.8553 | 42831 | 59981 | New Castle Solar RES | 9267 | Hoosier Energy R E C, Inc | Electric Utility | 955 W CR 500 S | New Castle | Henry | Indiana | 47362 | solar | Solar = 1.1 MW | Solar Photovoltaic | 1.1 | 1.1 | [9 empty] | 1.1 |  |  | EIA-860, EIA-860M and EIA-923 | 202406 | -85.4034 | 39.8541
-9678929.1618 | 4708773.7258 | 42832 | 59982 | Scotland Solar RES | 9267 | Hoosier Energy R E C, Inc | Electric Utility | 7700 S Maple Flats Rd | Newberry | Greene | Indiana | 47449 | solar | Solar = 1.1 MW | Solar Photovoltaic | 1.1 | 1.1 | [9 empty] | 1.1 |  |  | EIA-860, EIA-860M and EIA-923 | 202406 | -86.9473 | 38.9099
-9683560.0527 | 4606882.0365 | 42833 | 59983 | New Haven Solar RES | 9267 | Hoosier Energy R E C, Inc | Electric Utility | 4500 E CR 2100 N | Dale | Spencer | Indiana | 47523 | solar | Solar = 1.1 MW | Solar Photovoltaic | 1.1 | 1.1 | [9 empty] | 1.1 |  |  | EIA-860, EIA-860M and EIA-923 | 202406 | -86.9889 | 38.1941
-9571962.2631 | 4617879.3321 | 42834 | 59984 | Lanesville Solar RES | 9267 | Hoosier Energy R E C, Inc | Electric Utility | 4900 Farnsley Road | Lanesville | Harrison | Indiana | 47136 | solar | Solar = 1.1 MW | Solar Photovoltaic | 1.1 | 1.1 | [9 empty] | 1.1 |  |  | EIA-860, EIA-860M and EIA-923 | 202406 | -85.9864 | 38.2717
-9646590.4045 | 4758238.3585 | 42835 | 59985 | Ellettsville Solar RES | 9267 | Hoosier Energy R E C, Inc | Electric Utility | 8439 W SR 46 | Ellettsville | Monroe | Indiana | 47429 | solar | Solar = 1.1 MW | Solar Photovoltaic | 1.1 | 1.1 | [9 empty] | 1.1 |  |  | EIA-860, EIA-860M and EIA-923 | 202406 | -86.6568 | 39.2548
-9548685.3576 | 4663894.9355 | 42836 | 59986 | Henryville Solar RES | 9267 | Hoosier Energy R E C, Inc | Electric Utility | 217 Henretty Road | Underwood | Clark | Indiana | 47177 | solar | Solar = 1.1 MW | Solar Photovoltaic | 1.1 | 1.1 | [9 empty] | 1.1 |  |  | EIA-860, EIA-860M and EIA-923 | 202406 | -85.7773 | 38.5955
-9625760.3014 | 4680151.3728 | 42837 | 59987 | Spring Mill Solar RES | 9267 | Hoosier Energy R E C, Inc | Electric Utility | 1900 Clover Lane | Mitchell | Lawrence | Indiana | 47446 | solar | Solar = 1.1 MW | Solar Photovoltaic | 1.1 | 1.1 | [9 empty] | 1.1 |  |  | EIA-860, EIA-860M and EIA-923 | 202406 | -86.4697 | 38.7095
-9518528.6849 | 4770188.0667 | 42838 | 59988 | Decatur Co. Solar RES (IN) | 9267 | Hoosier Energy R E C, Inc | Electric Utility | 1198 E County Rd 100 N | Greensburg | Decatur | Indiana | 47240 | solar | Solar = 1.1 MW | Solar Photovoltaic | 1.1 | 1.1 | [9 empty] | 1.1 |  |  | EIA-860, EIA-860M and EIA-923 | 202406 | -85.5064 | 39.3379
-9577146.3005 | 4704742.9681 | 42839 | 59989 | Jackson Co. Solar RES | 9267 | Hoosier Energy R E C, Inc | Electric Utility | 2457 W 625 S | Columbus | Jackson | Indiana | 47201 | solar | Solar = 1.1 MW | Solar Photovoltaic | 1.1 | 1.1 | [9 empty] | 1.1 |  |  | EIA-860, EIA-860M and EIA-923 | 202406 | -86.033 | 38.8817
-9581085.2294 | 4796148.3423 | 42840 | 59990 | Johnson Co. Solar RES | 9267 | Hoosier Energy R E C, Inc | Electric Utility | 2457 S STATE ROAD 135 | Trafalgar | Johnson | Indiana | 46181 | solar | Solar = 1.1 MW | Solar Photovoltaic | 1.1 | 1.1 | [9 empty] | 1.1 |  |  | EIA-860, EIA-860M and EIA-923 | 202406 | -86.0684 | 39.518
-9100480.9164 | 3106190.1151 | 42841 | 59993 | Babcock Solar Energy Center Hybrid | 6452 | Florida Power & Light Co | Electric Utility | 8500 State Road 31 | Punta Gorda | Charlotte | Florida | 33982 | solar | Battery = 10 MW, Solar = 74.5 MW | Batteries; Solar Photovoltaic; | 84.5 | 84.5 | 10 | [8 empty] | 74.5 |  |  | EIA-860, EIA-860M and EIA-923 | 202406 | -81.751 | 26.8616
-11500045.0094 | 3627582.6021 | 42842 | 59994 | RE Roserock | 17650 | Southern Power Co | IPP Non-CHP | 293 Mendal Road | Fort Stockton | Pecos | Texas | 79735 | solar | Solar = 157.5 MW | Solar Photovoltaic | 160 | 157.5 | [9 empty] | 157.5 |  |  | EIA-860, EIA-860M and EIA-923 | 202406 | -103.3067 | 30.9602
-8766456.9881 | 4179300.5443 | 42843 | 59996 | Boykin PV1 | 58970 | Ecoplexus, Inc | IPP Non-CHP | 4000 Lee Road | Wade | Cumberland | North Carolina | 28395 | solar | Solar = 16 MW | Solar Photovoltaic | 16 | 16 | [9 empty] | 16 |  |  | EIA-860, EIA-860M and EIA-923 | 202406 | -78.7504 | 35.1134
-9041273.7527 | 4217892.309 | 42844 | 59997 | High Shoals PV1 | 61298 | Pine Gate Renewables | IPP Non-CHP | High Shoals Rd | High Shoals | Gaston | North Carolina | 28092 | solar | Solar = 16 MW | Solar Photovoltaic | 16 | 16 | [9 empty] | 16 |  |  | EIA-860, EIA-860M and EIA-923 | 202406 | -81.2191 | 35.3965
-8821491.8972 | 4312199.1681 | 42845 | 59999 | Ouchchy PV1 | 58970 | Ecoplexus, Inc | IPP Non-CHP | 649-UT Mattress Factory Road | Mebane | Orange | North Carolina | 27302 | solar | Solar = 3 MW | Solar Photovoltaic | 3 | 3 | [9 empty] | 3 |  |  | EIA-860, EIA-860M and EIA-923 | 202406 | -79.2448 | 36.0841
-8586692.931 | 4361522.8754 | 42846 | 60000 | Turkey Creek PV1 | 60507 | Fresh Air Energy XXXV, LLC | IPP Non-CHP | 1914 W Main | Kirby | Northampton | North Carolina | 27855 | solar | Solar = 13.5 MW | Solar Photovoltaic | 13.5 | 13.5 | [9 empty] | 13.5 |  |  | EIA-860, EIA-860M and EIA-923 | 202406 | -77.1356 | 36.4414
-8585025.3651 | 4362858.7118 | 42847 | 60001 | Vaughn Creek PV1 | 58970 | Ecoplexus, Inc | IPP Non-CHP | 301 Wises Store Rd. | Murfreesboro | Hertford | North Carolina | 27855 | solar | Solar = 20 MW | Solar Photovoltaic | 20 | 20 | [9 empty] | 20 |  |  | EIA-860, EIA-860M and EIA-923 | 202406 | -77.1206 | 36.451
-8232253.6761 | 5027163.2685 | 42848 | 60004 | Clarkstown Landfill Solar Facility | 60790 | Clarkstown Solar LLC | IPP Non-CHP | 166 S RTE 303 | West Nyack | Rockland | New York | 10994 | solar | Solar = 2 MW | Solar Photovoltaic | 2 | 2 | [9 empty] | 2 |  |  | EIA-860, EIA-860M and EIA-923 | 202406 | -73.9516 | 41.1004
-9024016.6713 | 3397321.4681 | 42849 | 60005 | Daytona International Speedway Solar | 6452 | Florida Power & Light Co | Electric Utility | 2579 Bellevue Ave | Daytona Beach | Volusia | Florida | 32114 | solar | Solar = 0.8 MW | Solar Photovoltaic | 1.6 | 0.8 | [9 empty] | 0.8 |  |  | EIA-860, EIA-860M and EIA-923 | 202406 | -81.0641 | 29.1702
-8946496.227 | 2970623.2216 | 42850 | 60006 | FIU Solar | 6452 | Florida Power & Light Co | Electric Utility | 10555 West Flagler Street | Miami | Miami Dade | Florida | 32174 | solar | Solar = 0.8 MW | Solar Photovoltaic | 1.2 | 0.8 | [9 empty] | 0.8 |  |  | EIA-860, EIA-860M and EIA-923 | 202406 | -80.3677 | 25.77
-13338158.0073 | 4263719.8789 | 42851 | 60007 | Morelos del Sol | 17650 | Southern Power Co | IPP Non-CHP | 16583 Twisselman Rd | Lost Hills | Kern | California | 93249 | solar | Solar = 15 MW | Solar Photovoltaic | 15 | 15 | [9 empty] | 15 |  |  | EIA-860, EIA-860M and EIA-923 | 202406 | -119.8187 | 35.7314
-11798843.2206 | 4535987.3752 | 42852 | 60008 | Hooper Solar | 59744 | Solar Star Colorado III, LLC | IPP Non-CHP | 2555 Lane 8 North | Mosca | Alamosa | Colorado | 81146 | solar | Solar = 52 MW | Solar Photovoltaic | 52 | 52 | [9 empty] | 52 |  |  | EIA-860, EIA-860M and EIA-923 | 202406 | -105.9908 | 37.6919
-12961930.1885 | 5344449.0202 | 42853 | 60009 | Murphy Flat Solar | 59755 | Murphy Flat Power, LLC | IPP Non-CHP | Warrick Rd | Murphy | Owyhee | Idaho | 83650 | solar | Solar = 20 MW | Solar Photovoltaic | 20 | 20 | [9 empty] | 20 |  |  | EIA-860, EIA-860M and EIA-923 | 202406 | -116.439 | 43.213
-12944786.9869 | 5383326.315 | 42854 | 60010 | Orchard Ranch Solar | 59756 | Orchard Ranch Solar, LLC | IPP Non-CHP | E. Orchard Ranch Ln | Orchard | Ada | Idaho | 83650 | solar | Solar = 20 MW | Solar Photovoltaic | 20 | 20 | [9 empty] | 20 |  |  | EIA-860, EIA-860M and EIA-923 | 202406 | -116.285 | 43.467
-12551495.2259 | 5285221.1055 | 42855 | 60011 | American Falls Solar | 59757 | American Falls Solar LLC | IPP Non-CHP | 2594 Smith Rd | American Falls | Power | Idaho | 83650 | solar | Solar = 20 MW | Solar Photovoltaic | 20 | 20 | [9 empty] | 20 |  |  | EIA-860, EIA-860M and EIA-923 | 202406 | -112.752 | 42.824
-12551495.2259 | 5285221.1055 | 42856 | 60012 | American Falls Solar II | 59758 | American Falls Solar II, LLC | IPP Non-CHP | 2594 Smith Rd | American Falls | Power | Idaho | 83650 | solar | Solar = 20 MW | Solar Photovoltaic | 20 | 20 | [9 empty] | 20 |  |  | EIA-860, EIA-860M and EIA-923 | 202406 | -112.752 | 42.824
-10875505.8193 | 4428946.2944 | 42857 | 60013 | Grant Wind, LLC | 17650 | Southern Power Co | IPP Non-CHP | 99626 Logan Rd. | Medford | Grant | Oklahoma | 73759 | wind | Wind = 150 MW | Onshore Wind Turbine | 151.8 | 150 | [10 empty] | 150 |  | EIA-860, EIA-860M and EIA-923 | 202406 | -97.6963 | 36.9271
-9167747.2771 | 3199574.145 | 42858 | 60014 | Manatee Solar Energy Center | 6452 | Florida Power & Light Co | Electric Utility | 10870 Corbett John Road | Parrish | Manatee | Florida | 34219 | batteries | Battery = 409 MW, Solar = 74.5 MW | Batteries; Solar Photovoltaic; | 483.5 | 483.5 | 409 | [8 empty] | 74.5 |  |  | EIA-860, EIA-860M and EIA-923 | 202406 | -82.3553 | 27.6075
-9311251.3478 | 5027282.9265 | 42859 | 60015 | Findlay Wind Farm | 59760 | Findlay Wind Farm | Industrial Non-CHP | 12367 Township Road 215 | Findlay | Hancock | Ohio | 45840 | wind | Wind = 3 MW | Onshore Wind Turbine | 3 | 3 | [10 empty] | 3 |  | EIA-860, EIA-860M and EIA-923 | 202406 | -83.6444 | 41.1012
-13608464.5515 | 6096246.3468 | 42860 | 60016 | MESA 1 | 17470 | PUD No 1 of Snohomish County | Electric Utility | 910 Shuksan Way | Everett | Snohomish | Washington | 98203 | batteries | Battery = 2 MW | Batteries | 2 | 2 | 2 | [11 empty] | EIA-860, EIA-860M and EIA-923 | 202406 | -122.2469 | 47.9362
-9315243.0421 | 5209543.5115 | 42861 | 60017 | Domino Farms Solar | 5109 | DTE Electric Company | Electric Utility | 3001 Earhart Rd | Ann Arbor | Washtenaw | Michigan | 48105 | solar | Solar = 1 MW | Solar Photovoltaic | 1 | 1 | [9 empty] | 1 |  |  | EIA-860, EIA-860M and EIA-923 | 202406 | -83.6803 | 42.3234
-9205721.1384 | 5328059.0813 | 42862 | 60019 | Greenwood Solar Farm | 5109 | DTE Electric Company | Electric Utility | 7000 Kilgore | Avoca | St Clair | Michigan | 48006 | solar | Solar = 1.4 MW | Solar Photovoltaic | 1.4 | 1.4 | [9 empty] | 1.4 |  |  | EIA-860, EIA-860M and EIA-923 | 202406 | -82.6964 | 43.1056
-8849649.3832 | 4134286.1916 | 42863 | 60020 | McLean Homestead | 64994 | SolRiver Capital LLC | IPP Non-CHP | 15721 Fieldcrest Road | Laurinburg | Scotland | North Carolina | 28352 | solar | Solar = 4.9 MW | Solar Photovoltaic | 4.9 | 4.9 | [9 empty] | 4.9 |  |  | EIA-860, EIA-860M and EIA-923 | 202406 | -79.4978 | 34.7819
-7998389.7937 | 5182171.9075 | 42864 | 60022 | Oxford | 63621 | CVI CleanCapital Solar 6 | IPP Non-CHP | 51 Federal HIll Road | Oxford | Worcester | Massachusetts | 1540 | solar | Solar = 2.8 MW | Solar Photovoltaic | 2.8 | 2.8 | [9 empty] | 2.8 |  |  | EIA-860, EIA-860M and EIA-923 | 202406 | -71.8508 | 42.1413
-11660344.9648 | 4877784.5675 | 42865 | 60023 | SR Jenkins Ft Lupton | 59766 | SR Jenkins, LLC | IPP Non-CHP | 16370 Hwy 52 | Ft. Lupton | Weld | Colorado | 80621 | solar | Solar = 13 MW | Solar Photovoltaic | 13 | 13 | [9 empty] | 13 |  |  | EIA-860, EIA-860M and EIA-923 | 202406 | -104.7467 | 40.0814
-17586475.7945 | 2446335.518 | 42866 | 60024 | Waipio Solar | 59764 | Waipio PV, LLC | IPP Non-CHP | 94-1202 Ka Uka Blvd | Waipio | Honolulu | Hawaii | 96787 | solar | Solar = 45.9 MW | Solar Photovoltaic | 45.9 | 45.9 | [9 empty] | 45.9 |  |  | EIA-860, EIA-860M and EIA-923 | 202406 | -157.982 | 21.456
-9069265.7066 | 3588775.4749 | 42867 | 60025 | Eight Flags Energy | 59765 | Eight Flags Energy LLC | IPP CHP | 22 Gum Street | Fernandina Beach | Nassau | Florida | 32034 | natural gas | Natural Gas = 21.4 MW | Natural Gas Fired Combustion Turbine | 21.6 | 21.4 | [6 empty] | 21.4 | [5 empty] | EIA-860, EIA-860M and EIA-923 | 202406 | -81.4706 | 30.6608
-13129856.7535 | 4109685.9736 | 42868 | 60026 | Little Rock Pham Solar | 63249 | Terraform Arcadia | IPP Non-CHP | 10100 E. Ave P | Palmdale | Los Angeles | California | 93591 | solar | Solar = 3 MW | Solar Photovoltaic | 3 | 3 | [9 empty] | 3 |  |  | EIA-860, EIA-860M and EIA-923 | 202406 | -117.9475 | 34.6002
-13394504.3714 | 4455928.2755 | 42869 | 60027 | Adera Solar | 61012 | AES Distributed Energy | IPP Non-CHP | Road 12 and Avenue 25 1/2 | Chowchilla | Madera | California | 94105 | solar | Solar = 19 MW | Solar Photovoltaic | 20 | 19 | [9 empty] | 19 |  |  | EIA-860, EIA-860M and EIA-923 | 202406 | -120.3249 | 37.1206
-8854434.6741 | 4120517.8588 | 42870 | 60028 | Shorthorn Holdings | 64994 | SolRiver Capital LLC | IPP Non-CHP | 200 McGregor Road | McColl | Marlboro | South Carolina | 29570 | solar | Solar = 8.9 MW | Solar Photovoltaic | 8.9 | 8.9 | [9 empty] | 8.9 |  |  | EIA-860, EIA-860M and EIA-923 | 202406 | -79.5407 | 34.6803
-8652543.0853 | 4819674.2506 | 42871 | 60029 | CES VMT Solar | 57365 | Consolidated Edison Solutions Inc. | IPP Non-CHP | 13302 Pennsylvania Avenue | Hagerstown | Washington | Maryland | 21742 | solar | Solar = 1.1 MW | Solar Photovoltaic | 1.1 | 1.1 | [9 empty] | 1.1 |  |  | EIA-860, EIA-860M and EIA-923 | 202406 | -77.7271 | 39.6809
-8625163.7226 | 4367010.788 | 42872 | 60030 | Pecan Solar | 58468 | Dominion Renewable Energy | Electric Utility | 221 Spuds Ln | Pleasant Hill | Northampton | North Carolina | 27876 | solar | Solar = 74.9 MW | Solar Photovoltaic | 74.9 | 74.9 | [9 empty] | 74.9 |  |  | EIA-860, EIA-860M and EIA-923 | 202406 | -77.4812 | 36.481
-13084997.1138 | 4041932.0697 | 42873 | 60032 | SunE Rochester | 59773 | SunE Solar XVI Lessor, LLC | IPP Non-CHP | 8599 Rochester Ave | Rancho Cucamonga | San Bernardino | California | 91730 | solar | Solar = 1 MW | Solar Photovoltaic | 1 | 1 | [9 empty] | 1 |  |  | EIA-860, EIA-860M and EIA-923 | 202406 | -117.5445 | 34.0977
-13403351.1539 | 4247852.9265 | 42874 | 60033 | CA Flats Solar 130, LLC | 61423 | California Flats Solar 130, LLC | IPP Non-CHP | 19855 E. Highway 41 | Shandon | San Luis Obispo | California | 93461 | solar | Solar = 130 MW | Solar Photovoltaic | 130 | 130 | [9 empty] | 130 |  |  | EIA-860, EIA-860M and EIA-923 | 202406 | -120.4044 | 35.6156
-13403351.1539 | 4247852.9265 | 42875 | 60034 | CA Flats Solar 150, LLC | 61230 | Arevon Energy, Inc. | IPP Non-CHP | 19855 E. Highway 41 | Shandon | San Luis Obispo | California | 93461 | solar | Solar = 150 MW | Solar Photovoltaic | 150 | 150 | [9 empty] | 150 |  |  | EIA-860, EIA-860M and EIA-923 | 202406 | -120.4044 | 35.6156
-13067254.0115 | 4025873.8518 | 42876 | 60035 | Tequesquite Landfill Solar PV Project | 59775 | Solar Star California XXXI, LLC | IPP Non-CHP | Western Terminus of Tequesquit | Riverside | Riverside | California | 92501 | solar | Solar = 7.3 MW | Solar Photovoltaic | 7.3 | 7.3 | [9 empty] | 7.3 |  |  | EIA-860, EIA-860M and EIA-923 | 202406 | -117.3851 | 33.9782
-8542101.126 | 4757904.8395 | 42877 | 60036 | CCBC-Catonsville | 58491 | Luminace Solar Holding, LLC | IPP Non-CHP | 800 S Rolling Road | Catonsville | Howard | Maryland | 21228 | solar | Solar = 1.6 MW | Solar Photovoltaic | 1.6 | 1.6 | [9 empty] | 1.6 |  |  | EIA-860, EIA-860M and EIA-923 | 202406 | -76.735 | 39.2525
-9299229.5107 | 5107904.922 | 42878 | 60038 | Owens Corning Headquarters | 58491 | Luminace Solar Holding, LLC | IPP Non-CHP | One Owens Corning Parkway | Toledo | Lucas | Ohio | 43659 | solar | Solar = 2.1 MW | Solar Photovoltaic | 2.1 | 2.1 | [9 empty] | 2.1 |  |  | EIA-860, EIA-860M and EIA-923 | 202406 | -83.5364 | 41.6447
-13484203.502 | 4492195.7312 | 42879 | 60039 | Frontier Solar LLC | 59776 | Frontier Solar, LLC | IPP Non-CHP | 31001 Davis Road | Newman | Stanislaus | California | 95360 | solar | Solar = 20 MW | Solar Photovoltaic | 20 | 20 | [9 empty] | 20 |  |  | EIA-860, EIA-860M and EIA-923 | 202406 | -121.1307 | 37.3799
-8115037.4806 | 5055033.8219 | 42880 | 60040 | UI RCP New Haven Fuel Cell | 19497 | United Illuminating Co | Electric Utility | 581 Connecticut Avenue | New Haven | New Haven | Connecticut | 6512 | natural gas | Natural Gas = 2.5 MW | Other Natural Gas | 2.8 | 2.5 | [6 empty] | 2.5 | [5 empty] | EIA-860, EIA-860M and EIA-923 | 202406 | -72.8986 | 41.2888
-13313365.8209 | 4150435.5649 | 42881 | 60043 | Cuyama Solar, LLC | 61112 | Cuyama Solar, LLC | IPP Non-CHP | 596 Kirschenmann Rd | Cuyama | Santa Barbara | California | 93252 | solar | Solar = 40 MW | Solar Photovoltaic | 40 | 40 | [9 empty] | 40 |  |  | EIA-860, EIA-860M and EIA-923 | 202406 | -119.596 | 34.901
-11415957.6056 | 3577744.1697 | 42882 | 60044 | Buckthorn Westex | 59777 | Buckthorn Westex, LLC | IPP Non-CHP | Texas rt. 18 | Ft. Stockton | Pecos | Texas | 79735 | solar | Solar = 154 MW | Solar Photovoltaic | 154 | 154 | [9 empty] | 154 |  |  | EIA-860, EIA-860M and EIA-923 | 202406 | -102.5513 | 30.5755
-8113911.9292 | 5002672.1096 | 42883 | 60045 | Shoreham Solar Commons | 65411 | Duke Energy Renewables Services | IPP Non-CHP | 24 Cooper Street | Shoreham | Suffolk | New York | 11786 | solar | Solar = 24.9 MW | Solar Photovoltaic | 24.9 | 24.9 | [9 empty] | 24.9 |  |  | EIA-860, EIA-860M and EIA-923 | 202406 | -72.8885 | 40.9344
-9702105.8798 | 5095459.4104 | 42884 | 60046 | Portage Solar | 58135 | Ecos Energy LLC | IPP Non-CHP | 462 Robbins Road | Valparaiso | Porter | Indiana | 46385 | solar | Solar = 1.5 MW | Solar Photovoltaic | 1.5 | 1.5 | [9 empty] | 1.5 |  |  | EIA-860, EIA-860M and EIA-923 | 202406 | -87.1555 | 41.5611
-9538688.8673 | 5115728.8396 | 42885 | 60047 | Middlebury Solar | 58135 | Ecos Energy LLC | IPP Non-CHP | 54968 Lane 13 | Middlebury | Elkhart | Indiana | 46540 | solar | Solar = 1.5 MW | Solar Photovoltaic | 1.5 | 1.5 | [9 empty] | 1.5 |  |  | EIA-860, EIA-860M and EIA-923 | 202406 | -85.6875 | 41.6972
-8583357.6878 | 4232269.2764 | 42886 | 60048 | TWE Chocowinity Solar, LLC | 61060 | Cypress Creek Renewables | IPP Non-CHP | 154 Avery Way | Chocowinity | Beaufort | North Carolina | 27817 | solar | Solar = 4.5 MW | Solar Photovoltaic | 4.5 | 4.5 | [9 empty] | 4.5 |  |  | EIA-860, EIA-860M and EIA-923 | 202406 | -77.1056 | 35.5017
-13540942.1559 | 4539005.0607 | 42887 | 60049 | Golden Hills Wind | 59780 | Golden Hills Wind, LLC | IPP Non-CHP | 17350 Patterson Pass Road | Livermore | Alameda | California | 94550 | wind | Wind = 85.9 MW | Onshore Wind Turbine | 85.9 | 85.9 | [10 empty] | 85.9 |  | EIA-860, EIA-860M and EIA-923 | 202406 | -121.6404 | 37.7133
-9227308.1028 | 4228433.1698 | 42888 | 60050 | Innovative Solar 10 | 61060 | Cypress Creek Renewables | IPP Non-CHP | 108 Market Street | Canton | Haywood | North Carolina | 28716 | solar | Solar = 1.5 MW | Solar Photovoltaic | 1.5 | 1.5 | [9 empty] | 1.5 |  |  | EIA-860, EIA-860M and EIA-923 | 202406 | -82.8903 | 35.4736
-9105383.4267 | 4215394.7558 | 42889 | 60051 | Innovative Solar 18, LLC | 61060 | Cypress Creek Renewables | IPP Non-CHP | 2097 Piney Mountain Church Roa | Bostic | Rutherford | North Carolina | 28018 | solar | Solar = 1.9 MW | Solar Photovoltaic | 1.9 | 1.9 | [9 empty] | 1.9 |  |  | EIA-860, EIA-860M and EIA-923 | 202406 | -81.7951 | 35.3782
-9062887.9904 | 4260755.1953 | 42890 | 60052 | Innovative Solar 26, LLC | 61060 | Cypress Creek Renewables | IPP Non-CHP | 9400 Neuville Avenue | Hildebran | Burke | North Carolina | 28637 | solar | Solar = 1.9 MW | Solar Photovoltaic | 1.9 | 1.9 | [9 empty] | 1.9 |  |  | EIA-860, EIA-860M and EIA-923 | 202406 | -81.4133 | 35.7097
-8640662.8466 | 4217238.4746 | 42891 | 60053 | Innovative Solar 63, LLC | 61060 | Cypress Creek Renewables | IPP Non-CHP | 3059 Glenfield Road | Snow Hill | Greene | North Carolina | 28580 | solar | Solar = 4.9 MW | Solar Photovoltaic | 4.9 | 4.9 | [9 empty] | 4.9 |  |  | EIA-860, EIA-860M and EIA-923 | 202406 | -77.6204 | 35.3917
-8149486.6328 | 5035614.1626 | 42892 | 60054 | UI RCP Bridgeport Seaside | 19497 | United Illuminating Co | Electric Utility | 7 Barnum Dyke Road | Bridgeport | Fairfield | Connecticut | 6604 | natural gas | Natural Gas = 2.5 MW, Solar = 2.2 MW | Other Natural Gas; Solar Photovoltaic; | 5 | 4.7 | [6 empty] | 2.5 |  |  | 2.2 |  |  | EIA-860, EIA-860M and EIA-923 | 202406 | -73.2081 | 41.1576
-9167160.1781 | 4213439.2738 | 42893 | 60055 | Innovative Solar 16 | 61060 | Cypress Creek Renewables | IPP Non-CHP | 3364 Ridge Road | Hendersonville | Henderson | North Carolina | 28792 | solar | Solar = 2 MW | Solar Photovoltaic | 2 | 2 | [9 empty] | 2 |  |  | EIA-860, EIA-860M and EIA-923 | 202406 | -82.35 | 35.3639
-8049457.4988 | 5194416.0594 | 42894 | 60056 | Syncarpha Palmer, LLC | 59785 | Syncarpha Palmer, LLC | IPP Non-CHP | 311 Emery Street | Palmer | Hampden | Massachusetts | 1069 | solar | Solar = 4.8 MW | Solar Photovoltaic | 4.8 | 4.8 | [9 empty] | 4.8 |  |  | EIA-860, EIA-860M and EIA-923 | 202406 | -72.3095 | 42.2228
-13744617.5282 | 5632233.0546 | 42895 | 60057 | Steel Bridge Solar, LLC | 59788 | Steel Bridge Solar. LLC | IPP Non-CHP | 9225 Steel Bridge Road | Sheridan | Polk | Oregon | 97378 | solar | Solar = 2.3 MW | Solar Photovoltaic | 2.3 | 2.3 | [9 empty] | 2.3 |  |  | EIA-860, EIA-860M and EIA-923 | 202406 | -123.47 | 45.068
-9778549.4194 | 4141007.6702 | 42896 | 60058 | River Bend Solar, LLC | 59790 | River Bend Solar, LLC | IPP Non-CHP | 1099 Co Rd 62 | Florence | Lauderdale | Alabama | 35633 | solar | Solar = 75 MW | Solar Photovoltaic | 75 | 75 | [9 empty] | 75 |  |  | EIA-860, EIA-860M and EIA-923 | 202406 | -87.8422 | 34.8315
-10972935.198 | 3050160.3855 | 42897 | 60059 | Los Vientos V Wind Power | 65411 | Duke Energy Renewables Services | IPP Non-CHP | 222 FM 490 | Rio Grande City | Starr | Texas | 78582 | wind | Wind = 110 MW | Onshore Wind Turbine | 110 | 110 | [10 empty] | 110 |  | EIA-860, EIA-860M and EIA-923 | 202406 | -98.5716 | 26.4117
-13047503.4848 | 3859419.7374 | 42898 | 60060 | Lindberg FIeld Solar | 59791 | Lindberg Field Solar I LLC | IPP Non-CHP | 3835 North Harbor Dr | San Diego | San Diego | California | 92101 | solar | Solar = 2.7 MW | Solar Photovoltaic | 2.9 | 2.7 | [9 empty] | 2.7 |  |  | EIA-860, EIA-860M and EIA-923 | 202406 | -117.2077 | 32.7292
-9106698.3326 | 3163623.8697 | 42899 | 60061 | Citrus Solar Energy Center Hybrid | 6452 | Florida Power & Light Co | Electric Utility | 4051 Karson Street | Arcadia | DeSoto | Florida | 34266 | solar | Battery = 4 MW, Solar = 74.5 MW | Batteries; Solar Photovoltaic; | 78.5 | 78.5 | 4 | [8 empty] | 74.5 |  |  | EIA-860, EIA-860M and EIA-923 | 202406 | -81.8069 | 27.3209
-12351835.5929 | 3763422.7284 | 42900 | 60062 | Avalon Solar II | 59789 | Avalon Solar Partners II, LLC | IPP Non-CHP | 909 E Pima Mine Road | Sahuarita | Pima | Arizona | 85629 | solar | Solar = 16 MW | Solar Photovoltaic | 16 | 16 | [9 empty] | 16 |  |  | EIA-860, EIA-860M and EIA-923 | 202406 | -110.9584 | 32.0009
-9139644.5604 | 3819070.1677 | 42901 | 60063 | Live Oak Solar, LLC | 59802 | Live Oak Solar, LLC | IPP Non-CHP | 5701 Hope Valley Circle | Metter | Candler | Georgia | 30439 | solar | Solar = 51 MW | Solar Photovoltaic | 51 | 51 | [9 empty] | 51 |  |  | EIA-860, EIA-860M and EIA-923 | 202406 | -82.1028 | 32.4238
-9379443.6641 | 3829918.0492 | 42902 | 60064 | White Pine Solar, LLC | 59803 | White Pine Solar, LLC | IPP Non-CHP | 255 Fountain Road | Butler | Taylor | Georgia | 31006 | solar | Solar = 101.2 MW | Solar Photovoltaic | 101.2 | 101.2 | [9 empty] | 101.2 |  |  | EIA-860, EIA-860M and EIA-923 | 202406 | -84.257 | 32.506
-7873150.8024 | 5132096.8495 | 42903 | 60065 | Federal Road Solar 1, LLC CSG | 59804 | Federal Road Solar 1, LLC | IPP Non-CHP | 260 Federal Road | South Carver | Plymouth | Massachusetts | 2330 | solar | Solar = 4.4 MW | Solar Photovoltaic | 4.4 | 4.4 | [9 empty] | 4.4 |  |  | EIA-860, EIA-860M and EIA-923 | 202406 | -70.7257 | 41.8069
-7928911.9599 | 5130410.1713 | 42904 | 60067 | BWC Swan Pond River CSG | 59805 | BWC Swan Pond River, LLC | IPP Non-CHP | 60 Martin Street | Rehoboth | Bristol | Massachusetts | 2769 | solar | Solar = 1.6 MW | Solar Photovoltaic | 1.6 | 1.6 | [9 empty] | 1.6 |  |  | EIA-860, EIA-860M and EIA-923 | 202406 | -71.2266 | 41.7956
-12923461.6234 | 5310391.1254 | 42905 | 60068 | Grand View Solar Two | 59806 | Grand View PV Solar Two, LLC | IPP Non-CHP | 325 S Frederick Road | Grand View | Elmore | Idaho | 83624 | solar | Solar = 80 MW | Solar Photovoltaic | 80 | 80 | [9 empty] | 80 |  |  | EIA-860, EIA-860M and EIA-923 | 202406 | -116.0934 | 42.9896
-11101813.6687 | 4678448.3256 | 42906 | 60069 | Cedar Bluff Wind, LLC | 59817 | Cedar Bluff Wind, LLC | IPP Non-CHP | 28193 State Hwy 147 | Brownwell | Ness | Kansas | 67521 | wind | Wind = 198.6 MW | Onshore Wind Turbine | 198.6 | 198.6 | [10 empty] | 198.6 |  | EIA-860, EIA-860M and EIA-923 | 202406 | -99.7293 | 38.6976
-9301862.6619 | 3518894.4968 | 42907 | 60071 | Perry Solar Facility | 6455 | Duke Energy Florida, LLC | Electric Utility | 1690 Green Street East | Perry | Taylor | Florida | 32347 | solar | Solar = 5.1 MW | Solar Photovoltaic | 5.1 | 5.1 | [9 empty] | 5.1 |  |  | EIA-860, EIA-860M and EIA-923 | 202406 | -83.5601 | 30.1193
-9080205.9635 | 4203328.0152 | 42908 | 60072 | Neisler Street Solar | 59825 | Neisler Street Solar I, LLC | IPP Non-CHP | 412 Neisler Street | Shelby | Cleveland | North Carolina | 28152 | solar | Solar = 2 MW | Solar Photovoltaic | 2 | 2 | [9 empty] | 2 |  |  | EIA-860, EIA-860M and EIA-923 | 202406 | -81.5689 | 35.2898
-7987779.7104 | 5245474.3495 | 42909 | 60073 | Leominster | 59822 | Syncarpha Massachusetts, LLC | IPP Non-CHP | Industrial Road | Leominster | Worcester | Massachusetts | 1453 | solar | Solar = 2 MW | Solar Photovoltaic | 2 | 2 | [9 empty] | 2 |  |  | EIA-860, EIA-860M and EIA-923 | 202406 | -71.7554 | 42.5616
-8136568.7852 | 5261736.1159 | 42910 | 60074 | North Adams Landfill | 59823 | Syncarpha North Adams, LLC | IPP Non-CHP | 151 E Street | North Adams | Berkshire | Massachusetts | 1247 | solar | Solar = 2.2 MW | Solar Photovoltaic | 2.2 | 2.2 | [9 empty] | 2.2 |  |  | EIA-860, EIA-860M and EIA-923 | 202406 | -73.092 | 42.6691
-7905693.4971 | 5100253.1915 | 42911 | 60075 | Fisher Road Solar | 59824 | Fisher Road Solar I, LLC | IPP Non-CHP | 756 Fisher Road | Dartmouth | Bristol | Massachusetts | 2747 | solar | Solar = 4.6 MW | Solar Photovoltaic | 4.6 | 4.6 | [9 empty] | 4.6 |  |  | EIA-860, EIA-860M and EIA-923 | 202406 | -71.0181 | 41.5933
-8050127.5308 | 5193485.6077 | 42912 | 60076 | Palmer Landfill | 59826 | Syncarpha Bondsville, LLC | IPP Non-CHP | 181 Emery Street | Palmer | Hampden | Massachusetts | 1069 | solar | Solar = 4 MW | Solar Photovoltaic | 4 | 4 | [9 empty] | 4 |  |  | EIA-860, EIA-860M and EIA-923 | 202406 | -72.3155 | 42.2166
-13375199.3453 | 4300115.5719 | 42913 | 60077 | CED Avenal | 56769 | Consolidated Edison Development Inc. | IPP Non-CHP | 120 E Laneva Blvd | Avenal | Kings | California | 93204 | solar | Solar = 15.8 MW | Solar Photovoltaic | 15.8 | 15.8 | [9 empty] | 15.8 |  |  | EIA-860, EIA-860M and EIA-923 | 202406 | -120.1515 | 35.9963
-13254635.216 | 4280863.4245 | 42914 | 60078 | CED Ducor 1 | 56769 | Consolidated Edison Development Inc. | IPP Non-CHP | 22389 Ave 32 | Ducor | Tulare | California | 93218 | solar | Solar = 20 MW | Solar Photovoltaic | 20 | 20 | [9 empty] | 20 |  |  | EIA-860, EIA-860M and EIA-923 | 202406 | -119.0684 | 35.8563
-13254596.8108 | 4279200.1229 | 42915 | 60079 | CED Ducor 2 | 56769 | Consolidated Edison Development Inc. | IPP Non-CHP | 22493 Ave 32 | Ducor | Tulare | California | 93218 | solar | Solar = 20 MW | Solar Photovoltaic | 20 | 20 | [9 empty] | 20 |  |  | EIA-860, EIA-860M and EIA-923 | 202406 | -119.0681 | 35.8442
-13253363.7248 | 4279366.4279 | 42916 | 60080 | CED Ducor 3 | 56769 | Consolidated Edison Development Inc. | IPP Non-CHP | 22917 Ave 32 | Ducor | Tulare | California | 93218 | solar | Solar = 15 MW | Solar Photovoltaic | 15 | 15 | [9 empty] | 15 |  |  | EIA-860, EIA-860M and EIA-923 | 202406 | -119.057 | 35.8454
-13250024.1401 | 4280056.5315 | 42917 | 60081 | CED Ducor 4 | 56769 | Consolidated Edison Development Inc. | IPP Non-CHP | 3240 Road 240 | Ducor | Tulare | California | 93218 | solar | Solar = 20 MW | Solar Photovoltaic | 20 | 20 | [9 empty] | 20 |  |  | EIA-860, EIA-860M and EIA-923 | 202406 | -119.027 | 35.8504
-9140587.2138 | 3900188.1065 | 42918 | 60082 | White Oak Solar, LLC | 59831 | White Oak Solar, LLC | IPP Non-CHP | 805 Rocky Creek Church Road | Waynesboro | Burke | Georgia | 30830 | solar | Solar = 76.5 MW | Solar Photovoltaic | 76.5 | 76.5 | [9 empty] | 76.5 |  |  | EIA-860, EIA-860M and EIA-923 | 202406 | -82.1113 | 33.0368
-13370043.4717 | 4385833.7796 | 42919 | 60083 | Fresno Solar | 20323 | Wellhead Services, Inc | IPP Non-CHP | 8105 South Lassen Ave | San Joaquin | Fresno | California | 93660 | solar | Solar = 3 MW | Solar Photovoltaic | 3 | 3 | [9 empty] | 3 |  |  | EIA-860, EIA-860M and EIA-923 | 202406 | -120.1051 | 36.6168
-9273253.7754 | 3593130.1357 | 42920 | 60084 | PCA-Valdosta Mill | 59833 | PCA-Valdosta Mill | Industrial CHP | 5495 Clyattville-Lake Park Roa | Valdosta | Lowndes | Georgia | 31601 | biomass | Biomass = 69.9 MW | Wood/Wood Waste Biomass | 69.9 | 69.9 |  | 69.9 | [10 empty] | EIA-860, EIA-860M and EIA-923 | 202406 | -83.3031 | 30.6944
-13132757.8508 | 4129808.9854 | 42921 | 60085 | AVS Lancaster 1 | 57313 | Tesla Inc. | IPP Non-CHP | 8780 East Ave F | Lancaster | Los Angeles | California | 93535 | solar | Solar = 3.7 MW | Solar Photovoltaic | 3.7 | 3.7 | [9 empty] | 3.7 |  |  | EIA-860, EIA-860M and EIA-923 | 202406 | -117.9736 | 34.7489
-13144733.7129 | 4117869.4025 | 42922 | 60086 | US-TOPCO (Soccer Center) | 57313 | Tesla Inc. | IPP Non-CHP | 2301 East Avenue L | Lancaster | Los Angeles | California | 93535 | solar | Solar = 3 MW | Solar Photovoltaic | 3 | 3 | [9 empty] | 3 |  |  | EIA-860, EIA-860M and EIA-923 | 202406 | -118.0812 | 34.6607
-11285736.2879 | 4055279.972 | 42923 | 60087 | South Plains II | 60453 | Onward Energy | IPP Non-CHP | County Rd. 129 | Lockney | Floyd | Texas | 79241 | wind | Wind = 300 MW | Onshore Wind Turbine | 300 | 300 | [10 empty] | 300 |  | EIA-860, EIA-860M and EIA-923 | 202406 | -101.3815 | 34.197
-11362886.929 | 5915601.3832 | 42924 | 60088 | Sunflower Wind Project | 60453 | Onward Energy | IPP Non-CHP | 767 Third Avenue, 17th Floor | Mandan | Morton | North Dakota | 10017 | wind | Wind = 104 MW | Onshore Wind Turbine | 104 | 104 | [10 empty] | 104 |  | EIA-860, EIA-860M and EIA-923 | 202406 | -102.0746 | 46.8376
-8442051.0639 | 4808494.6455 | 42925 | 60089 | Elkton Solar | 59838 | SunE DB27, LLC | IPP Non-CHP | 205 W. Pulaski Highway | Elkton | Cecil | Maryland | 21921 | solar | Solar = 1.6 MW | Solar Photovoltaic | 1.6 | 1.6 | [9 empty] | 1.6 |  |  | EIA-860, EIA-860M and EIA-923 | 202406 | -75.8362 | 39.6035
-13184518.7423 | 4140017.0295 | 42926 | 60091 | Kingbird B Solar, LLC | 61230 | Arevon Energy, Inc. | IPP Non-CHP | 301 170th Street W | Rosamond | Kern | California | 93560 | solar | Solar = 20 MW | Solar Photovoltaic | 20 | 20 | [9 empty] | 20 |  |  | EIA-860, EIA-860M and EIA-923 | 202406 | -118.4385 | 34.8242
-12771685.1787 | 3985914.3535 | 42927 | 60092 | Blythe Solar II, LLC | 59843 | Blythe Solar II, LLC | IPP Non-CHP | 4000 Dracker Drive | Blythe | Riverside | California | 92225 | solar | Battery = 115 MW, Solar = 131.2 MW | Batteries; Solar Photovoltaic; | 246.2 | 246.2 | 115 | [8 empty] | 131.2 |  |  | EIA-860, EIA-860M and EIA-923 | 202406 | -114.73 | 33.68
-12773021.0126 | 3985914.3535 | 42928 | 60093 | Blythe Solar 110, LLC | 59842 | Blythe Solar 110, LLC | IPP Non-CHP | 4000 Dracker Drive | Blythe | Riverside | California | 92225 | solar | Battery = 63 MW, Solar = 109.8 MW | Batteries; Solar Photovoltaic; | 172.8 | 172.8 | 63 | [8 empty] | 109.8 |  |  | EIA-860, EIA-860M and EIA-923 | 202406 | -114.742 | 33.68
-12773021.0126 | 3982704.2325 | 42929 | 60094 | Blythe Solar III, LLC Hybrid | 59844 | Blythe Solar III, LLC | IPP Non-CHP | 4000 Dracker Drive | Blythe | Riverside | California | 92225 | solar | Battery = 115 MW, Solar = 136.8 MW | Batteries; Solar Photovoltaic; | 251.8 | 251.8 | 115 | [8 empty] | 136.8 |  |  | EIA-860, EIA-860M and EIA-923 | 202406 | -114.742 | 33.656
-12775915.3194 | 3986181.9041 | 42930 | 60095 | Blythe Solar IV, LLC | 59845 | Blythe Solar IV, LLC | IPP Non-CHP | 4000 Dracker Drive | Blythe | Riverside | California | 92225 | solar | Battery = 47 MW, Solar = 137.4 MW | Batteries; Solar Photovoltaic; | 184.4 | 184.4 | 47 | [8 empty] | 137.4 |  |  | EIA-860, EIA-860M and EIA-923 | 202406 | -114.768 | 33.682
-8468818.726 | 4750281.9058 | 42931 | 60096 | Town of Chestertown- Chestertown WWTP | 57313 | Tesla Inc. | IPP Non-CHP | 25792 John Hanson Rd | Chestertown | Kent | Maryland | 21620 | solar | Solar = 1 MW | Solar Photovoltaic | 1 | 1 | [9 empty] | 1 |  |  | EIA-860, EIA-860M and EIA-923 | 202406 | -76.0767 | 39.1995
-8485225.2152 | 5339987.3093 | 42932 | 60097 | Onondaga County - Metro Water Board | 57313 | Tesla Inc. | IPP Non-CHP | 4170 Route 31 | Clay | Onondaga | New York | 13041 | solar | Solar = 1 MW | Solar Photovoltaic | 1 | 1 | [9 empty] | 1 |  |  | EIA-860, EIA-860M and EIA-923 | 202406 | -76.2241 | 43.1838
-8474766.5264 | 5338298.5004 | 42933 | 60098 | Onondaga County - Oak Orchard WWTP | 57313 | Tesla Inc. | IPP Non-CHP | Oak Orchard Road | Clay | Onondaga | New York | 13041 | solar | Solar = 2 MW | Solar Photovoltaic | 2 | 2 | [9 empty] | 2 |  |  | EIA-860, EIA-860M and EIA-923 | 202406 | -76.1301 | 43.1727
-7924045.7397 | 5255018.7441 | 42934 | 60099 | Hewlett-Packard (HP) - Andover, MA | 57313 | Tesla Inc. | IPP Non-CHP | 165 Dascomb Rd | Andover | Essex | Massachusetts | 1810 | solar | Solar = 1.7 MW | Solar Photovoltaic | 1.7 | 1.7 | [9 empty] | 1.7 |  |  | EIA-860, EIA-860M and EIA-923 | 202406 | -71.1829 | 42.6247
-13293681.8633 | 4379544.4523 | 42935 | 60100 | Dinuba Energy | 59849 | Dinuba Energy | IPP Non-CHP | 6929 Ave 430 | Reedley | Tulare | California | 93654 | biomass | Biomass = 11.5 MW | Wood/Wood Waste Biomass | 11.5 | 11.5 |  | 11.5 | [10 empty] | EIA-860, EIA-860M and EIA-923 | 202406 | -119.4192 | 36.5715
-9082383.1501 | 4205983.9394 | 42936 | 60101 | Shelby Randolph Road Solar 1, LLC | 61119 | SRE Utility Solar 1, LLC | IPP Non-CHP | 2160 Randolph Road | Shelby | Cleveland | North Carolina | 28150 | solar | Solar = 1.9 MW | Solar Photovoltaic | 2 | 1.9 | [9 empty] | 1.9 |  |  | EIA-860, EIA-860M and EIA-923 | 202406 | -81.5884 | 35.3092
-9597348.0051 | 5345004.8603 | 42937 | 60102 | Lorin Industries | 59876 | Lorin Industries | Industrial CHP | 1960 Roberts St | Muskegon | Muskegon | Michigan | 49442 | natural gas | Natural Gas = 3.2 MW | Natural Gas Internal Combustion Engine | 3.2 | 3.2 | [6 empty] | 3.2 | [5 empty] | EIA-860, EIA-860M and EIA-923 | 202406 | -86.2144 | 43.2166
-11020629.5885 | 3163508.7229 | 42938 | 60104 | Javelina Wind Energy, LLC | 59882 | Javelina Wind Energy, LLC | IPP Non-CHP | 5429 Vaquillas Road | Mirando City | Webb | Texas | 78369 | wind | Wind = 249.7 MW | Onshore Wind Turbine | 249.7 | 249.7 | [10 empty] | 249.7 |  | EIA-860, EIA-860M and EIA-923 | 202406 | -99 | 27.32
-9079690.5543 | 4195507.8517 | 42939 | 60105 | Lafayette Solar I, LLC | 61119 | SRE Utility Solar 1, LLC | IPP Non-CHP | 2239 S. Lafayette Street | Shelby | Cleveland | North Carolina | 28150 | solar | Solar = 1.9 MW | Solar Photovoltaic | 2 | 1.9 | [9 empty] | 1.9 |  |  | EIA-860, EIA-860M and EIA-923 | 202406 | -81.5642 | 35.2324
-8861446.9115 | 4161253.3617 | 42940 | 60106 | Rockingham Solar, LLC | 61119 | SRE Utility Solar 1, LLC | IPP Non-CHP | 181 Beaver Dam Church Road | Marston | Richmond | North Carolina | 28363 | solar | Solar = 4.9 MW | Solar Photovoltaic | 5 | 4.9 | [9 empty] | 4.9 |  |  | EIA-860, EIA-860M and EIA-923 | 202406 | -79.6037 | 34.9807
-9054026.291 | 4194119.4756 | 42941 | 60107 | York Road Solar I, LLC | 61119 | SRE Utility Solar 1, LLC | IPP Non-CHP | 929 York Road | Kings Mountain | Cleveland | North Carolina | 28086 | solar | Solar = 1.9 MW | Solar Photovoltaic | 2 | 1.9 | [9 empty] | 1.9 |  |  | EIA-860, EIA-860M and EIA-923 | 202406 | -81.3337 | 35.2222
-9073162.5567 | 4199086.0269 | 42942 | 60108 | SID Solar I, LLC | 61119 | SRE Utility Solar 1, LLC | IPP Non-CHP | 1017 Industry Drive | Shelby | Cleveland | North Carolina | 28152 | solar | Solar = 4.9 MW | Solar Photovoltaic | 5 | 4.9 | [9 empty] | 4.9 |  |  | EIA-860, EIA-860M and EIA-923 | 202406 | -81.5056 | 35.2586
-8074679.1558 | 5118680.9344 | 42943 | 60109 | UDR Glastonbury Fuel Cell | 59885 | UIL Distributed Resources, LLC | IPP Non-CHP | 1835 Hebron Avenue | Glastonbury | Hartford | Connecticut | 6033 | natural gas | Natural Gas = 2.5 MW | Other Natural Gas | 3.4 | 2.5 | [6 empty] | 2.5 | [5 empty] | EIA-860, EIA-860M and EIA-923 | 202406 | -72.5361 | 41.717
-7932559.4543 | 5202520.8597 | 42944 | 60110 | Town of Needham VNEM CSG | 57313 | Tesla Inc. | IPP Non-CHP | 1407 Central Avenue | Needham | Norfolk | Massachusetts | 2192 | solar | Solar = 3 MW | Solar Photovoltaic | 3 | 3 | [9 empty] | 3 |  |  | EIA-860, EIA-860M and EIA-923 | 202406 | -71.2594 | 42.2767
-8094423.3373 | 5219140.8729 | 42945 | 60111 | Williamsburg Solar LLC VNEM CSG | 57313 | Tesla Inc. | IPP Non-CHP | 67 Main Street | Haydenville | Hampshire | Massachusetts | 1039 | solar | Solar = 2.2 MW | Solar Photovoltaic | 2.2 | 2.2 | [9 empty] | 2.2 |  |  | EIA-860, EIA-860M and EIA-923 | 202406 | -72.7134 | 42.3871
-13654801.6235 | 5705103.4598 | 42946 | 60112 | Oregon Convention Center | 57313 | Tesla Inc. | IPP Non-CHP | 777 NE MLK Jr. Blvd | Portland | Multnomah | Oregon | 97232 | solar | Solar = 1.4 MW | Solar Photovoltaic | 1.4 | 1.4 | [9 empty] | 1.4 |  |  | EIA-860, EIA-860M and EIA-923 | 202406 | -122.6632 | 45.5285
-8266808.1366 | 4879418.2747 | 42947 | 60113 | Jackson Board of Education-Liberty HS | 57313 | Tesla Inc. | IPP Non-CHP | 125 N Hope Chapel Rd | Jackson | Ocean | New Jersey | 8527 | solar | Solar = 1.2 MW | Solar Photovoltaic | 1.2 | 1.2 | [9 empty] | 1.2 |  |  | EIA-860, EIA-860M and EIA-923 | 202406 | -74.262 | 40.0927
-8390290.061 | 5334947.4341 | 42948 | 60114 | Oneida County- DPW | 57313 | Tesla Inc. | IPP Non-CHP | 6000 Airport Rd | Oriskany | Oneida | New York | 13424 | solar | Solar = 1.5 MW | Solar Photovoltaic | 1.5 | 1.5 | [9 empty] | 1.5 |  |  | EIA-860, EIA-860M and EIA-923 | 202406 | -75.3713 | 43.1508
-8201538.6249 | 5286887.4521 | 42949 | 60115 | Town of Halfmoon | 57313 | Tesla Inc. | IPP Non-CHP | 8 Brookwood Road | Waterford | Saratoga | New York | 12188 | solar | Solar = 1 MW | Solar Photovoltaic | 1 | 1 | [9 empty] | 1 |  |  | EIA-860, EIA-860M and EIA-923 | 202406 | -73.6757 | 42.835
-7970937.4054 | 5163924.7219 | 42950 | 60116 | BJ's Wholesale Club, Inc- Uxbridge | 57313 | Tesla Inc. | IPP Non-CHP | 869 Quaker Hwy | Uxbridge | Worcester | Massachusetts | 1569 | solar | Solar = 1 MW | Solar Photovoltaic | 1 | 1 | [9 empty] | 1 |  |  | EIA-860, EIA-860M and EIA-923 | 202406 | -71.6041 | 42.0197
-9533705.0937 | 5198878.0838 | 42951 | 60117 | Western Michigan Solar Gardens | 4254 | Consumers Energy Co - (MI) | Electric Utility | Engineering Dr | Kalamazoo | Kalamazoo | Michigan | 49008 | solar | Solar = 1 MW | Solar Photovoltaic | 1 | 1 | [9 empty] | 1 |  |  | EIA-860, EIA-860M and EIA-923 | 202406 | -85.6427 | 42.2525
-9562474.5029 | 5304835.9111 | 42952 | 60118 | Grand Valley Solar Gardens | 4254 | Consumers Energy Co - (MI) | Electric Utility | 10136 48th Ave | Allendale | Ottawa | Michigan | 49401 | solar | Solar = 3 MW | Solar Photovoltaic | 3 | 3 | [9 empty] | 3 |  |  | EIA-860, EIA-860M and EIA-923 | 202406 | -85.9012 | 42.9531
-11785205.2471 | 4887239.591 | 42953 | 60119 | Granby Hydro | 59893 | Northern Water Hydropower Enterprise | Commercial Non-CHP | 1550 County Road 627 | Granby | Grand | Colorado | 80446 | hydroelectric | Hydroelectric = 1.2 MW | Conventional Hydroelectric | 1.2 | 1.2 |  |  |  |  | 1.2 | [7 empty] | EIA-860, EIA-860M and EIA-923 | 202406 | -105.8683 | 40.1464
-8749103.0587 | 4240246.0068 | 42954 | 60121 | HCE Johnston I, LLC | 59894 | HCE Johnston I, LLC | IPP Non-CHP | 13923 NC Hwy 50 N | Willow Springs | Johnston | North Carolina | 27592 | solar | Solar = 1.9 MW | Solar Photovoltaic | 1.9 | 1.9 | [9 empty] | 1.9 |  |  | EIA-860, EIA-860M and EIA-923 | 202406 | -78.5945 | 35.56
-10693951.2995 | 3412533.9026 | 42955 | 60122 | Colorado Bend II | 6035 | Constellation Power, Inc | IPP Non-CHP | 4023 South State Highway 60 | Wharton | Wharton | Texas | 77488 | natural gas | Natural Gas = 1142.7 MW | Natural Gas Fired Combined Cycle | 1230.3 | 1142.7 | [6 empty] | 1142.7 | [5 empty] | EIA-860, EIA-860M and EIA-923 | 202406 | -96.0654 | 29.2894
-11384866.9624 | 3665910.2162 | 42956 | 60123 | Castle Gap Solar Hybrid | 61123 | Upton County Solar 2 LLC | IPP Non-CHP | 5291 US HWY 385 South | McCarney | Upton | Texas | 79752 | solar | Battery = 9.9 MW, Solar = 180 MW | Batteries; Solar Photovoltaic; | 189.9 | 189.9 | 9.9 | [8 empty] | 180 |  |  | EIA-860, EIA-860M and EIA-923 | 202406 | -102.272 | 31.255
-9132874.2203 | 3246715.8099 | 42957 | 60124 | Goldfinch | 64645 | Goldfinch (Lakeland) | IPP Non-CHP | 4747 Medulla Rd | Lakeland | Polk | Florida | 33811 | solar | Solar = 3 MW | Solar Photovoltaic | 3 | 3 | [9 empty] | 3 |  |  | EIA-860, EIA-860M and EIA-923 | 202406 | -82.042 | 27.9821
-17594602.1173 | 2466441.3639 | 42958 | 60125 | Kawailoa Solar | 59898 | Kawailoa Solar, LLC | IPP Non-CHP | 61-488 Kamehameha Hwy | Haleiwa | Honolulu | Hawaii | 96712 | solar | Solar = 49 MW | Solar Photovoltaic | 49 | 49 | [9 empty] | 49 |  |  | EIA-860, EIA-860M and EIA-923 | 202406 | -158.055 | 21.624
-9264970.9374 | 4970878.1768 | 42959 | 60126 | Harpster Wind | 59899 | OEE XVII, LLC | Commercial Non-CHP | 18898 Township Highway 125 | Harpster | Wyandot | Ohio | 43323 | wind | Wind = 1.5 MW | Onshore Wind Turbine | 1.5 | 1.5 | [10 empty] | 1.5 |  | EIA-860, EIA-860M and EIA-923 | 202406 | -83.2287 | 40.7183
-8412364.4934 | 4571503.087 | 42960 | 60127 | Eastern Shore Solar, LLC | 58468 | Dominion Renewable Energy | IPP Non-CHP | 28495 Withams Road | Oak Hall | Accomack | Virginia | 23416 | solar | Solar = 80 MW | Solar Photovoltaic | 80 | 80 | [9 empty] | 80 |  |  | EIA-860, EIA-860M and EIA-923 | 202406 | -75.5696 | 37.9439
-9310915.9422 | 5026528.367 | 42961 | 60128 | Zephyr Wind | 59905 | OEE XIX, LLC | Industrial Non-CHP | 12385 Township Road 215 | Findlay | Hancock | Ohio | 45840 | wind | Wind = 4.5 MW | Onshore Wind Turbine | 4.5 | 4.5 | [10 empty] | 4.5 |  | EIA-860, EIA-860M and EIA-923 | 202406 | -83.6414 | 41.0961
-8724205.898 | 4246296.7818 | 42962 | 60129 | Red Toad 1425 A Powatan Road, LLC | 61119 | SRE Utility Solar 1, LLC | IPP Non-CHP | 1425 A Powhatan Road | Clayton | Johnston | North Carolina | 27520 | solar | Solar = 1.9 MW | Solar Photovoltaic | 2 | 1.9 | [9 empty] | 1.9 |  |  | EIA-860, EIA-860M and EIA-923 | 202406 | -78.3709 | 35.6042
-12041395.9233 | 5274405.6985 | 42963 | 60130 | Big Sand Draw Plant | 64404 | Denbury Inc | Industrial Non-CHP | 149 Sand Draw Road | Riverton | Fremont | Wyoming | 82501 | natural gas | Natural Gas = 7 MW | Natural Gas Internal Combustion Engine | 8 | 7 | [6 empty] | 7 | [5 empty] | EIA-860, EIA-860M and EIA-923 | 202406 | -108.1697 | 42.7527
-8777372.0868 | 4301301.2673 | 42964 | 60131 | Durham Solar | 61119 | SRE Utility Solar 1, LLC | IPP Non-CHP | 2418 Cheek Road | Durham | Durham | North Carolina | 27704 | solar | Solar = 3.4 MW | Solar Photovoltaic | 3.5 | 3.4 | [9 empty] | 3.4 |  |  | EIA-860, EIA-860M and EIA-923 | 202406 | -78.8485 | 36.0049
-8809895.6345 | 4750452.2728 | 42965 | 60132 | New Creek Wind | 62967 | New Creek Wind, LLC | IPP Non-CHP | 33 Muzzleloaders Ln | New Creek | Grant | West Virginia | 26743 | wind | Wind = 103 MW | Onshore Wind Turbine | 103 | 103 | [10 empty] | 103 |  | EIA-860, EIA-860M and EIA-923 | 202406 | -79.1406 | 39.2006
-8699839.3973 | 4313779.913 | 42966 | 60133 | Morgan Farm, LLC | 61119 | SRE Utility Solar 1, LLC | IPP Non-CHP | 4355 NC 56 Highway | Louisburg | Franklin | North Carolina | 27549 | solar | Solar = 4.9 MW | Solar Photovoltaic | 5 | 4.9 | [9 empty] | 4.9 |  |  | EIA-860, EIA-860M and EIA-923 | 202406 | -78.152 | 36.0956
-8684101.493 | 4305349.4597 | 42967 | 60134 | Nashville Farms, LLC | 61119 | SRE Utility Solar 1, LLC | IPP Non-CHP | 3615 Becton Road | Nashville | Nash | North Carolina | 27856 | solar | Solar = 1.9 MW | Solar Photovoltaic | 2 | 1.9 | [9 empty] | 1.9 |  |  | EIA-860, EIA-860M and EIA-923 | 202406 | -78.0106 | 36.0344
-8657956.1068 | 4152440.0994 | 42968 | 60135 | Cedar Solar, LLC | 61119 | SRE Utility Solar 1, LLC | IPP Non-CHP | 1194 S. NC 41/111 Hwy | Beulaville | Duplin | North Carolina | 28518 | solar | Solar = 4.9 MW | Solar Photovoltaic | 5 | 4.9 | [9 empty] | 4.9 |  |  | EIA-860, EIA-860M and EIA-923 | 202406 | -77.7757 | 34.9158
-8815337.5992 | 4225726.8674 | 42969 | 60136 | Elm Solar, LLC | 61119 | SRE Utility Solar 1, LLC | IPP Non-CHP | 1399 Fire Tower Road | Sanford | Lee | North Carolina | 27330 | solar | Solar = 4.9 MW | Solar Photovoltaic | 5 | 4.9 | [9 empty] | 4.9 |  |  | EIA-860, EIA-860M and EIA-923 | 202406 | -79.1895 | 35.4538
-9568745.1299 | 4437350.6552 | 42970 | 60137 | Glasgow LFGTE | 5580 | East Kentucky Power Coop, Inc | Electric Utility | 405 Glenn Garry Road | Glasgow | Barren | Kentucky | 42141 | biomass | Biomass = 0.9 MW | Landfill Gas | 1 | 0.9 |  | 0.9 | [10 empty] | EIA-860, EIA-860M and EIA-923 | 202406 | -85.9575 | 36.9874
-13335867.8315 | 4336171.5337 | 42971 | 60142 | Lemoore 1 | 61012 | AES Distributed Energy | IPP Non-CHP | 14805A 19th Ave | Lemoore | Kings | California | 93245 | solar | Solar = 1.5 MW | Solar Photovoltaic | 1.5 | 1.5 | [9 empty] | 1.5 |  |  | EIA-860, EIA-860M and EIA-923 | 202406 | -119.7981 | 36.2579
-11633495.0376 | 4538601.6297 | 42972 | 60143 | Peak View Wind Farm | 56146 | Black Hills Colorado Electric, LLC | Electric Utility | 15391 State Highway 10 | Walsenburg | Huerfano | Colorado | 81089 | wind | Wind = 60.8 MW | Onshore Wind Turbine | 60.8 | 60.8 | [10 empty] | 60.8 |  | EIA-860, EIA-860M and EIA-923 | 202406 | -104.5055 | 37.7104
-8811209.6498 | 4091640.2944 | 42973 | 60144 | Baltimore Church Solar, LLC | 60281 | Altus Power America Management, LLC | IPP Non-CHP | 1148 Baltimore Church Road | Fairmont | Robeson | North Carolina | 28340 | solar | Solar = 5.4 MW | Solar Photovoltaic | 5.4 | 5.4 | [9 empty] | 5.4 |  |  | EIA-860, EIA-860M and EIA-923 | 202406 | -79.1524 | 34.4667
-11477935.2887 | 4127815.552 | 42974 | 60145 | Broadview Energy JN, LLC | 56545 | Pattern Operators LP | IPP Non-CHP | 498 State Road 19 | Texico | Curry | New Mexico | 88135 | wind | Wind = 181.7 MW | Onshore Wind Turbine | 181.7 | 181.7 | [10 empty] | 181.7 |  | EIA-860, EIA-860M and EIA-923 | 202406 | -103.108 | 34.7342
-8816034.9045 | 4239865.8746 | 42975 | 60146 | Cohen Farm Solar, LLC | 61060 | Cypress Creek Renewables | IPP Non-CHP | 2289 Brown Road | Sanford | Lee | North Carolina | 27330 | solar | Solar = 6.5 MW | Solar Photovoltaic | 4.9 | 6.5 | [9 empty] | 6.5 |  |  | EIA-860, EIA-860M and EIA-923 | 202406 | -79.1958 | 35.5572
-8809365.3085 | 4097372.0797 | 42976 | 60147 | Floyd Solar, LLC | 61060 | Cypress Creek Renewables | IPP Non-CHP | 5555 Stone Road | Fairmont | Robeson | North Carolina | 28340 | solar | Solar = 6.5 MW | Solar Photovoltaic | 6.5 | 6.5 | [9 empty] | 6.5 |  |  | EIA-860, EIA-860M and EIA-923 | 202406 | -79.1359 | 34.5091
-8716851.6872 | 4100186.098 | 42977 | 60149 | Innovative Solar 43, LLC | 61060 | Cypress Creek Renewables | IPP Non-CHP | 852 Brown Road | Ivanhoe | Bladen | North Carolina | 28447 | solar | Solar = 50.8 MW | Solar Photovoltaic | 50.8 | 50.8 | [9 empty] | 50.8 |  |  | EIA-860, EIA-860M and EIA-923 | 202406 | -78.3048 | 34.53
-8575051.6953 | 5291597.8709 | 42978 | 60150 | Cornell Geneva Solar Farm | 59942 | Argos Solar LLC | IPP Non-CHP | 3425 Sutton Road | Seneca | Ontario | New York | 14456 | solar | Solar = 2 MW | Solar Photovoltaic | 2 | 2 | [9 empty] | 2 |  |  | EIA-860, EIA-860M and EIA-923 | 202406 | -77.031 | 42.866
-13141286.9275 | 4017307.9185 | 42979 | 60151 | Building F | 57104 | Golden Springs Development Company LLC | IPP Non-CHP | 12825 Carmenita Road | Santa Fe Springs | Los Angeles | California | 90670 | solar | Solar = 1.3 MW | Solar Photovoltaic | 1.3 | 1.3 | [9 empty] | 1.3 |  |  | EIA-860, EIA-860M and EIA-923 | 202406 | -118.0502 | 33.9144
-11484472.4145 | 4126844.0935 | 42980 | 60152 | Broadview Energy KW, LLC | 56545 | Pattern Operators LP | IPP Non-CHP | 498 State Road 19 | Texico | Curry | New Mexico | 88135 | wind | Wind = 142.6 MW | Onshore Wind Turbine | 142.6 | 142.6 | [10 empty] | 142.6 |  | EIA-860, EIA-860M and EIA-923 | 202406 | -103.1668 | 34.727
-13141328.3384 | 4017114.892 | 42981 | 60153 | Building G | 57104 | Golden Springs Development Company LLC | IPP Non-CHP | 13227 Orden Drive | Santa Fe Springs | Los Angeles | California | 90670 | solar | Solar = 1.2 MW | Solar Photovoltaic | 1.2 | 1.2 | [9 empty] | 1.2 |  |  | EIA-860, EIA-860M and EIA-923 | 202406 | -118.0506 | 33.9129
-13140369.0983 | 4017114.892 | 42982 | 60154 | Buidling L | 57104 | Golden Springs Development Company LLC | IPP Non-CHP | 13607 Orden Drive | Santa Fe Springs | Los Angeles | California | 90670 | solar | Solar = 1 MW | Solar Photovoltaic | 1 | 1 | [9 empty] | 1 |  |  | EIA-860, EIA-860M and EIA-923 | 202406 | -118.0419 | 33.9129
-8824076.2905 | 4161676.0423 | 42983 | 60156 | Shelter Solar | 61677 | Sol Systems | IPP Non-CHP | 2597 Turnpike Rd | Raeford | Hoke | North Carolina | 28376 | solar | Solar = 5 MW | Solar Photovoltaic | 5 | 5 | [9 empty] | 5 |  |  | EIA-860, EIA-860M and EIA-923 | 202406 | -79.268 | 34.9838
-8707574.7661 | 4070334.5272 | 42984 | 60157 | Heedeh Solar | 61944 | MN8 Energy LLC | IPP Non-CHP | 487 Brinkley Rd | Delco | Columbus | North Carolina | 28436 | solar | Solar = 4.5 MW | Solar Photovoltaic | 4.5 | 4.5 | [9 empty] | 4.5 |  |  | EIA-860, EIA-860M and EIA-923 | 202406 | -78.2215 | 34.3087
-8686216.6746 | 4309721.6854 | 42985 | 60160 | Tate Solar | 66041 | USF Essex Lessor, LLC | IPP Non-CHP | 6800 Taylors Gin Rd | Castalia | Nash | North Carolina | 27816 | solar | Solar = 5 MW | Solar Photovoltaic | 5 | 5 | [9 empty] | 5 |  |  | EIA-860, EIA-860M and EIA-923 | 202406 | -78.0296 | 36.0661
-8700184.4877 | 4363871.1133 | 42986 | 60161 | Eagle Solar | 66041 | USF Essex Lessor, LLC | IPP Non-CHP | 1391 Warren Plains Rd | Warrenton | Warren | North Carolina | 27589 | solar | Solar = 4 MW | Solar Photovoltaic | 4 | 4 | [9 empty] | 4 |  |  | EIA-860, EIA-860M and EIA-923 | 202406 | -78.1551 | 36.4583
-8691980.4639 | 4199872.8056 | 42987 | 60165 | Robin Solar | 64279 | Robin Solar LLC | IPP Non-CHP | 892 Oberry Rd | Dudley | Wayne | North Carolina | 28333 | solar | Solar = 3.8 MW | Solar Photovoltaic | 3.8 | 3.8 | [9 empty] | 3.8 |  |  | EIA-860, EIA-860M and EIA-923 | 202406 | -78.0814 | 35.2644
-8674382.7448 | 4304499.5897 | 42988 | 60178 | Cash Solar | 63768 | Cash Solar, LLC | IPP Non-CHP | 4781 Loop Rd | Nashville | Nash | North Carolina | 27856 | solar | Solar = 5 MW | Solar Photovoltaic | 5 | 5 | [9 empty] | 5 |  |  | EIA-860, EIA-860M and EIA-923 | 202406 | -77.9233 | 36.0282
-8594137.756 | 4168718.5994 | 42989 | 60179 | Daystar Solar | 60281 | Altus Power America Management, LLC | IPP Non-CHP | 300 Harriett Lane | Pollocksville | Jones | North Carolina | 28573 | solar | Solar = 5 MW | Solar Photovoltaic | 5 | 5 | [9 empty] | 5 |  |  | EIA-860, EIA-860M and EIA-923 | 202406 | -77.2025 | 35.0356
-8772241.2602 | 4233921.3518 | 42990 | 60180 | Kathleen Solar | 61677 | Sol Systems | IPP Non-CHP | 3644 Chalybeate Springs Rd | Fuquay Varina | Wake | North Carolina | 27526 | solar | Solar = 5 MW | Solar Photovoltaic | 5 | 5 | [9 empty] | 5 |  |  | EIA-860, EIA-860M and EIA-923 | 202406 | -78.8024 | 35.5138
-8584758.7549 | 4186901.311 | 42991 | 60181 | Grove Solar | 61677 | Sol Systems | IPP Non-CHP | 1100 Washington Post Road | New Bern | Craven | North Carolina | 28560 | solar | Solar = 5 MW | Solar Photovoltaic | 5 | 5 | [9 empty] | 5 |  |  | EIA-860, EIA-860M and EIA-923 | 202406 | -77.1182 | 35.1692
-13082016.4231 | 4032846.9893 | 42992 | 60182 | Dulles | 57104 | Golden Springs Development Company LLC | IPP Non-CHP | 3198 Dulles Drive | Jurupa Valley | Riverside | California | 91752 | solar | Solar = 2 MW | Solar Photovoltaic | 2 | 2 | [9 empty] | 2 |  |  | EIA-860, EIA-860M and EIA-923 | 202406 | -117.5178 | 34.0301
-13139881.519 | 4014391.8083 | 42993 | 60183 | Freeway Springs | 57104 | Golden Springs Development Company LLC | IPP Non-CHP | 13833 Freeway Drive | Santa Fe Springs | Los Angeles | California | 90670 | solar | Solar = 2 MW | Solar Photovoltaic | 2 | 2 | [9 empty] | 2 |  |  | EIA-860, EIA-860M and EIA-923 | 202406 | -118.0376 | 33.8926
-9287919.4504 | 3865543.1151 | 42994 | 60184 | ADS Renewable Energy-Wolf Creek LLC | 59946 | ADS Renewable Energy- Wolf Creek, LLC | IPP Non-CHP | 911 Landfill Road | Dry Branch | Twiggs | Georgia | 31020 | biomass | Biomass = 2.8 MW | Landfill Gas | 2.8 | 2.8 |  | 2.8 | [10 empty] | EIA-860, EIA-860M and EIA-923 | 202406 | -83.4348 | 32.7755
-13168891.6009 | 4117189.2182 | 42995 | 60185 | Solverde 1 | 61012 | AES Distributed Energy | IPP Non-CHP | 9146 W. Ave L | Lancaster | Los Angeles | California | 93534 | solar | Solar = 81 MW | Solar Photovoltaic | 85 | 81 | [9 empty] | 81 |  |  | EIA-860, EIA-860M and EIA-923 | 202406 | -118.2982 | 34.6557
-13166949.7437 | 4117170.5428 | 42996 | 60186 | Antelope DSR 1 | 61012 | AES Distributed Energy | IPP Non-CHP | 42656 90th St West | Lancaster | Los Angeles | California | 93534 | solar | Solar = 48 MW | Solar Photovoltaic | 50 | 48 | [9 empty] | 48 |  |  | EIA-860, EIA-860M and EIA-923 | 202406 | -118.2807 | 34.6556
-13170400.6479 | 4121419.0478 | 42997 | 60187 | Antelope DSR 2 | 61012 | AES Distributed Energy | IPP Non-CHP | 100th Street and W Avenue J | Lancaster | Los Angeles | California | 93534 | solar | Solar = 5 MW | Solar Photovoltaic | 5 | 5 | [9 empty] | 5 |  |  | EIA-860, EIA-860M and EIA-923 | 202406 | -118.3117 | 34.6869
-8622559.737 | 4276593.2704 | 42998 | 60188 | Conetoe Solar | 59951 | Conetoe Solar, LLC | IPP Non-CHP | 6003 Highway 64 Alt E | Tarboro | Edgecombe | North Carolina | 27866 | solar | Solar = 5 MW | Solar Photovoltaic | 5 | 5 | [9 empty] | 5 |  |  | EIA-860, EIA-860M and EIA-923 | 202406 | -77.4578 | 35.8252
-8526830.8749 | 4361023.7612 | 42999 | 60189 | Sugar Run Solar | 59952 | Sugar Run Solar, LLC | IPP Non-CHP | 1187 U.S. Highway 158 East | Sunbury | Gates | North Carolina | 27979 | solar | Solar = 5 MW | Solar Photovoltaic | 5 | 5 | [9 empty] | 5 |  |  | EIA-860, EIA-860M and EIA-923 | 202406 | -76.5978 | 36.4378
-9395542.5775 | 4922831.8328 | 43000 | 60190 | HMW Minster PV I | 62915 | Madison Energy Holdings LLC | IPP Non-CHP | 2768 Minster Fort Recovery Roa | Village of Minster | Auglaize | Ohio | 45865 | solar | Solar = 3 MW | Solar Photovoltaic | 3 | 3 | [9 empty] | 3 |  |  | EIA-860, EIA-860M and EIA-923 | 202406 | -84.4016 | 40.3904
-8586553.2251 | 4184866.0422 | 43001 | 60191 | TWE New Bern Solar Project, LLC | 61060 | Cypress Creek Renewables | IPP Non-CHP | 1185 NC 55 Hwy West | New Bern | Craven | North Carolina | 28563 | solar | Solar = 4 MW | Solar Photovoltaic | 4 | 4 | [9 empty] | 4 |  |  | EIA-860, EIA-860M and EIA-923 | 202406 | -77.1343 | 35.1543
-13549474.4609 | 4535865.9713 | 43002 | 60193 | Whitethorn Solar LLC | 59969 | Whitethorn Solar LLC | IPP Non-CHP | S Vasco Rd & W Gate Dr | Livermore | Alameda | California | 94550 | solar | Solar = 3.3 MW | Solar Photovoltaic | 3.3 | 3.3 | [9 empty] | 3.3 |  |  | EIA-860, EIA-860M and EIA-923 | 202406 | -121.717 | 37.691
-11881811.5295 | 4161988.6814 | 43003 | 60195 | South Valley Solar Energy Center | 59300 | PNM Resources | Electric Utility | 6060 Douglas Road SW | Albuquerque | Bernalillo | New Mexico | 87121 | solar | Solar = 9.9 MW | Solar Photovoltaic | 10 | 9.9 | [9 empty] | 9.9 |  |  | EIA-860, EIA-860M and EIA-923 | 202406 | -106.7361 | 34.9861
-11806640.817 | 4244049.8333 | 43004 | 60196 | Santa Fe Solar Energy Center | 59300 | PNM Resources | Electric Utility | 27304 I-25 E. Frontage Road | Santa Fe | Santa Fe | New Mexico | 87507 | solar | Solar = 9.3 MW | Solar Photovoltaic | 9.5 | 9.3 | [9 empty] | 9.3 |  |  | EIA-860, EIA-860M and EIA-923 | 202406 | -106.0609 | 35.5878
-11895099.6258 | 4167920.5712 | 43005 | 60197 | Santolina Solar Energy Center | 59300 | PNM Resources | Electric Utility | 6000 Shelly Drive SW | Albuquerque | Bernalillo | New Mexico | 87151 | solar | Solar = 10.5 MW | Solar Photovoltaic | 10.5 | 10.5 | [9 empty] | 10.5 |  |  | EIA-860, EIA-860M and EIA-923 | 202406 | -106.8555 | 35.0297
-11875894.4533 | 4107301.5647 | 43006 | 60198 | Rio Communities Solar Energy Center | 59300 | PNM Resources | Electric Utility | 55 North Navajo Loop | Rio Communities | Valencia | New Mexico | 87002 | solar | Solar = 9.9 MW | Solar Photovoltaic | 10 | 9.9 | [9 empty] | 9.9 |  |  | EIA-860, EIA-860M and EIA-923 | 202406 | -106.683 | 34.5826
-9073505.1981 | 4199714.2456 | 43007 | 60199 | County Home Solar Center, LLC | 59462 | Heelstone Energy Holdings, LLC | IPP Non-CHP | 230 Victory Lane | Shelby | Cleveland | North Carolina | 28152 | solar | Solar = 2 MW | Solar Photovoltaic | 2 | 2 | [9 empty] | 2 |  |  | EIA-860, EIA-860M and EIA-923 | 202406 | -81.5087 | 35.2633
-8827121.3239 | 4124221.7661 | 43008 | 60200 | Laurinburg Solar, LLC (Heelstone) | 61119 | SRE Utility Solar 1, LLC | IPP Non-CHP | 19961 Andrew Jackson Highway | Maxton | Robeson | North Carolina | 28364 | solar | Solar = 1.9 MW | Solar Photovoltaic | 2 | 1.9 | [9 empty] | 1.9 |  |  | EIA-860, EIA-860M and EIA-923 | 202406 | -79.2954 | 34.7076
-8351879.2707 | 4857496.1102 | 43009 | 60201 | CES Cherry Hill Solar | 57365 | Consolidated Edison Solutions Inc. | IPP Non-CHP | 2000 Route 38 | Cherry Hill | Camden | New Jersey | 8002 | solar | Solar = 1.2 MW | Solar Photovoltaic | 1.2 | 1.2 | [9 empty] | 1.2 |  |  | EIA-860, EIA-860M and EIA-923 | 202406 | -75.0262 | 39.9419
-8638116.0793 | 4365360.7558 | 43010 | 60207 | Hemlock Solar | 59977 | Hemlock Solar LLC | IPP Non-CHP | 614 Lowe's Boulevard | Garysburg | Northampton | North Carolina | 27831 | solar | Solar = 5 MW | Solar Photovoltaic | 5 | 5 | [9 empty] | 5 |  |  | EIA-860, EIA-860M and EIA-923 | 202406 | -77.5975 | 36.4691
-8640391.4497 | 4365074.4936 | 43011 | 60208 | Long Farm 46 Solar, LLC | 65411 | Duke Energy Renewables Services | IPP Non-CHP | 6738 NC-46 Highway | Garysburg | Northampton | North Carolina | 27831 | solar | Solar = 5 MW | Solar Photovoltaic | 5 | 5 | [9 empty] | 5 |  |  | EIA-860, EIA-860M and EIA-923 | 202406 | -77.618 | 36.467
-8641900.274 | 4348713.3432 | 43012 | 60209 | HXNAir Solar One | 59978 | HXNAir Solar One LLC | IPP Non-CHP | 700 Gregory Farm Road | Halifax | Halifax | North Carolina | 27839 | solar | Solar = 5 MW | Solar Photovoltaic | 5 | 5 | [9 empty] | 5 |  |  | EIA-860, EIA-860M and EIA-923 | 202406 | -77.6315 | 36.3487
-11264155.2235 | 4036906.1538 | 43013 | 60210 | Cotton Plains Wind Farm | 59979 | Cotton Plains Wind I, LLC | IPP Non-CHP | 1904 FM 786 | Floydada | Floyd | Texas | 79235 | wind | Wind = 50.4 MW | Onshore Wind Turbine | 50.4 | 50.4 | [10 empty] | 50.4 |  | EIA-860, EIA-860M and EIA-923 | 202406 | -101.1876 | 34.0603
-11220371.2641 | 3468574.2262 | 43014 | 60217 | Rocksprings | 59999 | Rocksprings Val Verde Wind, LLC | IPP Non-CHP | 1825 US 377 | Del Rio | Val Verde | Texas | 78840 | wind | Wind = 149.3 MW | Onshore Wind Turbine | 149.3 | 149.3 | [10 empty] | 149.3 |  | EIA-860, EIA-860M and EIA-923 | 202406 | -100.7943 | 29.7275
-10818141.1046 | 4416673.0252 | 43015 | 60218 | Frontier Windpower | 65411 | Duke Energy Renewables Services | IPP Non-CHP | 1100 N Ranch Drive | Newkirk | Kay | Oklahoma | 74647 | wind | Wind = 200 MW | Onshore Wind Turbine | 200 | 200 | [10 empty] | 200 |  | EIA-860, EIA-860M and EIA-923 | 202406 | -97.181 | 36.8389
-13525931.0565 | 4670737.7451 | 43016 | 60219 | Strata Roof 1 | 64778 | Strata Manager, LLC | IPP Non-CHP | 4061 Gateway Park Blvd | Sacramento | Sacramento | California | 95834 | solar | Solar = 1 MW | Solar Photovoltaic | 1 | 1 | [9 empty] | 1 |  |  | EIA-860, EIA-860M and EIA-923 | 202406 | -121.5055 | 38.6435
-13575729.1628 | 4499564.3968 | 43017 | 60220 | Zero Waste Energy Development Co LLC | 60003 | Zero Waste Energy Development Company LLC | IPP CHP | 685 Lose Esteros Road | San Jose | Santa Clara | California | 95134 | biomass | Biomass = 1.6 MW | Other Waste Biomass | 1.6 | 1.6 |  | 1.6 | [10 empty] | EIA-860, EIA-860M and EIA-923 | 202406 | -121.9528 | 37.4325
-9144126.8397 | 4383766.6467 | 43018 | 60222 | Bristol Plant | 59452 | Ingenco Renewable Development, LLC | IPP Non-CHP | 2125 Shakesville Road | Bristol | Bristol City | Virginia | 24201 | biomass | Biomass = 3.6 MW | Landfill Gas | 3.6 | 3.6 |  | 3.6 | [10 empty] | EIA-860, EIA-860M and EIA-923 | 202406 | -82.1431 | 36.6019
-13556639.3173 | 4472852.2295 | 43019 | 60223 | Equinix San Jose | 57128 | Bloom Energy | IPP Non-CHP | 9 Great Oaks Boulevard | San Jose | Santa Clara | California | 95119 | natural gas | Natural Gas = 1 MW | Other Natural Gas | 1.1 | 1 | [6 empty] | 1 | [5 empty] | EIA-860, EIA-860M and EIA-923 | 202406 | -121.7814 | 37.2417
-13576949.0018 | 4492871.8281 | 43020 | 60224 | Intel Santa Clara | 57128 | Bloom Energy | IPP Non-CHP | 2191 Laurelwood Road | Santa Clara | Santa Clara | California | 95054 | natural gas | Natural Gas = 1 MW | Other Natural Gas | 1.1 | 1 | [6 empty] | 1 | [5 empty] | EIA-860, EIA-860M and EIA-923 | 202406 | -121.9638 | 37.3847
-8032659.3876 | 5096870.4807 | 43021 | 60225 | CMEEC - Bozrah | 57313 | Tesla Inc. | IPP Non-CHP | 45 Brush Hill Road | Bozrah | New London | Connecticut | 6334 | solar | Solar = 2.5 MW | Solar Photovoltaic | 2.5 | 2.5 | [9 empty] | 2.5 |  |  | EIA-860, EIA-860M and EIA-923 | 202406 | -72.1586 | 41.5706
-13482403.7998 | 4627548.0839 | 43022 | 60226 | Rancho Seco Solar, LLC | 60413 | Rancho Seco Solar, LLC | IPP Non-CHP | 14440 Twin Cities Road | Herald | Sacramento | California | 95638 | solar | Solar = 10.8 MW | Solar Photovoltaic | 10.8 | 10.8 | [9 empty] | 10.8 |  |  | EIA-860, EIA-860M and EIA-923 | 202406 | -121.1145 | 38.3399
-8329583.8691 | 4880260.26 | 43023 | 60227 | BJ's Wholesale Club Inc Dist Center | 57313 | Tesla Inc. | IPP Non-CHP | 309 Dultys Lane | Burlington | Burlington | New Jersey | 8016 | solar | Solar = 1.4 MW | Solar Photovoltaic | 1.4 | 1.4 | [9 empty] | 1.4 |  |  | EIA-860, EIA-860M and EIA-923 | 202406 | -74.8259 | 40.0985
-8028644.8728 | 5092071.5446 | 43024 | 60228 | Conn Mun Electric Energy Coop | 57313 | Tesla Inc. | IPP Non-CHP | 82 Rodgers Road | Norwich | New London | Connecticut | 6360 | solar | Solar = 1 MW | Solar Photovoltaic | 1 | 1 | [9 empty] | 1 |  |  | EIA-860, EIA-860M and EIA-923 | 202406 | -72.1225 | 41.5383
-8277661.119 | 5072245.9018 | 43025 | 60229 | Orange County Solar Farm (NY) | 57313 | Tesla Inc. | IPP Non-CHP | 110 Wells Farm Road | Goshen | Orange | New York | 10924 | solar | Solar = 1.5 MW | Solar Photovoltaic | 1.5 | 1.5 | [9 empty] | 1.5 |  |  | EIA-860, EIA-860M and EIA-923 | 202406 | -74.3595 | 41.4049
-12505664.6576 | 3949825.6432 | 43026 | 60230 | Estrella Mountain PV | 57313 | Tesla Inc. | IPP Non-CHP | 3000 North Dysart Rd | Avondale | Maricopa | Arizona | 85323 | solar | Solar = 1.8 MW | Solar Photovoltaic | 1.8 | 1.8 | [9 empty] | 1.8 |  |  | EIA-860, EIA-860M and EIA-923 | 202406 | -112.3403 | 33.4098
-13057730.963 | 3923356.9309 | 43027 | 60231 | Genentech-Oceanside Hybrid | 57313 | Tesla Inc. | IPP Non-CHP | 1 Antibody Way | Oceanside | San Diego | California | 92056 | solar | Battery = 2 MW, Solar = 4.5 MW | Batteries; Solar Photovoltaic; | 6.5 | 6.5 | 2 | [8 empty] | 4.5 |  |  | EIA-860, EIA-860M and EIA-923 | 202406 | -117.2996 | 33.2111
-8467430.1267 | 5309939.1485 | 43028 | 60232 | Onondaga County- Jamesville | 57313 | Tesla Inc. | IPP Non-CHP | 6660 East Senece Turnpike | Jamesville | Onondaga | New York | 13078 | solar | Solar = 2 MW | Solar Photovoltaic | 2 | 2 | [9 empty] | 2 |  |  | EIA-860, EIA-860M and EIA-923 | 202406 | -76.0642 | 42.9866
-13194141.4218 | 4140160.9077 | 43029 | 60233 | RE Garland | 17650 | Southern Power Co | IPP Non-CHP | 21505 Gaskell Road | Rosamond | Kern | California | 93560 | solar | Battery = 88 MW, Solar = 180 MW | Batteries; Solar Photovoltaic; | 273.1 | 268 | 88 | [8 empty] | 180 |  |  | EIA-860, EIA-860M and EIA-923 | 202406 | -118.525 | 34.8253
-8436995.8232 | 4515858.5465 | 43030 | 60234 | Belle Haven Diesel Generation Facility | 40229 | Old Dominion Electric Coop | Electric Utility | 17023 Savagetown Road | Belle Haven | Accomack | Virginia | 23306 | petroleum | Petroleum = 4 MW | Petroleum Liquids | 4 | 4 | [8 empty] | 4 |  |  |  | EIA-860, EIA-860M and EIA-923 | 202406 | -75.7908 | 37.5486
-8421985.0577 | 4543038.2592 | 43031 | 60235 | Perdue Diesel Generation Facility | 40229 | Old Dominion Electric Coop | Electric Utility | 24332 M N Smith Road | Accomack | Accomack | Virginia | 23301 | petroleum | Petroleum = 4 MW | Petroleum Liquids | 4 | 4 | [8 empty] | 4 |  |  |  | EIA-860, EIA-860M and EIA-923 | 202406 | -75.656 | 37.742
-8429166.0555 | 4543524.3582 | 43032 | 60236 | Onancock Diesel Generation Facility | 40229 | Old Dominion Electric Coop | Electric Utility | 21543 Bayside Road | Onancock | Accomack | Virginia | 23417 | petroleum | Petroleum = 4 MW | Petroleum Liquids | 4 | 4 | [8 empty] | 4 |  |  |  | EIA-860, EIA-860M and EIA-923 | 202406 | -75.7205 | 37.7454
-12860929.3466 | 3916833.9948 | 43033 | 60237 | Midway Solar Farm II | 58468 | Dominion Renewable Energy | IPP Non-CHP | 7096 English Road | Calipatria | Imperial | California | 92233 | solar | Solar = 30 MW | Solar Photovoltaic | 30 | 30 | [9 empty] | 30 |  |  | EIA-860, EIA-860M and EIA-923 | 202406 | -115.5317 | 33.1621
-9737561.1377 | 4807201.4722 | 43034 | 60238 | McDonald Solar Farm, LLC | 61060 | Cypress Creek Renewables | IPP Non-CHP | 10529 US Hwy 150 | West Terre Haute | Vigo | Indiana | 47885 | solar | Solar = 5.2 MW | Solar Photovoltaic | 5.2 | 5.2 | [9 empty] | 5.2 |  |  | EIA-860, EIA-860M and EIA-923 | 202406 | -87.474 | 39.5946
-9705005.7526 | 4796557.3077 | 43035 | 60239 | Pastime Farm, LLC | 61060 | Cypress Creek Renewables | IPP Non-CHP | 4078 W Cr 900N Brazil | Brazil | Clay | Indiana | 47834 | solar | Solar = 5.2 MW | Solar Photovoltaic | 5.2 | 5.2 | [9 empty] | 5.2 |  |  | EIA-860, EIA-860M and EIA-923 | 202406 | -87.1816 | 39.5209
-8833077.5845 | 4359758.5752 | 43036 | 60240 | Yanceyville Farm 3, LLC | 64778 | Strata Manager, LLC | IPP Non-CHP | 643 Murray Road | Blanch | Caswell | North Carolina | 27212 | solar | Solar = 4.9 MW | Solar Photovoltaic | 4.9 | 4.9 | [9 empty] | 4.9 |  |  | EIA-860, EIA-860M and EIA-923 | 202406 | -79.3489 | 36.4286
-9108011.6799 | 4111787.6427 | 43037 | 60241 | Union Renewable Energy Facility | 11118 | Lockhart Power Co | Electric Utility | 898 Wildcat Road | Enoree | Union | South Carolina | 29335 | biomass | Biomass = 2.4 MW | Landfill Gas | 3.2 | 2.4 |  | 2.4 | [10 empty] | EIA-860, EIA-860M and EIA-923 | 202406 | -81.8187 | 34.6158
-13274110.227 | 4181032.3591 | 43038 | 60242 | Algonquin SKIC 10 Solar, LLC | 59050 | Algonquin Power Co | IPP Non-CHP | 2301 Santiago Road | Taft | Kern | California | 93268 | solar | Solar = 10 MW | Solar Photovoltaic | 10 | 10 | [9 empty] | 10 |  |  | EIA-860, EIA-860M and EIA-923 | 202406 | -119.2434 | 35.1261
-17572529.5774 | 10181169.7247 | 43039 | 60243 | Ambler | 221 | Alaska Village Elec Coop, Inc | Electric Utility | 60 Utility Drive | Ambler | Northwest Arctic | Alaska | 99786 | petroleum | Petroleum = 1.1 MW | Petroleum Liquids | 1.1 | 1.1 | [8 empty] | 1.1 |  |  |  | EIA-860, EIA-860M and EIA-923 | 202406 | -157.8567 | 67.088
-18043236.0292 | 8830316.2535 | 43040 | 60244 | Marshall | 221 | Alaska Village Elec Coop, Inc | Electric Utility | 50 Utility Drive | Marshall | Kusilvak | Alaska | 99585 | petroleum | Petroleum = 1.1 MW | Petroleum Liquids | 1.1 | 1.1 | [8 empty] | 1.1 |  |  |  | EIA-860, EIA-860M and EIA-923 | 202406 | -162.0851 | 61.8782
-17513397.6657 | 8277931.83 | 43041 | 60245 | New Stuyahok | 221 | Alaska Village Elec Coop, Inc | Electric Utility | 64 Utility Drive | New Stuyahok | Dillingham | Alaska | 99636 | petroleum | Petroleum = 1.3 MW | Petroleum Liquids | 1.3 | 1.3 | [8 empty] | 1.3 |  |  |  | EIA-860, EIA-860M and EIA-923 | 202406 | -157.3255 | 59.4484
-11676517.7944 | 4926987.0542 | 43042 | 60247 | Valley View Solar | 60036 | SR Clinch, LLC | IPP Non-CHP | 8995 HWY 34 | Greeley | Weld | Colorado | 80634 | solar | Solar = 4 MW | Solar Photovoltaic | 4 | 4 | [9 empty] | 4 |  |  | EIA-860, EIA-860M and EIA-923 | 202406 | -104.8919 | 40.4188
-11676834.8323 | 4950278.3497 | 43043 | 60248 | Skylark | 60036 | SR Clinch, LLC | IPP Non-CHP | 8505 Country Road 80.5 | Severance | Weld | Colorado | 80546 | solar | Solar = 4 MW | Solar Photovoltaic | 4 | 4 | [9 empty] | 4 |  |  | EIA-860, EIA-860M and EIA-923 | 202406 | -104.8948 | 40.5779
-13606705.9262 | 4515013.1922 | 43044 | 60249 | Silicon Valley Clean Water | 60038 | Silicon Valley Clean Water | IPP CHP | 1400 Radio Road | Redwood City | San Mateo | California | 94065 | biomass | Battery = 1 MW,Biomass = 1.2 MW | Batteries; Other Waste Biomass; | 2.2 | 2.2 | 1 | 1.2 | [10 empty] | EIA-860, EIA-860M and EIA-923 | 202406 | -122.2311 | 37.5426
-16974027.1256 | 7920316.7463 | 43045 | 60250 | Swampy Acres Microgrid | 10433 | Kodiak Electric Assn Inc | Electric Utility | Approx 4 MIles SW of Downtown | Kodiak | Kodiak Island | Alaska | 99615 | petroleum | Petroleum = 8.4 MW | Petroleum Liquids | 8.4 | 8.4 | [8 empty] | 8.4 |  |  |  | EIA-860, EIA-860M and EIA-923 | 202406 | -152.4803 | 57.7756
-9681241.713 | 4624676.7402 | 43046 | 60251 | IMPA Huntingburg Solar Park | 9234 | Indiana Municipal Power Agency | Electric Utility | 425 W. Phoenix Dr | Huntingburg | Dubois | Indiana | 47542 | solar | Solar = 2 MW | Solar Photovoltaic | 2 | 2 | [9 empty] | 2 |  |  | EIA-860, EIA-860M and EIA-923 | 202406 | -86.9681 | 38.3196
-9708085.4063 | 4672152.8424 | 43047 | 60252 | IMPA Washington Solar Park | 9234 | Indiana Municipal Power Agency | Electric Utility | 2415 Cosby Rd | Washington | Daviess | Indiana | 47501 | solar | Solar = 4 MW | Solar Photovoltaic | 4 | 4 | [9 empty] | 4 |  |  | EIA-860, EIA-860M and EIA-923 | 202406 | -87.2092 | 38.6535
-9544213.5424 | 4873437.0877 | 43048 | 60253 | IMPA Anderson Solar Park | 9234 | Indiana Municipal Power Agency | Electric Utility | 6035 Park Rd | Anderson | Madison | Indiana | 46011 | solar | Solar = 5 MW | Solar Photovoltaic | 5 | 5 | [9 empty] | 5 |  |  | EIA-860, EIA-860M and EIA-923 | 202406 | -85.7371 | 40.0516
-10381957.8325 | 5478640.4346 | 43049 | 60254 | Owatonna Energy Station | 40580 | Southern Minnesota Mun P Agny | Electric Utility | 2884 West Bridge Street | Owatonna | Steele | Minnesota | 55060 | natural gas | Natural Gas = 38.8 MW | Natural Gas Internal Combustion Engine | 38.8 | 38.8 | [6 empty] | 38.8 | [5 empty] | EIA-860, EIA-860M and EIA-923 | 202406 | -93.2627 | 44.0852
-13111459.6492 | 4043396.1112 | 43050 | 60255 | Weymouth Solar Plant | 12397 | Metropolitan Water District of S CA | Electric Utility | 700 Moreno Ave | La Verne | Los Angeles | California | 91750 | solar | Solar = 3 MW | Solar Photovoltaic | 3 | 3 | [9 empty] | 3 |  |  | EIA-860, EIA-860M and EIA-923 | 202406 | -117.7822 | 34.1086
-11197355.6254 | 4376864.9056 | 43051 | 60256 | Bluestem | 60044 | Bluestem Wind Energy, LLC | IPP Non-CHP | 135503 E 310 Road | Beaver | Beaver | Oklahoma | 73932 | wind | Wind = 198 MW | Onshore Wind Turbine | 198 | 198 | [10 empty] | 198 |  | EIA-860, EIA-860M and EIA-923 | 202406 | -100.5876 | 36.5522
-8719465.8028 | 4355149.3229 | 43052 | 60257 | Stainback Solar Farm | 61060 | Cypress Creek Renewables | IPP Non-CHP | 535 Chestnut Street | Middleburg | Vance | North Carolina | 27556 | solar | Solar = 5 MW | Solar Photovoltaic | 5 | 5 | [9 empty] | 5 |  |  | EIA-860, EIA-860M and EIA-923 | 202406 | -78.3283 | 36.3953
-11965337.7717 | 3838633.8534 | 43053 | 60258 | Alta Luna | 60046 | TPE Alta Luna, LLC | IPP Non-CHP | NM State Highway 26 | Deming | Luna | New Mexico | 88030 | solar | Solar = 28.1 MW | Solar Photovoltaic | 28.1 | 28.1 | [9 empty] | 28.1 |  |  | EIA-860, EIA-860M and EIA-923 | 202406 | -107.4865 | 32.572
-11785034.3717 | 5270691.8943 | 43054 | 60259 | Pioneer Wind Park, LLC | 61012 | AES Distributed Energy | IPP Non-CHP | 619 Mormon Canyon Road | Glenrock | Converse | Wyoming | 82637 | wind | Wind = 80 MW | Onshore Wind Turbine | 80 | 80 | [10 empty] | 80 |  | EIA-860, EIA-860M and EIA-923 | 202406 | -105.8668 | 42.7282
-18532413.8354 | 9696294.3904 | 43055 | 60260 | Brevig Mission | 221 | Alaska Village Elec Coop, Inc | Electric Utility | 36 Utility Drive | Brevig Mission | Nome | Alaska | 99785 | petroleum | Petroleum = 1 MW | Petroleum Liquids | 1 | 1 | [8 empty] | 1 |  |  |  | EIA-860, EIA-860M and EIA-923 | 202406 | -166.4795 | 65.3317
-12791500.0481 | 4356907.7486 | 43056 | 60261 | Playa Solar 2 | 57170 | EDF Renewable Asset Holdings, Inc. | IPP Non-CHP | intersection of HWY 93 and Gra | North Las Vegas | Clark | Nevada | 59165 | solar | Solar = 100 MW | Solar Photovoltaic | 100 | 100 | [9 empty] | 100 |  |  | EIA-860, EIA-860M and EIA-923 | 202406 | -114.908 | 36.408
-10932731.8299 | 5159130.552 | 43057 | 60262 | Prairie Breeze II | 49893 | Invenergy Services LLC | IPP Non-CHP | 52016 Highway 70 | Elgin | Antelope | Nebraska | 68636 | wind | Wind = 73.4 MW | Onshore Wind Turbine | 73.4 | 73.4 | [10 empty] | 73.4 |  | EIA-860, EIA-860M and EIA-923 | 202406 | -98.2104 | 41.9877
-13666228.7919 | 5684797.7327 | 43058 | 60263 | Durham AWTF | 60047 | Clean Water Services | Commercial CHP | 16060 SW 85th Ave | Tigard | Washington | Oregon | 97224 | biomass | Biomass = 1.6 MW | Other Waste Biomass | 1.6 | 1.6 |  | 1.6 | [10 empty] | EIA-860, EIA-860M and EIA-923 | 202406 | -122.7658 | 45.4005
-10573662.9087 | 3438459.0961 | 43059 | 60264 | Bacliff | 60048 | PHR Holdings LLC | IPP Non-CHP | 5501 State Highway 146 | Bacliff | Galveston | Texas | 77518 | natural gas | Natural Gas = 324 MW | Natural Gas Fired Combustion Turbine | 427.2 | 324 | [6 empty] | 324 | [5 empty] | EIA-860, EIA-860M and EIA-923 | 202406 | -94.9848 | 29.4923
-8331528.9546 | 4942339.346 | 43060 | 60265 | Junction Road | 56990 | NJR Clean Energy Ventures Corporation | IPP Non-CHP | 78 Junction Road | Raritan Township | Hunterdon | New Jersey | 8822 | solar | Solar = 4.4 MW | Solar Photovoltaic | 4.4 | 4.4 | [9 empty] | 4.4 |  |  | EIA-860, EIA-860M and EIA-923 | 202406 | -74.8434 | 40.5237
-8345007.9638 | 4794028.8876 | 43061 | 60266 | Cedar Branch | 56990 | NJR Clean Energy Ventures Corporation | IPP Non-CHP | 2867 Vine Road | Buena Vista Township | Atlantic | New Jersey | 8360 | solar | Solar = 6.1 MW | Solar Photovoltaic | 6.1 | 6.1 | [9 empty] | 6.1 |  |  | EIA-860, EIA-860M and EIA-923 | 202406 | -74.9645 | 39.5033
-8297643.8582 | 4892516.1533 | 43062 | 60267 | Sharon Station | 56990 | NJR Clean Energy Ventures Corporation | IPP Non-CHP | 781 Route 524 | Upper Freehold Townsh | Monmouth | New Jersey | 8501 | solar | Solar = 2.7 MW | Solar Photovoltaic | 2.7 | 2.7 | [9 empty] | 2.7 |  |  | EIA-860, EIA-860M and EIA-923 | 202406 | -74.539 | 40.1826
-11428642.4616 | 4033933.8503 | 43063 | 60270 | Blue Cloud Wind Energy LLC | 56215 | RWE Renewables Americas, LLC | IPP Non-CHP | 1901 County Road 227 | Sudan | Bailey | Texas | 79371 | wind | Wind = 148.4 MW | Onshore Wind Turbine | 148.4 | 148.4 | [10 empty] | 148.4 |  | EIA-860, EIA-860M and EIA-923 | 202406 | -102.6652 | 34.0382
-11244214.1179 | 3846436.8359 | 43064 | 60271 | Canyon Wind Project, LLC | 65489 | Canyon Wind Project, LLC | IPP Non-CHP | TBD | Scurry | Scurry | Texas | 75158 | wind | Wind = 308.8 MW | Onshore Wind Turbine | 308.8 | 308.8 | [10 empty] | 308.8 |  | EIA-860, EIA-860M and EIA-923 | 202406 | -101.0085 | 32.6311
-8099069.7015 | 5187323.6297 | 43065 | 60274 | CED Westfield Solar, LLC | 56769 | Consolidated Edison Development Inc. | IPP Non-CHP | 219 Russelville Rd | Westfield | Hampden | Massachusetts | 1085 | solar | Solar = 2 MW | Solar Photovoltaic | 2 | 2 | [9 empty] | 2 |  |  | EIA-860, EIA-860M and EIA-923 | 202406 | -72.7552 | 42.1756
-13347986.1825 | 4330797.4274 | 43066 | 60275 | Westside Solar Power PV1 | 60067 | Westside Assets LLC | IPP Non-CHP | 17315 Avenal Cutoff Road | Lemoore | Kings | California | 93245 | solar | Solar = 2 MW | Solar Photovoltaic | 2 | 2 | [9 empty] | 2 |  |  | EIA-860, EIA-860M and EIA-923 | 202406 | -119.907 | 36.219
-7974234.466 | 5253315.8342 | 43067 | 60276 | West Groton CHP | 60058 | Hollingsworth & Vose Co West Groton | Industrial CHP | 219 Townsend Road | Groton | Middlesex | Massachusetts | 1450 | natural gas | Natural Gas = 3.3 MW | Natural Gas Fired Combustion Turbine | 4.1 | 3.3 | [6 empty] | 3.3 | [5 empty] | EIA-860, EIA-860M and EIA-923 | 202406 | -71.6338 | 42.6134
-13290128.7678 | 4192598.2946 | 43068 | 60277 | Castor Solar | 60059 | ZGlobal Inc | IPP Non-CHP | 12801 Olivarez Street | Dustin Acres | Kern | California | 93268 | solar | Solar = 1.5 MW | Solar Photovoltaic | 1.5 | 1.5 | [9 empty] | 1.5 |  |  | EIA-860, EIA-860M and EIA-923 | 202406 | -119.3873 | 35.211
-8016302.6582 | 5174610.364 | 43069 | 60278 | Southbridge Solar | 61012 | AES Distributed Energy | IPP Non-CHP | 719 Guelphwood Road | Southbridge | Worcester | Massachusetts | 1550 | solar | Solar = 1.9 MW | Solar Photovoltaic | 1.9 | 1.9 | [9 empty] | 1.9 |  |  | EIA-860, EIA-860M and EIA-923 | 202406 | -72.0117 | 42.0909
-13167725.4179 | 4122487.9246 | 43070 | 60279 | Antelope Big Sky Ranch | 61012 | AES Distributed Energy | IPP Non-CHP | 8765U West Avenue J | Lancaster | Los Angeles | California | 93536 | solar | Solar = 19 MW | Solar Photovoltaic | 20 | 19 | [9 empty] | 19 |  |  | EIA-860, EIA-860M and EIA-923 | 202406 | -118.2877 | 34.6948
-13170320.9432 | 4125177.694 | 43071 | 60280 | Summer Solar LLC | 61012 | AES Distributed Energy | IPP Non-CHP | 45701 100th Street West | Lancaster | Los Angeles | California | 93536 | solar | Solar = 19 MW | Solar Photovoltaic | 20 | 19 | [9 empty] | 19 |  |  | EIA-860, EIA-860M and EIA-923 | 202406 | -118.311 | 34.7147
-13169253.5006 | 4123938.0775 | 43072 | 60281 | Central Antelope Dry Ranch B LLC | 63250 | Central Antelope Dry Ranch B, LLC | IPP Non-CHP | 9625 West Avenue I | Lancaster | Los Angeles | California | 93536 | solar | Solar = 3 MW | Solar Photovoltaic | 3 | 3 | [9 empty] | 3 |  |  | EIA-860, EIA-860M and EIA-923 | 202406 | -118.3014 | 34.7055
-11691886.118 | 4899421.7599 | 43073 | 60283 | SR Mavericks | 60060 | SR Mavericks, LLC | IPP Non-CHP | 1498 County Road 34 | Mead | Weld | Colorado | 80542 | solar | Solar = 7.8 MW | Solar Photovoltaic | 7.8 | 7.8 | [9 empty] | 7.8 |  |  | EIA-860, EIA-860M and EIA-923 | 202406 | -105.03 | 40.23
-8955778.2687 | 4235537.2921 | 43074 | 60284 | Organ Church Solar | 61944 | MN8 Energy LLC | IPP Non-CHP | Organ Church Rd | Rockwell | Rowan | North Carolina | 28138 | solar | Solar = 5 MW | Solar Photovoltaic | 5 | 5 | [9 empty] | 5 |  |  | EIA-860, EIA-860M and EIA-923 | 202406 | -80.4511 | 35.5256
-12250853.5639 | 3781172.0659 | 43075 | 60285 | Red Horse III | 60068 | Red Horse III | IPP Non-CHP | 5529 N. Muleshoe Rd | Wilcox | Cochise | Arizona | 85643 | solar | Solar = 30 MW | Solar Photovoltaic | 30 | 30 | [9 empty] | 30 |  |  | EIA-860, EIA-860M and EIA-923 | 202406 | -110.0513 | 32.136
-8679547.3013 | 4123523.8643 | 43076 | 60287 | Willard Solar | 66041 | USF Essex Lessor, LLC | IPP Non-CHP | 455 Church St | Willard | Pender | North Carolina | 28478 | solar | Solar = 5 MW | Solar Photovoltaic | 5 | 5 | [9 empty] | 5 |  |  | EIA-860, EIA-860M and EIA-923 | 202406 | -77.9697 | 34.7025
-8807531.3199 | 4140926.1645 | 43077 | 60288 | Ajax Solar | 61060 | Cypress Creek Renewables | IPP Non-CHP | Old Lowery Rd and Mcgoogan Far | Shannon | Robeson | North Carolina | 28386 | solar | Solar = 4.9 MW | Solar Photovoltaic | 5 | 4.9 | [9 empty] | 4.9 |  |  | EIA-860, EIA-860M and EIA-923 | 202406 | -79.1194 | 34.8309
-8670240.9919 | 4213073.0349 | 43078 | 60290 | Jester Solar | 61677 | Sol Systems | IPP Non-CHP | Millers Chapel Rd | Goldsboro | Wayne | North Carolina | 27534 | solar | Solar = 4.9 MW | Solar Photovoltaic | 5 | 4.9 | [9 empty] | 4.9 |  |  | EIA-860, EIA-860M and EIA-923 | 202406 | -77.8861 | 35.3612
-8897566.524 | 4282782.6279 | 43079 | 60291 | Trinity Solar | 59503 | Capital Dynamics | IPP Non-CHP | 4058 Old Glenola Rd | Trinity | Randolph | North Carolina | 34655 | solar | Solar = 4.9 MW | Solar Photovoltaic | 5 | 4.9 | [9 empty] | 4.9 |  |  | EIA-860, EIA-860M and EIA-923 | 202406 | -79.9282 | 35.8702
-8990006.2292 | 3986810.6723 | 43080 | 60293 | St. Matthews Solar | 60073 | St. Matthews Solar, LLC | IPP Non-CHP | Wilburt Way St | Matthews | Calhoun | South Carolina | 29135 | solar | Solar = 10.2 MW | Solar Photovoltaic | 10.2 | 10.2 | [9 empty] | 10.2 |  |  | EIA-860, EIA-860M and EIA-923 | 202406 | -80.7586 | 33.6867
-9346471.4988 | 4764143.3294 | 43081 | 60297 | Clinton Battery | 60094 | Clinton Battery Utility, LLC | IPP Non-CHP | 968 Cherry Street | Blanchester | Clinton | Ohio | 45107 | batteries | Battery = 5 MW | Batteries | 10 | 5 | 5 | [11 empty] | EIA-860, EIA-860M and EIA-923 | 202406 | -83.9608 | 39.2959
-8853164.8527 | 4193562.4298 | 43082 | 60298 | Pine Valley Solar Farm, LLC | 64391 | Pine Valley Solar, LLC | IPP Non-CHP | 100 Pine Valley Lane | West End | Moore | North Carolina | 27376 | solar | Solar = 5 MW | Solar Photovoltaic | 5 | 5 | [9 empty] | 5 |  |  | EIA-860, EIA-860M and EIA-923 | 202406 | -79.5293 | 35.2181
-9393947.4806 | 4924071.6079 | 43083 | 60299 | HMV Minster Energy Storage System | 66123 |  | IPP Non-CHP | 285 N. Ohio St | Village of Minster | Auglaize | Ohio | 45868 | batteries | Battery = 7 MW | Batteries | 7 | 7 | 7 | [11 empty] | EIA-860, EIA-860M and EIA-923 | 202406 | -84.3873 | 40.3988
-11824232.9701 | 3738796.9153 | 43084 | 60300 | Montana Solar Facility | 5701 | El Paso Electric Co | Electric Utility | 13511 A Montana | El Paso | El Paso | Texas | 79938 | solar | Solar = 3 MW | Solar Photovoltaic | 3 | 3 | [9 empty] | 3 |  |  | EIA-860, EIA-860M and EIA-923 | 202406 | -106.2189 | 31.8131
-11807926.7797 | 3884857.3357 | 43085 | 60301 | Holloman Solar Facility | 5701 | El Paso Electric Co | Electric Utility | 1852 La Luz Gate Road | Holloman Air Force Ba | Otero | New Mexico | 88330 | solar | Solar = 5 MW | Solar Photovoltaic | 5 | 5 | [9 empty] | 5 |  |  | EIA-860, EIA-860M and EIA-923 | 202406 | -106.0724 | 32.9213
-8552429.905 | 4678150.6531 | 43086 | 60302 | Keys Energy Center | 60100 | PSEG Keys Energy Center, LLC | IPP Non-CHP | 10322 North Keys Road | Brandywine | Prince Georges | Maryland | 20613 | natural gas | Natural Gas = 763 MW | Natural Gas Fired Combined Cycle | 830.6 | 763 | [6 empty] | 763 | [5 empty] | EIA-860, EIA-860M and EIA-923 | 202406 | -76.8278 | 38.6955
-9961523.0401 | 3684426.7977 | 43087 | 60303 | Sumrall II Solar Farm | 60453 | Onward Energy | IPP Non-CHP | Epley Rd | Sumrall | Lamar | Mississippi | 39482 | solar | Solar = 52 MW | Solar Photovoltaic | 52 | 52 | [9 empty] | 52 |  |  | EIA-860, EIA-860M and EIA-923 | 202406 | -89.4859 | 31.3971
-11671069.3732 | 4491086.4158 | 43088 | 60304 | San Isabel Solar, LLC | 60097 | San Isabel Solar, LLC | IPP Non-CHP | County Rd 71 & County Rd 52 | Trinidad | Las Animas | Colorado | 81082 | solar | Solar = 30 MW | Solar Photovoltaic | 30 | 30 | [9 empty] | 30 |  |  | EIA-860, EIA-860M and EIA-923 | 202406 | -104.843 | 37.372
-9962831.712 | 3685266.9616 | 43089 | 60306 | Sumrall I Solar Farm | 60098 | MS Solar 2, LLC | IPP Non-CHP | Hwy 42 | Sumrall | Lamar | Mississippi | 39482 | solar | Solar = 52 MW | Solar Photovoltaic | 52 | 52 | [9 empty] | 52 |  |  | EIA-860, EIA-860M and EIA-923 | 202406 | -89.4976 | 31.4035
-12569238.2169 | 3939558.3051 | 43090 | 60307 | Mesquite Solar 2, LLC | 56769 | Consolidated Edison Development Inc. | IPP Non-CHP | 39903 W. Elliot Road | Tonopah | Maricopa | Arizona | 85354 | solar | Solar = 100 MW | Solar Photovoltaic | 100 | 100 | [9 empty] | 100 |  |  | EIA-860, EIA-860M and EIA-923 | 202406 | -112.9114 | 33.3328
-12572067.6244 | 3941531.1955 | 43091 | 60308 | Mesquite Solar 3, LLC | 56769 | Consolidated Edison Development Inc. | IPP Non-CHP | 39903 W. Elliot Road | Tonopah | Maricopa | Arizona | 85354 | solar | Solar = 150 MW | Solar Photovoltaic | 150 | 150 | [9 empty] | 150 |  |  | EIA-860, EIA-860M and EIA-923 | 202406 | -112.9368 | 33.3476
-13167103.142 | 4125416.9935 | 43092 | 60310 | Portal Ridge Solar B, LLC | 60412 | Portal Ridge Solar, LLC | IPP Non-CHP | 8586 W. Avenue H | Lancaster | Los Angeles | California | 93536 | solar | Solar = 20 MW | Solar Photovoltaic | 20 | 20 | [9 empty] | 20 |  |  | EIA-860, EIA-860M and EIA-923 | 202406 | -118.2821 | 34.7165
-13166190.3221 | 4125098.7412 | 43093 | 60311 | Portal Ridge Solar C, LLC | 60412 | Portal Ridge Solar, LLC | IPP Non-CHP | 8000 W Avenue H | Lancaster | Los Angeles | California | 93536 | solar | Solar = 11.4 MW | Solar Photovoltaic | 11.4 | 11.4 | [9 empty] | 11.4 |  |  | EIA-860, EIA-860M and EIA-923 | 202406 | -118.2739 | 34.7141
-8966015.3204 | 4194591.106 | 43094 | 60312 | Howell Midland Farm, LLC | 64778 | Strata Manager, LLC | IPP Non-CHP | 14022 Bethel Avenue Exd | Midland | Cabarrus | North Carolina | 28107 | solar | Solar = 4.9 MW | Solar Photovoltaic | 4.9 | 4.9 | [9 empty] | 4.9 |  |  | EIA-860, EIA-860M and EIA-923 | 202406 | -80.5431 | 35.2257
-8642746.0795 | 4245677.5347 | 43095 | 60313 | Augustus Farm, LLC | 64778 | Strata Manager, LLC | IPP Non-CHP | 9815 U.S. 264 Alternate East | Farmville | Pitt | North Carolina | 27828 | solar | Solar = 4.9 MW | Solar Photovoltaic | 4.9 | 4.9 | [9 empty] | 4.9 |  |  | EIA-860, EIA-860M and EIA-923 | 202406 | -77.6391 | 35.5997
-10932731.8299 | 5159130.552 | 43096 | 60314 | Prairie Breeze III | 49893 | Invenergy Services LLC | IPP Non-CHP | 52016 Highway 70 | Elgin | Antelope | Nebraska | 68636 | wind | Wind = 35.8 MW | Onshore Wind Turbine | 35.8 | 35.8 | [10 empty] | 35.8 |  | EIA-860, EIA-860M and EIA-923 | 202406 | -98.2104 | 41.9877
-12862401.4355 | 3915863.9602 | 43097 | 60315 | Midway Solar Farm III | 60025 | Greenbacker Renewable Energy Corporation | IPP Non-CHP | 6986 English Road | Calipatria | Imperial | California | 92233 | solar | Solar = 20 MW | Solar Photovoltaic | 20 | 20 | [9 empty] | 20 |  |  | EIA-860, EIA-860M and EIA-923 | 202406 | -115.5449 | 33.1548
-8675573.1955 | 4512259.1387 | 43098 | 60316 | Scott Solar Farm | 5248 | Dominion Energy Inc. | Electric Utility | 4325 Old Buckingham Road | Powhatan | Powhatan | Virginia | 23139 | solar | Solar = 17 MW | Solar Photovoltaic | 17 | 17 | [9 empty] | 17 |  |  | EIA-860, EIA-860M and EIA-923 | 202406 | -77.934 | 37.523
-11476174.2144 | 4127810.5401 | 43099 | 60317 | Grady Wind Energy Center, LLC | 56545 | Pattern Operators LP | IPP Non-CHP | 410 SR 19 | Clovis | Curry | New Mexico | 88101 | wind | Wind = 220.5 MW | Onshore Wind Turbine | 220.5 | 220.5 | [10 empty] | 220.5 |  | EIA-860, EIA-860M and EIA-923 | 202406 | -103.0922 | 34.7341
-8528297.5092 | 4423785.2767 | 43100 | 60318 | Woodland Solar Farm | 19876 | Virginia Electric & Power Co | Electric Utility | 18222 Longview Drive | Smithfield | Isle of Wight | Virginia | 23430 | solar | Solar = 19 MW | Solar Photovoltaic | 19 | 19 | [9 empty] | 19 |  |  | EIA-860, EIA-860M and EIA-923 | 202406 | -76.611 | 36.89
-8679803.3361 | 4582675.4512 | 43101 | 60319 | Whitehouse Solar Farm | 19876 | Virginia Electric & Power Co | Electric Utility | 655 Chalk Level Road | Louisa | Louisa | Virginia | 23093 | solar | Solar = 20 MW | Solar Photovoltaic | 20 | 20 | [9 empty] | 20 |  |  | EIA-860, EIA-860M and EIA-923 | 202406 | -77.972 | 38.023
-11705210.3931 | 4845555.4399 | 43102 | 60320 | Jeffco Community Solar Gardens LLC | 60970 | SunShare Management | IPP Non-CHP | 9105 Alkire Street | Arvada | Jefferson | Colorado | 80005 | solar | Solar = 1.2 MW | Solar Photovoltaic | 1.2 | 1.2 | [9 empty] | 1.2 |  |  | EIA-860, EIA-860M and EIA-923 | 202406 | -105.1497 | 39.8596
-13173015.4314 | 4140354.8274 | 43103 | 60324 | Willow Spring Solar, LLC | 61672 | Willow Spring Solar LLC | IPP Non-CHP | 11936 Gaskell Rd | Rosamond | Kern | California | 93560 | solar | Solar = 107.9 MW | Solar Photovoltaic | 107.9 | 107.9 | [9 empty] | 107.9 |  |  | EIA-860, EIA-860M and EIA-923 | 202406 | -118.3352 | 34.8267
-10644849.8306 | 5342527.8923 | 43104 | 60326 | O'Brien Wind | 12341 | MidAmerican Energy Co | Electric Utility | 620 Industrial Park Road | Primghar | O'Brien | Iowa | 51245 | wind | Wind = 250.3 MW | Onshore Wind Turbine | 250.3 | 250.3 | [10 empty] | 250.3 |  | EIA-860, EIA-860M and EIA-923 | 202406 | -95.6243 | 43.2004
-8335199.7148 | 4930567.121 | 43105 | 60327 | East Amwell | 56990 | NJR Clean Energy Ventures Corporation | IPP Non-CHP | 219 John Ringo Road | East Amwell Twp | Hunterdon | New Jersey | 8551 | solar | Solar = 1.8 MW | Solar Photovoltaic | 1.8 | 1.8 | [9 empty] | 1.8 |  |  | EIA-860, EIA-860M and EIA-923 | 202406 | -74.8764 | 40.4433
-17594947.2078 | 2449026.9173 | 43106 | 60328 | Schofield Generating Station | 19547 | Hawaiian Electric Co Inc | Electric Utility | 2015 Mauricio Road | Schofield Barracks | Honolulu | Hawaii | 96857 | biomass | Biomass = 50.4 MW | Other Waste Biomass | 50.4 | 50.4 |  | 50.4 | [10 empty] | EIA-860, EIA-860M and EIA-923 | 202406 | -158.0581 | 21.4785
-8815174.0708 | 4828915.0251 | 43107 | 60329 | Ringer Hill Wind Farm, LLC | 62892 | Ringer Hill Wind LLC | IPP Non-CHP | 687 Ringer Road | Salisbury | Somerset | Pennsylvania | 15558 | wind | Wind = 38.3 MW | Onshore Wind Turbine | 39.9 | 38.3 | [10 empty] | 38.3 |  | EIA-860, EIA-860M and EIA-923 | 202406 | -79.1881 | 39.7447
-13066816.9712 | 5455649.5727 | 43108 | 60330 | Grove Solar Center, LLC | 61060 | Cypress Creek Renewables | IPP Non-CHP | 2381 Grove School Lane | Vale | Malheur | Oregon | 97918 | solar | Solar = 6 MW | Solar Photovoltaic | 6 | 6 | [9 empty] | 6 |  |  | EIA-860, EIA-860M and EIA-923 | 202406 | -117.3812 | 43.9367
-13024388.3265 | 5488879.3122 | 43109 | 60331 | Hyline Solar Center, LLC | 61060 | Cypress Creek Renewables | IPP Non-CHP | 4910 Power Road | Ontario | Malheur | Oregon | 97914 | solar | Solar = 9 MW | Solar Photovoltaic | 9 | 9 | [9 empty] | 9 |  |  | EIA-860, EIA-860M and EIA-923 | 202406 | -117.0001 | 44.1513
-13031650.8101 | 5434044.9314 | 43110 | 60332 | Open Range Solar Center, LLC | 61060 | Cypress Creek Renewables | IPP Non-CHP | 750 Owyhee Ave | Nyssa | Malheur | Oregon | 97913 | solar | Solar = 10 MW | Solar Photovoltaic | 10 | 10 | [9 empty] | 10 |  |  | EIA-860, EIA-860M and EIA-923 | 202406 | -117.0653 | 43.7968
-13035643.7289 | 5465135.6241 | 43111 | 60333 | Railroad Solar Center, LLC | 61060 | Cypress Creek Renewables | IPP Non-CHP | 966 Railroad Ave | Ontario | Malheur | Oregon | 97914 | solar | Solar = 4.5 MW | Solar Photovoltaic | 4.5 | 4.5 | [9 empty] | 4.5 |  |  | EIA-860, EIA-860M and EIA-923 | 202406 | -117.1012 | 43.998
-13023002.9554 | 5454765.8388 | 43112 | 60334 | Thunderegg Solar Center, LLC | 61060 | Cypress Creek Renewables | IPP Non-CHP | 402 Gem Ave | Nyssa | Malheur | Oregon | 97913 | solar | Solar = 10 MW | Solar Photovoltaic | 10 | 10 | [9 empty] | 10 |  |  | EIA-860, EIA-860M and EIA-923 | 202406 | -116.9876 | 43.931
-13053107.5306 | 5460032.2438 | 43113 | 60335 | Vale Air Solar Center, LLC | 61060 | Cypress Creek Renewables | IPP Non-CHP | 3750 Airport Road | Vale | Malheur | Oregon | 97918 | solar | Solar = 10 MW | Solar Photovoltaic | 10 | 10 | [9 empty] | 10 |  |  | EIA-860, EIA-860M and EIA-923 | 202406 | -117.2581 | 43.965
-12865503.9097 | 3918771.7791 | 43114 | 60336 | Midway Solar Farm 1 | 60118 | 83WI 8ME, LLC | IPP Non-CHP | 385 W. Sinclair Road | Calipatria | Imperial | California | 92233 | solar | Solar = 50 MW | Solar Photovoltaic | 50 | 50 | [9 empty] | 50 |  |  | EIA-860, EIA-860M and EIA-923 | 202406 | -115.5728 | 33.1766
-9912753.4146 | 4242754.6898 | 43115 | 60337 | Providence Solar | 60125 | Providence Solar Center, LLC | IPP Non-CHP | HWY 138/Providence Rd | Madison | Madison | Tennessee | 38391 | solar | Solar = 16 MW | Solar Photovoltaic | 16 | 16 | [9 empty] | 16 |  |  | EIA-860, EIA-860M and EIA-923 | 202406 | -89.0478 | 35.5783
-11033848.3328 | 4042633.1459 | 43116 | 60338 | Electra Wind Farm | 60128 | Electra Wind, LLC | IPP Non-CHP | 13445 C R 134 East | Oklaunion | Wilbarger | Texas | 76364 | wind | Wind = 230 MW | Onshore Wind Turbine | 230 | 230 | [10 empty] | 230 |  | EIA-860, EIA-860M and EIA-923 | 202406 | -99.1187 | 34.1029
-11080742.1136 | 3941853.2912 | 43117 | 60339 | Horse Creek Wind Farm | 60129 | Horse Creek Wind, LLC | IPP Non-CHP | 694 CR 284 | Weinert | Haskell | Texas | 76388 | wind | Wind = 230 MW | Onshore Wind Turbine | 230 | 230 | [10 empty] | 230 |  | EIA-860, EIA-860M and EIA-923 | 202406 | -99.54 | 33.35
-9363115.7665 | 3705155.7388 | 43118 | 60340 | Albany Green Energy | 60130 | Albany Green Energy, LLC | IPP CHP | 508 Liberty Expressway SE | Albany | Dougherty | Georgia | 31705 | biomass | Biomass = 49.5 MW | Wood/Wood Waste Biomass | 54.5 | 49.5 |  | 49.5 | [10 empty] | EIA-860, EIA-860M and EIA-923 | 202406 | -84.1103 | 31.5559
-11938996.5746 | 3915576.6221 | 43119 | 60341 | Wal-Mart Truth or Consequences PV | 60127 | SSA Solar of NM 3, LLC | IPP Non-CHP | 2001 H.R. Ashbaugh Drive | Truth or Consequences | Sierra | New Mexico | 87901 | solar | Solar = 1 MW | Solar Photovoltaic | 1 | 1 | [9 empty] | 1 |  |  | EIA-860, EIA-860M and EIA-923 | 202406 | -107.2498 | 33.1526
-10622148.1129 | 5214414.5635 | 43120 | 60342 | Ida Grove Wind | 12341 | MidAmerican Energy Co | Electric Utility | 2552 Keystone Ave | Ida Grove | Ida | Iowa | 51455 | wind | Wind = 300 MW | Onshore Wind Turbine | 301.1 | 300 | [10 empty] | 300 |  | EIA-860, EIA-860M and EIA-923 | 202406 | -95.4204 | 42.3557
-8147696.1701 | 5439634.8151 | 43121 | 60344 | Sudbury Solar | 58135 | Ecos Energy LLC | IPP Non-CHP | 395 Vermont Route 30 | Sudbury | Rutland | Vermont | 5733 | solar | Solar = 2 MW | Solar Photovoltaic | 2 | 2 | [9 empty] | 2 |  |  | EIA-860, EIA-860M and EIA-923 | 202406 | -73.192 | 43.833
-8993625.3371 | 3202928.4225 | 43122 | 60345 | Okeechobee Clean Energy Center | 6452 | Florida Power & Light Co | Electric Utility | 3193 NE 366th Trail | Okeechobee | Okeechobee | Florida | 34972 | natural gas | Natural Gas = 1723.1 MW | Natural Gas Fired Combined Cycle | 1723.1 | 1723.1 | [6 empty] | 1723.1 | [5 empty] | EIA-860, EIA-860M and EIA-923 | 202406 | -80.7911 | 27.6342
-9276614.6222 | 5318063.9134 | 43123 | 60346 | Demille Solar Farm | 5109 | DTE Electric Company | Electric Utility | 2625 DeMille Rd | Lapeer | Lapeer | Michigan | 48446 | solar | Solar = 28.4 MW | Solar Photovoltaic | 28.4 | 28.4 | [9 empty] | 28.4 |  |  | EIA-860, EIA-860M and EIA-923 | 202406 | -83.3332 | 43.04
-9273902.7681 | 5317260.9727 | 43124 | 60347 | Turrill Solar Farm | 5109 | DTE Electric Company | Electric Utility | 350 Turrill | Lapeer | Lapeer | Michigan | 48446 | solar | Solar = 19.6 MW | Solar Photovoltaic | 19.6 | 19.6 | [9 empty] | 19.6 |  |  | EIA-860, EIA-860M and EIA-923 | 202406 | -83.3089 | 43.0347
-9261788.7584 | 5217771.4212 | 43125 | 60348 | O'Shea Solar Farm | 5109 | DTE Electric Company | Electric Utility | O'Shea Park | Detroit | Wayne | Michigan | 48227 | solar | Solar = 2 MW | Solar Photovoltaic | 2 | 2 | [9 empty] | 2 |  |  | EIA-860, EIA-860M and EIA-923 | 202406 | -83.2001 | 42.378
-12463791.8311 | 5031390.7507 | 43126 | 60349 | Hill AFB LFG Facility, Bldg #737 | 60146 | Ameresco Federal Solutions | Commercial Non-CHP | 6100 Foulis Rd | Hill AFB | Davis | Utah | 84056 | biomass | Biomass = 2.2 MW | Landfill Gas | 2.3 | 2.2 |  | 2.2 | [10 empty] | EIA-860, EIA-860M and EIA-923 | 202406 | -111.9641 | 41.129
-12821264.7648 | 4312657.7325 | 43127 | 60350 | Solar Las Vegas MB 2, LLC | 60145 | NRG Solar Las Vegas MB 2 | IPP Non-CHP | 3950 Las Vegas Blvd. S | Las Vegas | Clark | Nevada | 89919 | solar | Solar = 1.5 MW | Solar Photovoltaic | 1.5 | 1.5 | [9 empty] | 1.5 |  |  | EIA-860, EIA-860M and EIA-923 | 202406 | -115.1754 | 36.0874
-11689782.1796 | 4992274.2289 | 43128 | 60351 | Bison Solar LLC | 60143 | Bison Solar LLC | IPP Non-CHP | 2720 East County Rd 82(Buckeye | Wellington | Larimer | Colorado | 80549 | solar | Solar = 30 MW | Solar Photovoltaic | 30 | 30 | [9 empty] | 30 |  |  | EIA-860, EIA-860M and EIA-923 | 202406 | -105.0111 | 40.8638
-12798401.8565 | 4211274.0956 | 43129 | 60352 | Boulder Solar Power, LLC | 17650 | Southern Power Co | IPP Non-CHP | 17445 South US HWY 95 | Boulder City | Clark | Nevada | 89005 | solar | Solar = 100 MW | Solar Photovoltaic | 100 | 100 | [9 empty] | 100 |  |  | EIA-860, EIA-860M and EIA-923 | 202406 | -114.97 | 35.348
-8438944.8048 | 4815355.6954 | 43130 | 60353 | Cecil County CCVT HS | 60150 | SunE DB42, LLC | IPP Non-CHP | 912 Appleton Rd | Elkton | Cecil | Maryland | 21921 | solar | Solar = 2 MW | Solar Photovoltaic | 2 | 2 | [9 empty] | 2 |  |  | EIA-860, EIA-860M and EIA-923 | 202406 | -75.8083 | 39.651
-11442331.1968 | 5878892.3699 | 43131 | 60354 | Brady II Wind Energy Center | 60149 | Brady Wind II, LLC | IPP Non-CHP | 5206 109th AVE SW | Dickinson | Stark | North Dakota | 58601 | wind | Wind = 150 MW | Onshore Wind Turbine | 150 | 150 | [10 empty] | 150 |  | EIA-860, EIA-860M and EIA-923 | 202406 | -102.7882 | 46.6115
-11439757.3788 | 5884558.8507 | 43132 | 60355 | Brady Wind Energy Center | 60148 | Brady Wind, LLC | IPP Non-CHP | 5206 109th Ave SW | Dickinson | Stark | North Dakota | 58601 | wind | Wind = 150 MW | Onshore Wind Turbine | 150 | 150 | [10 empty] | 150 |  | EIA-860, EIA-860M and EIA-923 | 202406 | -102.7651 | 46.6465
-8981061.1515 | 4958702.2814 | 43133 | 60356 | South Field Energy | 60131 | South Field Energy, LLC | IPP Non-CHP | TBD | Wellsville | Columbiana | Ohio | 43968 | natural gas | Natural Gas = 1210.4 MW | Natural Gas Fired Combined Cycle | 1210.4 | 1210.4 | [6 empty] | 1210.4 | [5 empty] | EIA-860, EIA-860M and EIA-923 | 202406 | -80.6782 | 40.6353
-8409538.2028 | 5082122.0512 | 43134 | 60357 | Lackawanna Energy Center | 49893 | Invenergy Services LLC | IPP Non-CHP | 1000 Sunnyside Road | Jessup | Lackawanna | Pennsylvania | 18434 | natural gas | Natural Gas = 1362 MW | Natural Gas Fired Combined Cycle | 1498.5 | 1362 | [6 empty] | 1362 | [5 empty] | EIA-860, EIA-860M and EIA-923 | 202406 | -75.5442 | 41.4714
-9037926.8209 | 4195049.5375 | 43135 | 60359 | Gastonia Solar Center | 60496 | Adapture Renewables, Inc. | IPP Non-CHP | 609 Neal Hawkins Rd | Gastonia | Gaston | North Carolina | 28056 | solar | Solar = 4.3 MW | Solar Photovoltaic | 4.3 | 4.3 | [9 empty] | 4.3 |  |  | EIA-860, EIA-860M and EIA-923 | 202406 | -81.1891 | 35.229
-8724814.7043 | 4349232.3426 | 43136 | 60361 | Wortham Solar Farm | 61060 | Cypress Creek Renewables | IPP Non-CHP | 2527 US 1-158 Hwy North | Henderson | Vance | North Carolina | 27537 | solar | Solar = 5 MW | Solar Photovoltaic | 5 | 5 | [9 empty] | 5 |  |  | EIA-860, EIA-860M and EIA-923 | 202406 | -78.3763 | 36.3525
-8596362.6986 | 4348562.1401 | 43137 | 60363 | White Farm Solar, LLC | 61060 | Cypress Creek Renewables | IPP Non-CHP | 2464 NC 35 Hwy | Woodland | Northampton | North Carolina | 27897 | solar | Solar = 5.2 MW | Solar Photovoltaic | 5.2 | 5.2 | [9 empty] | 5.2 |  |  | EIA-860, EIA-860M and EIA-923 | 202406 | -77.2224 | 36.3476
-8874793.0052 | 4315005.8208 | 43138 | 60364 | White Street Renewables | 60154 | White Street Renewables LLC | IPP Non-CHP | 2503 White Street | Greensboro | Guilford | North Carolina | 27405 | solar | Biomass = 1.6 MW, Solar = 3.4 MW | Landfill Gas; Solar Photovoltaic; | 5 | 5 |  | 1.6 | [7 empty] | 3.4 |  |  | EIA-860, EIA-860M and EIA-923 | 202406 | -79.7236 | 36.1045
-8529227.0269 | 5161859.3814 | 43139 | 60365 | Vulcraft Solar | 60800 | Soltage VUL 1600 Chemung, LLC | IPP Non-CHP | 5362 Railroad Street | Chemung | Chemung | New York | 14825 | solar | Solar = 1.6 MW | Solar Photovoltaic | 1.6 | 1.6 | [9 empty] | 1.6 |  |  | EIA-860, EIA-860M and EIA-923 | 202406 | -76.6193 | 42.0059
-11264155.2235 | 4036906.1538 | 43140 | 60366 | Old Settler Wind | 60155 | Old Settler Wind, LLC | IPP Non-CHP | 1904 FM 786 | Floydada | Floyd | Texas | 79235 | wind | Wind = 151.2 MW | Onshore Wind Turbine | 151.2 | 151.2 | [10 empty] | 151.2 |  | EIA-860, EIA-860M and EIA-923 | 202406 | -101.1876 | 34.0603
-8841379.1242 | 4281741.392 | 43141 | 60367 | Snow Camp Solar, LLC | 61060 | Cypress Creek Renewables | IPP Non-CHP | 353 Clark Road | Snow Camp | Alamance | North Carolina | 27349 | solar | Solar = 5.2 MW | Solar Photovoltaic | 5.2 | 5.2 | [9 empty] | 5.2 |  |  | EIA-860, EIA-860M and EIA-923 | 202406 | -79.4235 | 35.8627
-8552177.4324 | 4988625.186 | 43142 | 60368 | Hummel Station LLC | 60162 | Hummel Station, LLC | IPP Non-CHP | 2386 North Old Trail Road | Shamokin Dam | Snyder | Pennsylvania | 17876 | natural gas | Natural Gas = 1084.3 MW | Natural Gas Fired Combined Cycle | 1194.4 | 1084.3 | [6 empty] | 1084.3 | [5 empty] | EIA-860, EIA-860M and EIA-923 | 202406 | -76.8255 | 40.839
-8656289.3201 | 4308693.1484 | 43143 | 60369 | Battleboro Farm | 63026 | Oppidum Renewables USA, LLC | IPP Non-CHP | 752 West Battleboro Ave | South Whitakers | Nash | North Carolina | 27809 | solar | Solar = 5.2 MW | Solar Photovoltaic | 5.2 | 5.2 | [9 empty] | 5.2 |  |  | EIA-860, EIA-860M and EIA-923 | 202406 | -77.7608 | 36.0586
-8855808.3566 | 4218747.4869 | 43144 | 60370 | Flint Hill Solar, LLC | 61060 | Cypress Creek Renewables | IPP Non-CHP | 12326 NC 24-27 HWY | Carthage | Moore | North Carolina | 28327 | solar | Solar = 5.2 MW | Solar Photovoltaic | 5.2 | 5.2 | [9 empty] | 5.2 |  |  | EIA-860, EIA-860M and EIA-923 | 202406 | -79.5531 | 35.4027
-9093708.3499 | 3247229.3725 | 43145 | 60371 | Legoland Solar | 18454 | Tampa Electric Co | Electric Utility | 1 Legoland Way | Winter Haven | Polk | Florida | 33884 | solar | Solar = 1.4 MW | Solar Photovoltaic | 1.4 | 1.4 | [9 empty] | 1.4 |  |  | EIA-860, EIA-860M and EIA-923 | 202406 | -81.6902 | 27.9862
-11346408.5274 | 3857616.6327 | 43146 | 60372 | Lamesa Solar | 17650 | Southern Power Co | IPP Non-CHP | 1236 County Rd 20 | Lamesa | Dawson | Texas | 79331 | solar | Solar = 100 MW | Solar Photovoltaic | 102 | 100 | [9 empty] | 100 |  |  | EIA-860, EIA-860M and EIA-923 | 202406 | -101.9265 | 32.7156
-8280346.2565 | 4934557.1847 | 43147 | 60375 | ILR Landfill | 60164 | ILR Landfill | Electric Utility | Mill Road | Edison | Middlesex | New Jersey | 8817 | solar | Solar = 6.6 MW | Solar Photovoltaic | 6.6 | 6.6 | [9 empty] | 6.6 |  |  | EIA-860, EIA-860M and EIA-923 | 202406 | -74.3836 | 40.4705
-9000361.1682 | 5034327.7717 | 43148 | 60376 | Clean Energy Future-Lordstown, LLC | 60170 | Clean Energy Future-Lordstown, LLC | IPP Non-CHP | 1853 Henn Parkway | Lordstown | Trumbull | Ohio | 44481 | natural gas | Natural Gas = 864 MW | Natural Gas Fired Combined Cycle | 962 | 864 | [6 empty] | 864 | [5 empty] | EIA-860, EIA-860M and EIA-923 | 202406 | -80.8516 | 41.1489
-8341726.0426 | 4977005.9098 | 43149 | 60378 | NHA at Mansfield NJ | 57044 | Luminace Solar New Jersey, LLC | IPP Non-CHP | 1059 Butler Park Rd Block 1509 | Washington | Warren | New Jersey | 7882 | solar | Solar = 5 MW | Solar Photovoltaic | 5 | 5 | [9 empty] | 5 |  |  | EIA-860, EIA-860M and EIA-923 | 202406 | -74.935 | 40.76
-8837066.6072 | 4142826.3113 | 43150 | 60380 | Shoe Creek Solar, LLC | 61060 | Cypress Creek Renewables | IPP Non-CHP | 20882 McIntosh Road | Laurinburg | Scotland | North Carolina | 28352 | solar | Solar = 65 MW | Solar Photovoltaic | 65 | 65 | [9 empty] | 65 |  |  | EIA-860, EIA-860M and EIA-923 | 202406 | -79.3847 | 34.8449
-12236158.6119 | 3771556.9289 | 43151 | 60381 | Sulphur Springs | 61944 | MN8 Energy LLC | IPP Non-CHP | 3625 Cochise Stronghold Road | Cochise | Cochise | Arizona | 85606 | solar | Solar = 20 MW | Solar Photovoltaic | 20 | 20 | [9 empty] | 20 |  |  | EIA-860, EIA-860M and EIA-923 | 202406 | -109.9193 | 32.0628
-8975202.4067 | 4154365.02 | 43152 | 60383 | Monroe Solar Facility | 5416 | Duke Energy Carolinas, LLC | Electric Utility | 2920 S Rocky River Rd | Monroe | Union | North Carolina | 28112 | solar | Solar = 54.6 MW | Solar Photovoltaic | 54.6 | 54.6 | [9 empty] | 54.6 |  |  | EIA-860, EIA-860M and EIA-923 | 202406 | -80.6256 | 34.9299
-8514929.7081 | 4318559.7818 | 43153 | 60384 | Hertford Solar Farm | 65411 | Duke Energy Renewables Services | IPP Non-CHP | 131 Snug Harbour Rd | Hertford | Perquimans | North Carolina | 27944 | solar | Solar = 5 MW | Solar Photovoltaic | 5 | 5 | [9 empty] | 5 |  |  | EIA-860, EIA-860M and EIA-923 | 202406 | -76.4909 | 36.1303
-13568392.5404 | 4539828.9978 | 43154 | 60385 | Santa Rita Jail Fuel Cell | 60182 | SRJFC, LLC | IPP CHP | 5325 Broder Blvd | Dublin | Alameda | California | 94568 | natural gas | Natural Gas = 1.4 MW | Other Natural Gas | 1.4 | 1.4 | [6 empty] | 1.4 | [5 empty] | EIA-860, EIA-860M and EIA-923 | 202406 | -121.8869 | 37.7192
-13191070.8962 | 4139643.7143 | 43155 | 60386 | RE Garland A | 17650 | Southern Power Co | IPP Non-CHP | 21505 Gaskell Road | Rosamond | Kern | California | 93560 | solar | Solar = 20 MW | Solar Photovoltaic | 20.2 | 20 | [9 empty] | 20 |  |  | EIA-860, EIA-860M and EIA-923 | 202406 | -118.4974 | 34.8215
-9974953.0687 | 5127247.8722 | 43156 | 60387 | Invenergy Nelson Expansion LLC | 49893 | Invenergy Services LLC | IPP Non-CHP | 1311 Nelson Road | Rock Falls | Lee | Illinois | 61071 | natural gas | Natural Gas = 314 MW | Natural Gas Fired Combustion Turbine | 380 | 314 | [6 empty] | 314 | [5 empty] | EIA-860, EIA-860M and EIA-923 | 202406 | -89.6065 | 41.7744
-8450673.0924 | 4891341.8189 | 43157 | 60388 | Morgantown | 55858 | EDL Inc | IPP Non-CHP | 950 Shiloh Road | Morgantown | Berks | Pennsylvania | 19543 | biomass | Biomass = 1.6 MW | Landfill Gas | 1.6 | 1.6 |  | 1.6 | [10 empty] | EIA-860, EIA-860M and EIA-923 | 202406 | -75.9137 | 40.1746
-13143353.1286 | 4191738.056 | 43158 | 60389 | RE Barren Ridge 1 | 60191 | RE Barren Ridge 1, LLC | IPP Non-CHP | 26709 Highway 14 | Mojave | Kern | California | 93501 | solar | Solar = 60 MW | Solar Photovoltaic | 60 | 60 | [9 empty] | 60 |  |  | EIA-860, EIA-860M and EIA-923 | 202406 | -118.0687 | 35.2047
-8960384.1127 | 4591836.4438 | 43159 | 60390 | Beech Ridge Energy Storage | 49893 | Invenergy Services LLC | IPP Non-CHP | 128 Coleman Rd | Rupert | Greenbrier | West Virginia | 25984 | batteries | Battery = 31.5 MW | Batteries | 31.5 | 31.5 | 31.5 | [11 empty] | EIA-860, EIA-860M and EIA-923 | 202406 | -80.4925 | 38.0878
-8015945.9906 | 5203532.2463 | 43160 | 60391 | SJA Solar LLC-Solterra Monastery CSG | 60189 | SJA Solar, LLC | IPP Non-CHP | 11 Alta Crest Rd | Spencer | Worcester | Massachusetts | 1562 | solar | Solar = 14.7 MW | Solar Photovoltaic | 14.7 | 14.7 | [9 empty] | 14.7 |  |  | EIA-860, EIA-860M and EIA-923 | 202406 | -72.0085 | 42.2834
-8022919.3774 | 5061715.6586 | 43161 | 60392 | Pfizer Groton Fuel Cell | 62093 | Groton Fuel Cell 1 LLC | IPP CHP | 445 Eastern Point Road | Groton | New London | Connecticut | 6340 | natural gas | Natural Gas = 5.6 MW | Other Natural Gas | 5.6 | 5.6 | [6 empty] | 5.6 | [5 empty] | EIA-860, EIA-860M and EIA-923 | 202406 | -72.0711 | 41.3339
-9086334.7694 | 4207292.9046 | 43162 | 60393 | Warbler Holdings | 64994 | SolRiver Capital LLC | IPP Non-CHP | 631 Plato Lee Road | Shelby | Cleveland | North Carolina | 28150 | solar | Solar = 4 MW | Solar Photovoltaic | 4 | 4 | [9 empty] | 4 |  |  | EIA-860, EIA-860M and EIA-923 | 202406 | -81.6239 | 35.3188
-8729806.3816 | 4129365.0212 | 43163 | 60394 | Tamworth Holdings | 56215 | RWE Renewables Americas, LLC | IPP Non-CHP | US Hwy 701 and NC Hwy 201 | Garland | Bladen | North Carolina | 28441 | solar | Solar = 5 MW | Solar Photovoltaic | 5 | 5 | [9 empty] | 5 |  |  | EIA-860, EIA-860M and EIA-923 | 202406 | -78.4212 | 34.7456
-8587152.1239 | 4283407.6921 | 43164 | 60395 | MC1 Solar | 60190 | MC1 Solar Farm, LLC | IPP Non-CHP | NC Hwy 125 | Williamston | Martin | North Carolina | 27892 | solar | Solar = 5 MW | Solar Photovoltaic | 5 | 5 | [9 empty] | 5 |  |  | EIA-860, EIA-860M and EIA-923 | 202406 | -77.1397 | 35.8748
-8792414.133 | 4132885.6525 | 43165 | 60396 | St. Pauls Solar 1, LLC | 61060 | Cypress Creek Renewables | IPP Non-CHP | US Hwy 301 N | St. Pauls | Robeson | North Carolina | 28384 | solar | Solar = 4.9 MW | Solar Photovoltaic | 4.9 | 4.9 | [9 empty] | 4.9 |  |  | EIA-860, EIA-860M and EIA-923 | 202406 | -78.9836 | 34.7716
-8693182.2691 | 4165550.3441 | 43166 | 60397 | Kennedy Solar, LLC | 61060 | Cypress Creek Renewables | IPP Non-CHP | 134 Water Tank Road | Warsaw | Duplin | North Carolina | 28398 | solar | Solar = 4.9 MW | Solar Photovoltaic | 4.9 | 4.9 | [9 empty] | 4.9 |  |  | EIA-860, EIA-860M and EIA-923 | 202406 | -78.0922 | 35.0123
-8849899.5181 | 4131137.5964 | 43167 | 60398 | Innovative Solar 65 | 61060 | Cypress Creek Renewables | IPP Non-CHP | 13005 X-Way Rd | Laurinburg | Scotland | North Carolina | 28352 | solar | Solar = 4.9 MW | Solar Photovoltaic | 4.9 | 4.9 | [9 empty] | 4.9 |  |  | EIA-860, EIA-860M and EIA-923 | 202406 | -79.5 | 34.7587
-9107891.5662 | 4215574.7038 | 43168 | 60399 | Lincoln Solar, LLC (NC) | 61060 | Cypress Creek Renewables | IPP Non-CHP | 410 Wells Mill Road | Bostic | Rutherford | North Carolina | 28018 | solar | Solar = 4.9 MW | Solar Photovoltaic | 4.9 | 4.9 | [9 empty] | 4.9 |  |  | EIA-860, EIA-860M and EIA-923 | 202406 | -81.8176 | 35.3795
-8622240.0274 | 4214337.2453 | 43169 | 60400 | Exum Farm Solar, LLC | 61060 | Cypress Creek Renewables | IPP Non-CHP | 3700 S. Highland Avenue | Grifton | Lenoir | North Carolina | 28530 | solar | Solar = 4.9 MW | Solar Photovoltaic | 4.9 | 4.9 | [9 empty] | 4.9 |  |  | EIA-860, EIA-860M and EIA-923 | 202406 | -77.4549 | 35.3704
-8702942.0942 | 4238795.4723 | 43170 | 60401 | Bizzell Church Solar 1, LLC | 61060 | Cypress Creek Renewables | IPP Non-CHP | 1456 Bizzell Grove Church Road | Selma | Johnston | North Carolina | 27526 | solar | Solar = 5.2 MW | Solar Photovoltaic | 5.2 | 5.2 | [9 empty] | 5.2 |  |  | EIA-860, EIA-860M and EIA-923 | 202406 | -78.1799 | 35.5494
-8752414.5909 | 4139835.7267 | 43171 | 60402 | CB Bladen Solar, LLC | 61060 | Cypress Creek Renewables | IPP Non-CHP | 1116 Braxton Edge Road | Fayetteville | Bladen | North Carolina | 28312 | solar | Solar = 5.2 MW | Solar Photovoltaic | 5.2 | 5.2 | [9 empty] | 5.2 |  |  | EIA-860, EIA-860M and EIA-923 | 202406 | -78.6243 | 34.8229
-8753417.023 | 4340546.8558 | 43172 | 60403 | Currin Solar, LLC | 61060 | Cypress Creek Renewables | IPP Non-CHP | 5101 Old NC 75 | Oxford | Granville | North Carolina | 27565 | solar | Solar = 5.2 MW | Solar Photovoltaic | 5.2 | 5.2 | [9 empty] | 5.2 |  |  | EIA-860, EIA-860M and EIA-923 | 202406 | -78.6333 | 36.2896
-7627992.1105 | 5586535.6031 | 43173 | 60404 | Pisgah Mountain Wind | 60207 | Pisgah Mountain, LLC | IPP Non-CHP | 345 Pisgah Mountain Rd | Clifton | Penobscot | Maine | 4428 | wind | Wind = 9.1 MW | Onshore Wind Turbine | 9.1 | 9.1 | [10 empty] | 9.1 |  | EIA-860, EIA-860M and EIA-923 | 202406 | -68.5234 | 44.7773
-11627988.7303 | 3955187.3994 | 43174 | 60405 | Chaves Solar, LLC | 60208 | Chaves Solar LLC | IPP Non-CHP | 3655 Wrangler Rd | Roswell | Chaves | New Mexico | 88201 | solar | Solar = 70 MW | Solar Photovoltaic | 70 | 70 | [9 empty] | 70 |  |  | EIA-860, EIA-860M and EIA-923 | 202406 | -104.456 | 33.45
-11628553.5654 | 3955578.3203 | 43175 | 60406 | Roswell Solar, LLC | 60209 | Roswell Solar, LLC | IPP Non-CHP | 3650 East Pine Lodge Road | Roswell | Chaves | New Mexico | 88201 | solar | Solar = 70 MW | Solar Photovoltaic | 70 | 70 | [9 empty] | 70 |  |  | EIA-860, EIA-860M and EIA-923 | 202406 | -104.4611 | 33.4529
-8706466.5806 | 4279900.9282 | 43176 | 60408 | Nash 97 Solar, LLC | 61060 | Cypress Creek Renewables | IPP Non-CHP | 11250 North Carolina 97 | Middlesex | Nash | North Carolina | 27557 | solar | Solar = 5.2 MW | Solar Photovoltaic | 5.2 | 5.2 | [9 empty] | 5.2 |  |  | EIA-860, EIA-860M and EIA-923 | 202406 | -78.2115 | 35.8493
-8939177.7497 | 4304584.9316 | 43177 | 60409 | South Winston Farm, LLC | 61060 | Cypress Creek Renewables | IPP Non-CHP | 2270 West Clemmonsville Road | Winston-Salem | Forsyth | North Carolina | 27127 | solar | Solar = 5.2 MW | Solar Photovoltaic | 5.2 | 5.2 | [9 empty] | 5.2 |  |  | EIA-860, EIA-860M and EIA-923 | 202406 | -80.302 | 36.0288
-9730863.0439 | 4740595.6809 | 43178 | 60410 | Sullivan Solar, LLC | 61060 | Cypress Creek Renewables | IPP Non-CHP | 3195 N Old 41 | Sullivan | Sullivan | Indiana | 47882 | solar | Solar = 5.2 MW | Solar Photovoltaic | 5.2 | 5.2 | [9 empty] | 5.2 |  |  | EIA-860, EIA-860M and EIA-923 | 202406 | -87.4138 | 39.132
-8039465.7952 | 5607387.8306 | 43179 | 60411 | Coventry Photovoltaic, LLC | 60801 | Coventry Photovoltaic, LLC | IPP Non-CHP | 755-1225 Airport Road | Coventry | Orleans | Vermont | 5825 | solar | Solar = 2.2 MW | Solar Photovoltaic | 2.2 | 2.2 | [9 empty] | 2.2 |  |  | EIA-860, EIA-860M and EIA-923 | 202406 | -72.2198 | 44.9102
-13135198.9759 | 4337105.0776 | 43180 | 60412 | Munro Valley Solar | 58135 | Ecos Energy LLC | IPP Non-CHP | 1640 Highway 395 | Olancha | Inyo | California | 93549 | solar | Solar = 4 MW | Solar Photovoltaic | 4 | 4 | [9 empty] | 4 |  |  | EIA-860, EIA-860M and EIA-923 | 202406 | -117.9955 | 36.2647
-12394312.1049 | 3902340.9418 | 43181 | 60413 | Bonnybrooke PV | 57369 | Apple, Inc | IPP Non-CHP | 19240 Quail Run Road | Florence | Pinal | Arizona | 85132 | solar | Solar = 50 MW | Solar Photovoltaic | 50 | 50 | [9 empty] | 50 |  |  | EIA-860, EIA-860M and EIA-923 | 202406 | -111.34 | 33.053
-11407431.2006 | 4106316.3334 | 43182 | 60414 | Bethel Wind Farm LLC | 17650 | Southern Power Co | IPP Non-CHP | 657 CR 617 | Dimmitt | Castro | Texas | 79027 | wind | Wind = 276 MW | Onshore Wind Turbine | 276 | 276 | [10 empty] | 276 |  | EIA-860, EIA-860M and EIA-923 | 202406 | -102.4747 | 34.5753
-8574043.1407 | 4277363.2465 | 43183 | 60415 | Hardison Farm Solar, LLC | 61060 | Cypress Creek Renewables | IPP Non-CHP | 19925 Hwy 64 | Williamston | Martin | North Carolina | 27892 | solar | Solar = 5.2 MW | Solar Photovoltaic | 5.2 | 5.2 | [9 empty] | 5.2 |  |  | EIA-860, EIA-860M and EIA-923 | 202406 | -77.0219 | 35.8308
-8829264.2241 | 4125179.9963 | 43184 | 60416 | Maxton Solar, LLC | 61060 | Cypress Creek Renewables | IPP Non-CHP | 425 Elrod Rd | Maxton | Robeson | North Carolina | 28364 | solar | Solar = 4.9 MW | Solar Photovoltaic | 4.9 | 4.9 | [9 empty] | 4.9 |  |  | EIA-860, EIA-860M and EIA-923 | 202406 | -79.3146 | 34.7147
-8583871.5386 | 4280039.6389 | 43185 | 60417 | Modlin Solar Farm | 61060 | Cypress Creek Renewables | IPP Non-CHP | 4975 Wild Cat Road | Williamston | Martin | North Carolina | 27892 | solar | Solar = 4.9 MW | Solar Photovoltaic | 4.9 | 4.9 | [9 empty] | 4.9 |  |  | EIA-860, EIA-860M and EIA-923 | 202406 | -77.1102 | 35.8503
-13546314.1005 | 6040697.2805 | 43186 | 60418 | Calligan Creek Hydroelectric Project | 17470 | PUD No 1 of Snohomish County | Electric Utility | 48200 SE 3rd St | Snoqualmie | King | Washington | 98065 | hydroelectric | Hydroelectric = 7 MW | Conventional Hydroelectric | 6 | 7 |  |  |  |  | 7 | [7 empty] | EIA-860, EIA-860M and EIA-923 | 202406 | -121.6886 | 47.6008
-13171916.4854 | 4698183.6938 | 43187 | 60419 | Don A Campbell 2 Geothermal | 60227 | ORNI 37 LLC | IPP Non-CHP | 1132 Gabbs Valley Road | Luning | Mineral | Nevada | 89420 | geothermal | Geothermal = 16.2MW | Geothermal | 25 | 16.2 |  |  |  | 16.2 | [8 empty] | EIA-860, EIA-860M and EIA-923 | 202406 | -118.3253 | 38.8358
-12664261.8701 | 4487725.1443 | 43188 | 60421 | Veyo Heat Recovery Project | 40575 | Utah Associated Mun Power Sys | Electric Utility | 145 W. 1400 N | Gunlock | Washington | Utah | 84733 | other | Other = 8.4 MW | All Other | 9.5 | 8.4 | [11 empty] | 8.4 | EIA-860, EIA-860M and EIA-923 | 202406 | -113.765 | 37.348
-8500828.7569 | 4358714.8812 | 43189 | 60422 | Morgan's Corner | 58468 | Dominion Renewable Energy | Electric Utility | 918 U.S. 158 | Elizabeth City | Pasquotank | North Carolina | 27909 | solar | Solar = 19.8 MW | Solar Photovoltaic | 20 | 19.8 | [9 empty] | 19.8 |  |  | EIA-860, EIA-860M and EIA-923 | 202406 | -76.3642 | 36.4211
-7888458.6796 | 5110635.862 | 43190 | 60423 | Fairhaven C CSG | 61944 | MN8 Energy LLC | IPP Non-CHP | 197 New Boston Rd | Fairhaven | Bristol | Massachusetts | 2719 | solar | Solar = 1.6 MW | Solar Photovoltaic | 1.6 | 1.6 | [9 empty] | 1.6 |  |  | EIA-860, EIA-860M and EIA-923 | 202406 | -70.8632 | 41.663
-7907424.1812 | 5164770.0151 | 43191 | 60424 | West Bridgewater AB CSG | 61944 | MN8 Energy LLC | IPP Non-CHP | 586 Manley St | West Bridgewater | Plymouth | Massachusetts | 2379 | solar | Solar = 1.7 MW | Solar Photovoltaic | 1.7 | 1.7 | [9 empty] | 1.7 |  |  | EIA-860, EIA-860M and EIA-923 | 202406 | -71.0336 | 42.0253
-8216638.5572 | 5326242.0908 | 43192 | 60425 | Skidmore College | 63249 | Terraform Arcadia | IPP Non-CHP | 122 Denton Road | Saratoga Springs | Saratoga | New York | 12866 | solar | Solar = 1.8 MW | Solar Photovoltaic | 1.8 | 1.8 | [9 empty] | 1.8 |  |  | EIA-860, EIA-860M and EIA-923 | 202406 | -73.8113 | 43.0937
-13044584.9104 | 3964877.5958 | 43193 | 60426 | RCWD PV Project | 61944 | MN8 Energy LLC | IPP Non-CHP | 2679 Washington Ave | Murrieta | Riverside | California | 92562 | solar | Solar = 3.9 MW | Solar Photovoltaic | 4.1 | 3.9 | [9 empty] | 3.9 |  |  | EIA-860, EIA-860M and EIA-923 | 202406 | -117.1815 | 33.5226
-10795671.5993 | 3931276.9152 | 43194 | 60427 | CoServ Community Solar Station | 60228 | CoServ Electric | IPP Non-CHP | 15554 Ike Byrom Rd | Aubrey | Denton | Texas | 76227 | solar | Solar = 2 MW | Solar Photovoltaic | 2 | 2 | [9 empty] | 2 |  |  | EIA-860, EIA-860M and EIA-923 | 202406 | -96.9792 | 33.2706
-13619271.7816 | 4568130.652 | 43195 | 60428 | CA Dept of Public Health at Richmond | 58540 | California PV Energy LLC | IPP Non-CHP | 850 Marina Bay Parkway | Richmond | Contra Costa | California | 94804 | solar | Solar = 2.2 MW | Solar Photovoltaic | 2.2 | 2.2 | [9 empty] | 2.2 |  |  | EIA-860, EIA-860M and EIA-923 | 202406 | -122.344 | 37.92
-8716182.1004 | 4310169.4029 | 43196 | 60429 | Tides Lane Farm | 64778 | Strata Manager, LLC | IPP Non-CHP | 150 Tides Lane Road | Louisburg | Franklin | North Carolina | 27549 | solar | Solar = 3.7 MW | Solar Photovoltaic | 3.7 | 3.7 | [9 empty] | 3.7 |  |  | EIA-860, EIA-860M and EIA-923 | 202406 | -78.2988 | 36.0694
-8492174.3344 | 5236551.2596 | 43197 | 60431 | Tompkins Cortland Community College | 60231 | SEC LHNY Solar One, LLC | IPP Non-CHP | 170 North Street | Dryden | Tompkins | New York | 13053 | solar | Solar = 2 MW | Solar Photovoltaic | 2 | 2 | [9 empty] | 2 |  |  | EIA-860, EIA-860M and EIA-923 | 202406 | -76.2865 | 42.5025
-12594362.3581 | 4555027.0157 | 43198 | 60432 | Three Peaks Power | 60245 | Three Peaks Power LLC | IPP Non-CHP | 7856 N. Lund Highway | Cedar City | Iron | Utah | 84721 | solar | Solar = 80 MW | Solar Photovoltaic | 80 | 80 | [9 empty] | 80 |  |  | EIA-860, EIA-860M and EIA-923 | 202406 | -113.1371 | 37.8271
-9671904.902 | 4695406.4658 | 43199 | 60435 | Crane Solar Facility | 15470 | Duke Energy Indiana, LLC | Electric Utility | 300 Highway 361 | Crane | Martin | Indiana | 47522 | solar | Solar = 17 MW | Solar Photovoltaic | 17 | 17 | [9 empty] | 17 |  |  | EIA-860, EIA-860M and EIA-923 | 202406 | -86.8842 | 38.8164
-11385951.6595 | 3632863.8183 | 43200 | 60436 | East Pecos Solar | 17650 | Southern Power Co | IPP Non-CHP | 7220 Nevill Road | McCamey | Pecos | Texas | 75792 | solar | Solar = 118.5 MW | Solar Photovoltaic | 118.5 | 118.5 | [9 empty] | 118.5 |  |  | EIA-860, EIA-860M and EIA-923 | 202406 | -102.2817 | 31.0009
-8302383.5082 | 4968582.515 | 43201 | 60437 | Bernards Solar | 56990 | NJR Clean Energy Ventures Corporation | IPP Non-CHP | 157 Pill Hill Road | Somerset | Somerset | New Jersey | 7924 | solar | Solar = 2.9 MW | Solar Photovoltaic | 2.9 | 2.9 | [9 empty] | 2.9 |  |  | EIA-860, EIA-860M and EIA-923 | 202406 | -74.5816 | 40.7027
-8652323.7859 | 4316531.4419 | 43202 | 60438 | Whitakers Farm (Fisher Rd) | 64778 | Strata Manager, LLC | IPP Non-CHP | 12300 Fisher Road | Whitakers | Nash | North Carolina | 27891 | solar | Solar = 3.4 MW | Solar Photovoltaic | 3.4 | 3.4 | [9 empty] | 3.4 |  |  | EIA-860, EIA-860M and EIA-923 | 202406 | -77.7251 | 36.1155
-8868306.3072 | 4147853.2914 | 43203 | 60439 | Sellers Farm Solar | 64778 | Strata Manager, LLC | IPP Non-CHP | 217 Old Laurinburg Rd. | Hamlet | Richmond | North Carolina | 28345 | solar | Solar = 5 MW | Solar Photovoltaic | 5 | 5 | [9 empty] | 5 |  |  | EIA-860, EIA-860M and EIA-923 | 202406 | -79.6654 | 34.882
-8721891.8998 | 4166568.2687 | 43204 | 60440 | McGrigor Farm Solar | 58508 | Carolina Solar Energy LLC | IPP Non-CHP | 1001 N US Highway 421 | Clinton | Sampson | North Carolina | 28328 | solar | Solar = 5 MW | Solar Photovoltaic | 5 | 5 | [9 empty] | 5 |  |  | EIA-860, EIA-860M and EIA-923 | 202406 | -78.3501 | 35.0198
-13694334.5143 | 5609250.3296 | 43205 | 60441 | Salem Smart Power Center | 15248 | Portland General Electric Co | Electric Utility | 1615 22nd Stree SE | Salem | Marion | Oregon | 97302 | batteries | Battery = 5 MW | Batteries | 5 | 5 | 5 | [11 empty] | EIA-860, EIA-860M and EIA-923 | 202406 | -123.0183 | 44.922
-7877094.0728 | 5152414.4101 | 43206 | 60442 | Carver MA 1 Community Solar | 62836 | Navisun LLC | IPP Non-CHP | 0 Solar Circle | Carver | Plymouth | Massachusetts | 2330 | solar | Solar = 2 MW | Solar Photovoltaic | 2 | 2 | [9 empty] | 2 |  |  | EIA-860, EIA-860M and EIA-923 | 202406 | -70.7611 | 41.9428
-7870803.4083 | 5131316.7145 | 43207 | 60443 | Wareham MA 1 Community Solar | 62836 | Navisun LLC | IPP Non-CHP | 158 Tihonet Street | Wareham | Plymouth | Massachusetts | 2571 | solar | Solar = 2 MW | Solar Photovoltaic | 2 | 2 | [9 empty] | 2 |  |  | EIA-860, EIA-860M and EIA-923 | 202406 | -70.7046 | 41.8017
-13574988.8882 | 6255885.4325 | 43208 | 60444 | Glacier Battery Storage | 15500 | Puget Sound Energy Inc | Electric Utility | 6769 Vaughn Avenue | Glacier | Whatcom | Washington | 98244 | batteries | Battery = 2 MW | Batteries | 2 | 2 | 2 | [11 empty] | EIA-860, EIA-860M and EIA-923 | 202406 | -121.9462 | 48.888
-12950130.3225 | 5379799.2212 | 43209 | 60445 | ID Solar | 61012 | AES Distributed Energy | IPP Non-CHP | 18106 South Cloverdale Road | Kuna | Ada | Idaho | 83634 | solar | Solar = 40 MW | Solar Photovoltaic | 40 | 40 | [9 empty] | 40 |  |  | EIA-860, EIA-860M and EIA-923 | 202406 | -116.333 | 43.444
-13253701.8021 | 4236768.3839 | 43210 | 60446 | E&B Resources | 63249 | Terraform Arcadia | IPP Non-CHP | 34740 Merced Ave | Bakersfield | Kern | California | 93308 | solar | Solar = 1 MW | Solar Photovoltaic | 1 | 1 | [9 empty] | 1 |  |  | EIA-860, EIA-860M and EIA-923 | 202406 | -119.06 | 35.5346
-8517758.2251 | 4785990.7475 | 43211 | 60447 | Presbyterian Senior Living Service | 63249 | Terraform Arcadia | IPP Non-CHP | 11630 Glen Arms Road | Glen Arm | Baltimore | Maryland | 21057 | solar | Solar = 1.2 MW | Solar Photovoltaic | 1 | 1.2 | [9 empty] | 1.2 |  |  | EIA-860, EIA-860M and EIA-923 | 202406 | -76.5163 | 39.4476
-9264671.2653 | 3608114.0852 | 43212 | 60448 | Valdosta | 63249 | Terraform Arcadia | IPP Non-CHP | 1638 New Statenville Highway | Valdosta | Lowndes | Georgia | 31606 | solar | Solar = 1 MW | Solar Photovoltaic | 1 | 1 | [9 empty] | 1 |  |  | EIA-860, EIA-860M and EIA-923 | 202406 | -83.226 | 30.8101
-12505965.5542 | 4744975.1051 | 43213 | 60449 | Pavant Solar II LLC | 60238 | Pavant Solar II LLC | IPP Non-CHP | 1330 West 8900 North Street | Fillmore | Millard | Utah | 84631 | solar | Solar = 50 MW | Solar Photovoltaic | 50 | 50 | [9 empty] | 50 |  |  | EIA-860, EIA-860M and EIA-923 | 202406 | -112.343 | 39.1625
-13310083.677 | 4314707.8042 | 43214 | 60450 | Corcoran | 63249 | Terraform Arcadia | IPP Non-CHP | 1520 Patterson Ave | Corcoran | Kings | California | 93212 | solar | Solar = 1.1 MW | Solar Photovoltaic | 1.1 | 1.1 | [9 empty] | 1.1 |  |  | EIA-860, EIA-860M and EIA-923 | 202406 | -119.5665 | 36.1023
-7968690.3101 | 5159119.02 | 43215 | 60451 | Brookside | 63249 | Terraform Arcadia | IPP Non-CHP | 90 Tifft Road | North Smithfield | Providence | Rhode Island | 2896 | solar | Solar = 1 MW | Solar Photovoltaic | 1 | 1 | [9 empty] | 1 |  |  | EIA-860, EIA-860M and EIA-923 | 202406 | -71.584 | 41.9876
-8097791.7537 | 5000708.8257 | 43216 | 60452 | Calverton | 63249 | Terraform Arcadia | IPP Non-CHP | 3651 Middle Country Rd | Calverton | Suffolk | New York | 11933 | solar | Solar = 3 MW | Solar Photovoltaic | 3 | 3 | [9 empty] | 3 |  |  | EIA-860, EIA-860M and EIA-923 | 202406 | -72.7437 | 40.9211
-8834453.9387 | 5173156.581 | 43217 | 60453 | Cummins, Inc | 63249 | Terraform Arcadia | IPP Non-CHP | 4720 Baker St | Lakewood | Chautauqua | New York | 14750 | solar | Solar = 1.8 MW | Solar Photovoltaic | 1.8 | 1.8 | [9 empty] | 1.8 |  |  | EIA-860, EIA-860M and EIA-923 | 202406 | -79.3612 | 42.0812
-8700351.6896 | 5225117.5713 | 43218 | 60454 | Houghton | 63249 | Terraform Arcadia | IPP Non-CHP | 1 Willard Avenue | Houghton | Allegany | New York | 14744 | solar | Solar = 2 MW | Solar Photovoltaic | 2 | 2 | [9 empty] | 2 |  |  | EIA-860, EIA-860M and EIA-923 | 202406 | -78.1566 | 42.4267
-8392027.5356 | 5337326.8449 | 43219 | 60455 | Oneida - South | 60239 | Oneida DG Solar, LLC | IPP Non-CHP | 6415 Sutliff Rd | Whitestown | Oneida | New York | 13492 | solar | Solar = 1.9 MW | Solar Photovoltaic | 1.9 | 1.9 | [9 empty] | 1.9 |  |  | EIA-860, EIA-860M and EIA-923 | 202406 | -75.3869 | 43.1664
-8394031.2865 | 5337825.0232 | 43220 | 60456 | Oneida - West | 60239 | Oneida DG Solar, LLC | IPP Non-CHP | 6575 Sutliff Rd | Whitestown | Oneida | New York | 13492 | solar | Solar = 1.9 MW | Solar Photovoltaic | 1.9 | 1.9 | [9 empty] | 1.9 |  |  | EIA-860, EIA-860M and EIA-923 | 202406 | -75.4049 | 43.1696
-7754594.2089 | 5612947.8553 | 43221 | 60457 | Athens Energy | 60242 | Athens Energy, LLC | IPP Non-CHP | 164 Harmony Rd. | Athens | Somerset | Maine | 4912 | biomass | Biomass = 7.1 MW | Wood/Wood Waste Biomass | 8.5 | 7.1 |  | 7.1 | [10 empty] | EIA-860, EIA-860M and EIA-923 | 202406 | -69.6607 | 44.9455
-8036107.2862 | 5207287.4478 | 43222 | 60458 | Hardwick-Athol & Eagle Hill | 60240 | SEC CRSD Solar One, LLC | IPP Non-CHP | 262 Lower Rd | Hardwick | Worcester | Massachusetts | 1031 | solar | Solar = 2.8 MW | Solar Photovoltaic | 2.8 | 2.8 | [9 empty] | 2.8 |  |  | EIA-860, EIA-860M and EIA-923 | 202406 | -72.1896 | 42.3084
-10747474.9352 | 3330929.0329 | 43223 | 60459 | Port Comfort Power LLC | 61199 | Peaker Power, LLC | IPP Non-CHP | 135 Diebel Lane | Point Comfort | Calhoun | Texas | 77978 | natural gas | Natural Gas = 86 MW | Natural Gas Fired Combustion Turbine | 121 | 86 | [6 empty] | 86 | [5 empty] | EIA-860, EIA-860M and EIA-923 | 202406 | -96.5462 | 28.6481
-10587746.4941 | 3488546.9078 | 43224 | 60460 | Chamon Power LLC | 61199 | Peaker Power, LLC | IPP Non-CHP | 18511 Beaumont Hwy | Houston | Harris | Texas | 77049 | natural gas | Natural Gas = 86 MW | Natural Gas Fired Combustion Turbine | 121 | 86 | [6 empty] | 86 | [5 empty] | EIA-860, EIA-860M and EIA-923 | 202406 | -95.1113 | 29.8832
-8482694.5892 | 4789527.2722 | 43225 | 60461 | The Clorox Company | 57313 | Tesla Inc. | IPP Non-CHP | 1467 Perryman Rd | Aberdeen | Harford | Maryland | 21001 | solar | Solar = 1.6 MW | Solar Photovoltaic | 1.6 | 1.6 | [9 empty] | 1.6 |  |  | EIA-860, EIA-860M and EIA-923 | 202406 | -76.2013 | 39.4721
-8517690.6541 | 5377548.2565 | 43226 | 60462 | Onondaga County- Clearwater | 57313 | Tesla Inc. | IPP Non-CHP | 1633 Rathburn Road | Oswego | Oswego | New York | 13126 | solar | Solar = 2 MW | Solar Photovoltaic | 2 | 2 | [9 empty] | 2 |  |  | EIA-860, EIA-860M and EIA-923 | 202406 | -76.5157 | 43.4293
-8237726.9215 | 5205245.3197 | 43227 | 60463 | Greene County Meter #1 | 57313 | Tesla Inc. | IPP Non-CHP | 84 Volunteer Drive | Cairo | Greene | New York | 12413 | solar | Solar = 1.6 MW | Solar Photovoltaic | 1.6 | 1.6 | [9 empty] | 1.6 |  |  | EIA-860, EIA-860M and EIA-923 | 202406 | -74.0008 | 42.2948
-8871792.1657 | 4891441.763 | 43228 | 60464 | Tenaska Westmoreland Generating Station | 60249 | Tenaska Pennsylvania Partners, LLC | IPP Non-CHP | 446 Smithton Pike road | Smithton | Westmoreland | Pennsylvania | 15479 | natural gas | Natural Gas = 947 MW | Natural Gas Fired Combined Cycle | 1134 | 947 | [6 empty] | 947 | [5 empty] | EIA-860, EIA-860M and EIA-923 | 202406 | -79.6967 | 40.1752
-8469547.98 | 4714997.1443 | 43229 | 60465 | Chesapeake College | 57313 | Tesla Inc. | IPP Non-CHP | 1000 College Cir | Wye Mills | Queen Annes | Maryland | 21679 | solar | Solar = 1.5 MW | Solar Photovoltaic | 1.5 | 1.5 | [9 empty] | 1.5 |  |  | EIA-860, EIA-860M and EIA-923 | 202406 | -76.0832 | 38.9534
-12388660.637 | 3835860.6863 | 43230 | 60467 | Red Rock | 803 | Arizona Public Service Co | Electric Utility | 25990 East Camino Adelante Roa | Red Rock | Maricopa | Arizona | 85145 | solar | Solar = 40 MW | Solar Photovoltaic | 40 | 40 | [9 empty] | 40 |  |  | EIA-860, EIA-860M and EIA-923 | 202406 | -111.2892 | 32.551
-10625614.1566 | 3458289.4082 | 43231 | 60468 | Friendswood Energy | 34623 | Tejas Power Generation LLC | IPP Non-CHP | 12000 BLK Hiram Clarke Road | Houston | Harris | Texas | 77085 | natural gas | Natural Gas = 117 MW | Natural Gas Fired Combustion Turbine | 121.5 | 117 | [6 empty] | 117 | [5 empty] | EIA-860, EIA-860M and EIA-923 | 202406 | -95.4515 | 29.6473
-9065080.0938 | 3665259.1407 | 43232 | 60469 | Solar Glynn | 61060 | Cypress Creek Renewables | IPP Non-CHP | 850 Harry Driggers Blvd | Brunswick | Glynn | Georgia | 31525 | solar | Solar = 18 MW | Solar Photovoltaic | 18 | 18 | [9 empty] | 18 |  |  | EIA-860, EIA-860M and EIA-923 | 202406 | -81.433 | 31.25
-9434438.1642 | 5030205.5518 | 43233 | 60470 | Paulding Wind Farm III | 60258 | Paulding Wind Farm III LLC | IPP Non-CHP | 9630 SR 49 | Payne | Paulding | Ohio | 45880 | wind | Wind = 100.8 MW | Onshore Wind Turbine | 100.8 | 100.8 | [10 empty] | 100.8 |  | EIA-860, EIA-860M and EIA-923 | 202406 | -84.751 | 41.121
-9969443.3105 | 5104265.4724 | 43234 | 60471 | Green River Wind Farm | 60259 | Green River Wind Farm Phase 1, LLC | IPP Non-CHP | 2723 County Line Rd | Deer Grove | Lee | Illinois | 61243 | wind | Wind = 194.3 MW | Onshore Wind Turbine | 194.3 | 194.3 | [10 empty] | 194.3 |  | EIA-860, EIA-860M and EIA-923 | 202406 | -89.557 | 41.6203
-10939279.5311 | 3423841.1572 | 43235 | 60472 | CPS 1 Community Solar | 16604 | City of San Antonio - (TX) | Electric Utility | 12750 E US Hwy 87 | Adkins | Bexar | Texas | 78101 | solar | Solar = 1 MW | Solar Photovoltaic | 1 | 1 | [9 empty] | 1 |  |  | EIA-860, EIA-860M and EIA-923 | 202406 | -98.2692 | 29.378
-7910024.9385 | 5104385.1966 | 43236 | 60473 | Westport MA 1 Community Solar | 62836 | Navisun LLC | IPP Non-CHP | 703 Old County Road | Westport | Bristol | Massachusetts | 2790 | solar | Solar = 1.3 MW | Solar Photovoltaic | 1.3 | 1.3 | [9 empty] | 1.3 |  |  | EIA-860, EIA-860M and EIA-923 | 202406 | -71.057 | 41.6211
-13169390.6462 | 4120249.5603 | 43237 | 60474 | Bayshore Solar B, LLC | 61012 | AES Distributed Energy | IPP Non-CHP | 43634 100th Street West | Lancaster | Los Angeles | California | 93534 | solar | Solar = 20 MW | Solar Photovoltaic | 20 | 20 | [9 empty] | 20 |  |  | EIA-860, EIA-860M and EIA-923 | 202406 | -118.3026 | 34.6783
-13170663.9185 | 4120660.1328 | 43238 | 60475 | Bayshore Solar C, LLC | 61012 | AES Distributed Energy | IPP Non-CHP | 43934 110th Street West | Lancaster | Los Angeles | California | 93534 | solar | Solar = 20 MW | Solar Photovoltaic | 20 | 20 | [9 empty] | 20 |  |  | EIA-860, EIA-860M and EIA-923 | 202406 | -118.3141 | 34.6813
-7910024.9385 | 5104385.1966 | 43239 | 60476 | Westport MA 2 Community Solar | 62836 | Navisun LLC | IPP Non-CHP | 703 Old County Road | Westport | Bristol | Massachusetts | 2790 | solar | Solar = 1.2 MW | Solar Photovoltaic | 1.2 | 1.2 | [9 empty] | 1.2 |  |  | EIA-860, EIA-860M and EIA-923 | 202406 | -71.057 | 41.6211
-8218082.9276 | 5242065.0315 | 43240 | 60477 | Bethlehem - East | 60250 | DG Bethlehem Solar, LLC | IPP Non-CHP | 253-A Bridge Street | Selkirk | Albany | New York | 12158 | solar | Solar = 1.7 MW | Solar Photovoltaic | 1.7 | 1.7 | [9 empty] | 1.7 |  |  | EIA-860, EIA-860M and EIA-923 | 202406 | -73.8243 | 42.539
-8218082.9276 | 5242065.0315 | 43241 | 60478 | Bethlehem - West | 60250 | DG Bethlehem Solar, LLC | IPP Non-CHP | 253-B Bridge Street | Selkirk | Albany | New York | 12158 | solar | Solar = 1 MW | Solar Photovoltaic | 1 | 1 | [9 empty] | 1 |  |  | EIA-860, EIA-860M and EIA-923 | 202406 | -73.8243 | 42.539
-8933904.5454 | 4334570.5325 | 43242 | 60480 | Germantown Solar, LLC | 61060 | Cypress Creek Renewables | IPP Non-CHP | 2105 Rural Hall | Rural Hall | Forsyth | North Carolina | 27045 | solar | Solar = 1.5 MW | Solar Photovoltaic | 1.5 | 1.5 | [9 empty] | 1.5 |  |  | EIA-860, EIA-860M and EIA-923 | 202406 | -80.2546 | 36.2463
-13168883.0293 | 4118829.932 | 43243 | 60481 | Bayshore Solar A, LLC | 61012 | AES Distributed Energy | IPP Non-CHP | 9047 West Avenue K | Lancaster | Los Angeles | California | 93534 | solar | Solar = 20 MW | Solar Photovoltaic | 20 | 20 | [9 empty] | 20 |  |  | EIA-860, EIA-860M and EIA-923 | 202406 | -118.2981 | 34.6678
-8583628.1941 | 4278153.3249 | 43244 | 60484 | Williamston West Farm, LLC | 64778 | Strata Manager, LLC | IPP Non-CHP | 14666 US HWY 64 | Williamston | Martin | North Carolina | 27892 | solar | Solar = 4.9 MW | Solar Photovoltaic | 4.9 | 4.9 | [9 empty] | 4.9 |  |  | EIA-860, EIA-860M and EIA-923 | 202406 | -77.108 | 35.8365
-13031170.9118 | 4101678.5103 | 43245 | 60485 | Longboat Solar, LLC | 65411 | Duke Energy Renewables Services | IPP Non-CHP | 25685 Community Blvd | Barstow | San Bernardino | California | 92311 | solar | Solar = 20 MW | Solar Photovoltaic | 20 | 20 | [9 empty] | 20 |  |  | EIA-860, EIA-860M and EIA-923 | 202406 | -117.061 | 34.541
-12463664.1477 | 6060895.0025 | 43246 | 60486 | Greenfield Wind - MT | 60025 | Greenbacker Renewable Energy Corporation | IPP Non-CHP | 179 7th Road NE | Fairfield | Teton | Montana | 59436 | wind | Wind = 25 MW | Onshore Wind Turbine | 25 | 25 | [10 empty] | 25 |  | EIA-860, EIA-860M and EIA-923 | 202406 | -111.963 | 47.723
-8554012.3115 | 4349026.5366 | 43247 | 60487 | River Road Solar, LLC | 65411 | Duke Energy Renewables Services | IPP Non-CHP | 951 River Road | Cofield | Hertford | North Carolina | 27922 | solar | Solar = 5 MW | Solar Photovoltaic | 5 | 5 | [9 empty] | 5 |  |  | EIA-860, EIA-860M and EIA-923 | 202406 | -76.842 | 36.351
-8307784.1733 | 4890525.2579 | 43248 | 60489 | Hamilton Solar-Crosswicks | 60267 | Hartz Solar Hamilton, LLC | IPP Non-CHP | 1041 Yardville Allentown Road | Hamilton | Mercer | New Jersey | 8690 | solar | Solar = 7.5 MW | Solar Photovoltaic | 7.5 | 7.5 | [9 empty] | 7.5 |  |  | EIA-860, EIA-860M and EIA-923 | 202406 | -74.6301 | 40.169
-13226082.4346 | 4206661.7989 | 43249 | 60490 | Redwood 4 Solar Farm | 60277 | 54 KR 8me LLC | IPP Non-CHP | 4238 Towerline Rd | Edison | Kern | California | 93307 | solar | Solar = 20 MW | Solar Photovoltaic | 20 | 20 | [9 empty] | 20 |  |  | EIA-860, EIA-860M and EIA-923 | 202406 | -118.8119 | 35.3142
-13135883.8134 | 4187164.5466 | 43250 | 60491 | Springbok 3 Solar Farm Hybrid | 60278 | 64KT 8me LLC | IPP Non-CHP | 31997 Cholla Rd | Cantil | Kern | California | 93519 | solar | Battery = 1.5 MW, Solar = 90 MW | Batteries; Solar Photovoltaic; | 91.5 | 91.5 | 1.5 | [8 empty] | 90 |  |  | EIA-860, EIA-860M and EIA-923 | 202406 | -118.0017 | 35.1712
-8166826.3133 | 5197469.604 | 43251 | 60492 | Rail Trail | 60281 | Altus Power America Management, LLC | IPP Non-CHP | 69 Van Deusenville Rd. | Great Barrington | Berkshire | Massachusetts | 1230 | solar | Solar = 2 MW | Solar Photovoltaic | 2 | 2 | [9 empty] | 2 |  |  | EIA-860, EIA-860M and EIA-923 | 202406 | -73.3638 | 42.2431
-8164668.2737 | 5195287.6703 | 43252 | 60493 | Rising Paper | 60281 | Altus Power America Management, LLC | IPP Non-CHP | 0 Park St. | Great Barrington | Berkshire | Massachusetts | 1230 | solar | Solar = 2.5 MW | Solar Photovoltaic | 2.5 | 2.5 | [9 empty] | 2.5 |  |  | EIA-860, EIA-860M and EIA-923 | 202406 | -73.3445 | 42.2286
-8063844.9863 | 5167672.0945 | 43253 | 60494 | Hampden | 60281 | Altus Power America Management, LLC | IPP Non-CHP | 229 Somers Rd. | Hampden | Hampden | Massachusetts | 1036 | solar | Solar = 3.2 MW | Solar Photovoltaic | 3.2 | 3.2 | [9 empty] | 3.2 |  |  | EIA-860, EIA-860M and EIA-923 | 202406 | -72.4388 | 42.0447
-7952224.4876 | 5130948.0243 | 43254 | 60495 | Little Bay | 60281 | Altus Power America Management, LLC | IPP Non-CHP | 100 Dupont Drive | Providence | Providence | Rhode Island | 2907 | solar | Solar = 1.3 MW | Solar Photovoltaic | 1.3 | 1.3 | [9 empty] | 1.3 |  |  | EIA-860, EIA-860M and EIA-923 | 202406 | -71.436 | 41.7992
-8475744.9134 | 4689193.8841 | 43255 | 60496 | MEBA | 60281 | Altus Power America Management, LLC | IPP Non-CHP | 27050 St. Michael's Rd. | Easton | Talbot | Maryland | 21601 | solar | Solar = 1.5 MW | Solar Photovoltaic | 1.5 | 1.5 | [9 empty] | 1.5 |  |  | EIA-860, EIA-860M and EIA-923 | 202406 | -76.1389 | 38.7729
-11676933.1274 | 4950510.365 | 43256 | 60497 | SR Skylark B | 60263 | SR Skylark B, LLC | IPP Non-CHP | 8505 CR 80.5 | Severance | Weld | Colorado | 80546 | solar | Solar = 2 MW | Solar Photovoltaic | 2 | 2 | [9 empty] | 2 |  |  | EIA-860, EIA-860M and EIA-923 | 202406 | -104.8957 | 40.5795
-7973089.3224 | 5244418.8735 | 43257 | 60498 | Shirley Water | 60281 | Altus Power America Management, LLC | IPP Non-CHP | 0 Walker Road | Shirley | Middlesex | Massachusetts | 1464 | solar | Solar = 2 MW | Solar Photovoltaic | 2 | 2 | [9 empty] | 2 |  |  | EIA-860, EIA-860M and EIA-923 | 202406 | -71.6235 | 42.5546
-8240016.2068 | 4984958.8279 | 43258 | 60500 | Westside Avenue | 60268 | Hartz Solar, LLC | Commercial Non-CHP | 8501 Westside Avenue | North Bergen | Hudson | New Jersey | 7047 | solar | Solar = 0.9 MW | Solar Photovoltaic | 1 | 0.9 | [9 empty] | 0.9 |  |  | EIA-860, EIA-860M and EIA-923 | 202406 | -74.0213 | 40.8141
-8245744.3739 | 4980361.5711 | 43259 | 60501 | Hartz Way | 60268 | Hartz Solar, LLC | Commercial Non-CHP | 50 Hartz Way | Secaucus | Hudson | New Jersey | 7094 | solar | Solar = 0.9 MW | Solar Photovoltaic | 1 | 0.9 | [9 empty] | 0.9 |  |  | EIA-860, EIA-860M and EIA-923 | 202406 | -74.0728 | 40.7828
-10839402.4594 | 3989105.433 | 43260 | 60502 | Tyler Bluff Wind Project, LLC | 17650 | Southern Power Co | IPP Non-CHP | 5858 County Road 424 | Muenster | Cooke | Texas | 76252 | wind | Wind = 125 MW | Onshore Wind Turbine | 125.6 | 125 | [10 empty] | 125 |  | EIA-860, EIA-860M and EIA-923 | 202406 | -97.372 | 33.7039
-10779827.6075 | 5645947.7933 | 43261 | 60503 | Crowned Ridge Wind Energy Center | 61416 | Crowned Ridge Wind, LLC | IPP Non-CHP | TBD | Watertown | Codington | South Dakota | 57201 | wind | Wind = 200.1 MW | Onshore Wind Turbine | 200.1 | 200.1 | [10 empty] | 200.1 |  | EIA-860, EIA-860M and EIA-923 | 202406 | -96.8368 | 45.1549
-10727663.4054 | 5550038.4291 | 43262 | 60504 | Blazing Star Wind Farm 1 | 13781 | Northern States Power Co - Minnesota | Electric Utility | TBD | Hendricks | Lincoln | Minnesota | 56136 | wind | Wind = 200 MW | Onshore Wind Turbine | 200 | 200 | [10 empty] | 200 |  | EIA-860, EIA-860M and EIA-923 | 202406 | -96.3682 | 44.5441
-10889987.5945 | 5629639.6873 | 43263 | 60505 | Crocker Wind Farm | 60290 | Crocker Wind Farm, LLC | IPP Non-CHP | 15024 404th Ave | Conde | Clark | South Dakota | 57434 | wind | Wind = 200 MW | Onshore Wind Turbine | 200 | 200 | [10 empty] | 200 |  | EIA-860, EIA-860M and EIA-923 | 202406 | -97.8264 | 45.0515
-8452570.1992 | 5176680.5731 | 43264 | 60507 | Broome County | 57313 | Tesla Inc. | IPP Non-CHP | 399 B | Conklin | Broome | New York | 13748 | solar | Solar = 4 MW | Solar Photovoltaic | 4 | 4 | [9 empty] | 4 |  |  | EIA-860, EIA-860M and EIA-923 | 202406 | -75.9307 | 42.1047
-13026896.2433 | 3928574.424 | 43265 | 60509 | Valley Center | 59462 | Heelstone Energy Holdings, LLC | IPP Non-CHP | 29465 Cole Grade Road | Valley Center | San Diego | California | 92082 | solar | Solar = 2.3 MW | Solar Photovoltaic | 2.3 | 2.3 | [9 empty] | 2.3 |  |  | EIA-860, EIA-860M and EIA-923 | 202406 | -117.0226 | 33.2503
-8511488.2661 | 4330935.4109 | 43266 | 60510 | Two Mile Desert Project | 58871 | Citizens Enterprises Corporation | IPP Non-CHP | 180 Two Mile Desert Road | Hertford | Perquimans | North Carolina | 27944 | solar | Solar = 16.2 MW | Solar Photovoltaic | 16.2 | 16.2 | [9 empty] | 16.2 |  |  | EIA-860, EIA-860M and EIA-923 | 202406 | -76.46 | 36.22
-11654559.3569 | 4664835.3063 | 43267 | 60511 | Clear Spring Ranch PV Project | 60293 | DG Colorado Solar, LLC | IPP Non-CHP | 7383 Loren Lane | Fountain | El Paso | Colorado | 80817 | solar | Solar = 10 MW | Solar Photovoltaic | 10 | 10 | [9 empty] | 10 |  |  | EIA-860, EIA-860M and EIA-923 | 202406 | -104.6947 | 38.6021
-9430367.6557 | 3901384.8593 | 43268 | 60512 | Greenville | 63249 | Terraform Arcadia | IPP Non-CHP | 678 County Farm Road | Greenville | Meriwether | Georgia | 30222 | solar | Solar = 1 MW | Solar Photovoltaic | 1 | 1 | [9 empty] | 1 |  |  | EIA-860, EIA-860M and EIA-923 | 202406 | -84.7144 | 33.0458
-9424700.937 | 3774996.5732 | 43269 | 60513 | Richland | 63249 | Terraform Arcadia | IPP Non-CHP | 160 Richland Street Drive | Columbus | Stewart | Georgia | 31825 | solar | Solar = 1 MW | Solar Photovoltaic | 1 | 1 | [9 empty] | 1 |  |  | EIA-860, EIA-860M and EIA-923 | 202406 | -84.6635 | 32.089
-9454553.8188 | 3641208.0662 | 43270 | 60514 | Seminole | 63249 | Terraform Arcadia | IPP Non-CHP | 3621 Old Jakin Road | Donalsonville | Seminole | Georgia | 39845 | solar | Solar = 1.6 MW | Solar Photovoltaic | 1.6 | 1.6 | [9 empty] | 1.6 |  |  | EIA-860, EIA-860M and EIA-923 | 202406 | -84.9317 | 31.0651
-9283450.9748 | 3639286.1389 | 43271 | 60515 | Vidalia Water Treatment Plant | 63249 | Terraform Arcadia | IPP Non-CHP | 693 Old Coffee Road | Hahira | Lowndes | Georgia | 31632 | solar | Solar = 1 MW | Solar Photovoltaic | 1 | 1 | [9 empty] | 1 |  |  | EIA-860, EIA-860M and EIA-923 | 202406 | -83.3947 | 31.0503
-13030926.0089 | 3931250.2866 | 43272 | 60516 | NLP Granger | 59462 | Heelstone Energy Holdings, LLC | IPP Non-CHP | 30645 Mesa Crest Road | Valley Center | San Diego | California | 92082 | solar | Solar = 3 MW | Solar Photovoltaic | 3 | 3 | [9 empty] | 3 |  |  | EIA-860, EIA-860M and EIA-923 | 202406 | -117.0588 | 33.2704
-13546435.4388 | 6035976.9705 | 43273 | 60517 | Hancock Creek Hydroelectric Project | 17470 | PUD No 1 of Snohomish County | Electric Utility | 48000 North Lake Hancock RD SE | Snoqualmie | King | Washington | 98065 | hydroelectric | Hydroelectric = 7 MW | Conventional Hydroelectric | 6 | 7 |  |  |  |  | 7 | [7 empty] | EIA-860, EIA-860M and EIA-923 | 202406 | -121.6897 | 47.5722
-8120787.6889 | 5406737.9008 | 43274 | 60518 | Stafford Hill Solar Hybrid | 7601 | Green Mountain Power Corp | Electric Utility | 14 Gleason Road | Rutland | Rutland | Vermont | 5701 | solar | Battery = 2 MW, Solar = 2 MW | Batteries; Solar Photovoltaic; | 4 | 4 | 2 | [8 empty] | 2 |  |  | EIA-860, EIA-860M and EIA-923 | 202406 | -72.9503 | 43.6194
-10530740.4507 | 5723047.3506 | 43275 | 60519 | Albany Solar | 59380 | Enel Green Power NA, Inc. | IPP Non-CHP | 23505 360th St. | Albany | Stearns | Minnesota | 56307 | solar | Solar = 10 MW | Solar Photovoltaic | 10 | 10 | [9 empty] | 10 |  |  | EIA-860, EIA-860M and EIA-923 | 202406 | -94.5993 | 45.6413
-10475935.7504 | 5660492.1829 | 43276 | 60520 | Annandale Solar | 59380 | Enel Green Power NA, Inc. | IPP Non-CHP | 6523 Klever Ave NW | Annandale | Wright | Minnesota | 55302 | solar | Solar = 6 MW | Solar Photovoltaic | 6 | 6 | [9 empty] | 6 |  |  | EIA-860, EIA-860M and EIA-923 | 202406 | -94.1069 | 45.247
-10549718.4202 | 5643725.7568 | 43277 | 60521 | Atwater Solar | 59380 | Enel Green Power NA, Inc. | IPP Non-CHP | 19602 Hwy 12 NE (Pleasant Ave | Atwater | Kandiyohi | Minnesota | 56209 | solar | Solar = 4 MW | Solar Photovoltaic | 4 | 4 | [9 empty] | 4 |  |  | EIA-860, EIA-860M and EIA-923 | 202406 | -94.7697 | 45.1409
-10341797.9903 | 5693038.5562 | 43278 | 60522 | Chisago Solar | 59380 | Enel Green Power NA, Inc. | IPP Non-CHP | 35002 Lincoln Rd | North Branch | Chisago | Minnesota | 55056 | solar | Solar = 6.5 MW | Solar Photovoltaic | 6.5 | 6.5 | [9 empty] | 6.5 |  |  | EIA-860, EIA-860M and EIA-923 | 202406 | -92.902 | 45.4525
-10339527.2954 | 5469467.7089 | 43279 | 60523 | Dodge Center Solar | 59380 | Enel Green Power NA, Inc. | IPP Non-CHP | 63539 180th Ave | Dodge Center | Dodge | Minnesota | 55927 | solar | Solar = 6.5 MW | Solar Photovoltaic | 6.5 | 6.5 | [9 empty] | 6.5 |  |  | EIA-860, EIA-860M and EIA-923 | 202406 | -92.8816 | 44.026
-10454743.7476 | 5489386.6614 | 43280 | 60524 | Eastwood Solar | 59380 | Enel Green Power NA, Inc. | IPP Non-CHP | 21280 594th Ave | Mankato | Blue Earth | Minnesota | 56001 | solar | Solar = 5.5 MW | Solar Photovoltaic | 5.5 | 5.5 | [9 empty] | 5.5 |  |  | EIA-860, EIA-860M and EIA-923 | 202406 | -93.9166 | 44.1545
-10333218.7085 | 5583703.54 | 43281 | 60525 | Hastings Solar | 59380 | Enel Green Power NA, Inc. | IPP Non-CHP | 13005 Norell Rd South | Hastings | Dakota | Minnesota | 55033 | solar | Solar = 4.5 MW | Solar Photovoltaic | 4.5 | 4.5 | [9 empty] | 4.5 |  |  | EIA-860, EIA-860M and EIA-923 | 202406 | -92.8249 | 44.7593
-10453252.623 | 5515153.8411 | 43282 | 60526 | Lake Emily Solar | 59380 | Enel Green Power NA, Inc. | IPP Non-CHP | 31848 State Hwy 99 | St. Peter | Nicollet | Minnesota | 56082 | solar | Solar = 4.5 MW | Solar Photovoltaic | 4.5 | 4.5 | [9 empty] | 4.5 |  |  | EIA-860, EIA-860M and EIA-923 | 202406 | -93.9032 | 44.3204
-10443119.3211 | 5652407.5693 | 43283 | 60527 | Lake Pulaski Solar | 59380 | Enel Green Power NA, Inc. | IPP Non-CHP | 3013 Eaken Ave NE | Buffalo | Wright | Minnesota | 55074 | solar | Solar = 7.5 MW | Solar Photovoltaic | 7.5 | 7.5 | [9 empty] | 7.5 |  |  | EIA-860, EIA-860M and EIA-923 | 202406 | -93.8121 | 45.1959
-10318618.3781 | 5684919.0179 | 43284 | 60528 | Lawrence Creek Solar | 59380 | Enel Green Power NA, Inc. | IPP Non-CHP | 20264 310th St | Shafer | Chisago | Minnesota | 55074 | solar | Solar = 3.5 MW | Solar Photovoltaic | 3.5 | 3.5 | [9 empty] | 3.5 |  |  | EIA-860, EIA-860M and EIA-923 | 202406 | -92.6937 | 45.4013
-10455439.0491 | 5630283.2317 | 43285 | 60529 | Montrose Solar | 59380 | Enel Green Power NA, Inc. | IPP Non-CHP | 6500 Bishop Ave SW | Montrose | Wright | Minnesota | 55363 | solar | Solar = 3.5 MW | Solar Photovoltaic | 3.5 | 3.5 | [9 empty] | 3.5 |  |  | EIA-860, EIA-860M and EIA-923 | 202406 | -93.9228 | 45.0556
-10544318.6456 | 5683589.8851 | 43286 | 60530 | Paynesville Solar | 59380 | Enel Green Power NA, Inc. | IPP Non-CHP | 29572 185th St | Paynesville | Stearns | Minnesota | 56362 | solar | Solar = 10 MW | Solar Photovoltaic | 10 | 10 | [9 empty] | 10 |  |  | EIA-860, EIA-860M and EIA-923 | 202406 | -94.7212 | 45.3929
-10315270.2217 | 5497473.6004 | 43287 | 60531 | Pine Island Solar | 59380 | Enel Green Power NA, Inc. | IPP Non-CHP | 855 511th St NW | Pine Island | Goodhue | Minnesota | 55963 | solar | Solar = 4 MW | Solar Photovoltaic | 4 | 4 | [9 empty] | 4 |  |  | EIA-860, EIA-860M and EIA-923 | 202406 | -92.6636 | 44.2066
-10411821.5123 | 5479754.6182 | 43288 | 60532 | Waseca Solar | 59380 | Enel Green Power NA, Inc. | IPP Non-CHP | 36475 Lake St | Waseca | Waseca | Minnesota | 55963 | solar | Solar = 10 MW | Solar Photovoltaic | 10 | 10 | [9 empty] | 10 |  |  | EIA-860, EIA-860M and EIA-923 | 202406 | -93.531 | 44.0924
-10387292.2625 | 5508087.5896 | 43289 | 60533 | West Faribault Solar | 59380 | Enel Green Power NA, Inc. | IPP Non-CHP | 21756 Bagley Ave | Faribault | Rice | Minnesota | 55021 | solar | Solar = 5.5 MW | Solar Photovoltaic | 5.5 | 5.5 | [9 empty] | 5.5 |  |  | EIA-860, EIA-860M and EIA-923 | 202406 | -93.3106 | 44.2749
-10453044.0103 | 5588505.0221 | 43290 | 60534 | West Waconia Solar | 59380 | Enel Green Power NA, Inc. | IPP Non-CHP | 14900 118th St | Norwood Young America | Carver | Minnesota | 55397 | solar | Solar = 8.5 MW | Solar Photovoltaic | 8.5 | 8.5 | [9 empty] | 8.5 |  |  | EIA-860, EIA-860M and EIA-923 | 202406 | -93.9013 | 44.7899
-9104030.7836 | 4024558.3648 | 43291 | 60535 | Saluda Solar, LLC | 61060 | Cypress Creek Renewables | IPP Non-CHP | 864 Johnston HWY | Saluda | Saluda | South Carolina | 29138 | solar | Solar = 6.8 MW | Solar Photovoltaic | 6.8 | 6.8 | [9 empty] | 6.8 |  |  | EIA-860, EIA-860M and EIA-923 | 202406 | -81.7829 | 33.9684
-10483207.3621 | 4309752.9466 | 43292 | 60536 | UA Central Utility Plant | 60295 | University Of Arkansas | Commercial CHP | 845 W Dickson St | Fayetteville | Washington | Arkansas | 72701 | natural gas | Natural Gas = 5.2 MW | Natural Gas Fired Combustion Turbine | 5.6 | 5.2 | [6 empty] | 5.2 | [5 empty] | EIA-860, EIA-860M and EIA-923 | 202406 | -94.1723 | 36.0663
-8153827.9817 | 5522707.2073 | 43293 | 60537 | Limerick Road Solar Farm | 60297 | Limerick Road Solar, LLC | IPP Non-CHP | 197 Limerick Road | Shelburne | Chittenden | Vermont | 5482 | solar | Solar = 2.2 MW | Solar Photovoltaic | 2.2 | 2.2 | [9 empty] | 2.2 |  |  | EIA-860, EIA-860M and EIA-923 | 202406 | -73.2471 | 44.3689
-8728948.7762 | 4224831.7925 | 43294 | 60538 | Langdon Solar Farm, LLC | 64778 | Strata Manager, LLC | IPP Non-CHP | 879 Boyette Road | Four Oaks | Johnston | North Carolina | 27524 | solar | Solar = 5 MW | Solar Photovoltaic | 5 | 5 | [9 empty] | 5 |  |  | EIA-860, EIA-860M and EIA-923 | 202406 | -78.4135 | 35.4473
-8780587.439 | 4143193.4933 | 43295 | 60539 | Innovative Solar 42 | 60303 | Innovative Solar 42, LLC | IPP Non-CHP | 3132 County Line Rd | Fayetteville | Bladen | North Carolina | 28306 | solar | Solar = 71 MW | Solar Photovoltaic | 71 | 71 | [9 empty] | 71 |  |  | EIA-860, EIA-860M and EIA-923 | 202406 | -78.8774 | 34.8476
-8767010.3573 | 4101465.6633 | 43296 | 60540 | Innovative Solar 31 | 61944 | MN8 Energy LLC | IPP Non-CHP | 299 White Farm Lane | Bladenboro | Bladen | North Carolina | 28320 | solar | Solar = 35 MW | Solar Photovoltaic | 35 | 35 | [9 empty] | 35 |  |  | EIA-860, EIA-860M and EIA-923 | 202406 | -78.7554 | 34.5394
-10501809.183 | 5081913.4649 | 43297 | 60541 | Wind GEM | 60302 | Wind GEM, LLC | IPP Non-CHP | 1235 Trenton Ave | Stuart | Adair | Iowa | 50250 | wind | Wind = 1.9 MW | Onshore Wind Turbine | 1.9 | 1.9 | [10 empty] | 1.9 |  | EIA-860, EIA-860M and EIA-923 | 202406 | -94.3394 | 41.47
-8143400.5736 | 5539668.2103 | 43298 | 60542 | 158th Fighter Wing Solar Farm | 60301 | 158th Fighter Wing | IPP Non-CHP | 30 Falcon St | South Burlington | Chittenden | Vermont | 5403 | solar | Solar = 1.3 MW | Solar Photovoltaic | 1.3 | 1.3 | [9 empty] | 1.3 |  |  | EIA-860, EIA-860M and EIA-923 | 202406 | -73.1534 | 44.4777
-9282887.9208 | 3936272.5864 | 43299 | 60544 | Tri-County Solar Facility | 7140 | Georgia Power Co | Electric Utility | 866 Oak Street | Eatonton | Putnam | Georgia | 31024 | solar | Solar = 1 MW | Solar Photovoltaic | 1 | 1 | [9 empty] | 1 |  |  | EIA-860, EIA-860M and EIA-923 | 202406 | -83.3896 | 33.3081
-10876504.2438 | 4435037.465 | 43300 | 60545 | Grant Plains Wind, LLC | 17650 | Southern Power Co | IPP Non-CHP | 99644 Logan Rd. | Medford | Grant | Oklahoma | 73759 | wind | Wind = 147 MW | Onshore Wind Turbine | 147.2 | 147 | [10 empty] | 147 |  | EIA-860, EIA-860M and EIA-923 | 202406 | -97.7053 | 36.9708
-17742010.7191 | 2511197.709 | 43301 | 60546 | KIUC Kapaia PV and BA Storage Project Hybrid | 57313 | Tesla Inc. | IPP Non-CHP | 34 Maalo Road | Lihue | Kauai | Hawaii | 96766 | solar | Battery = 11 MW, Solar = 15 MW | Batteries; Solar Photovoltaic; | 28 | 26 | 11 | [8 empty] | 15 |  |  | EIA-860, EIA-860M and EIA-923 | 202406 | -159.3792 | 21.9973
-8127267.8191 | 5531746.9331 | 43302 | 60547 | GMP Solar - Richmond | 7601 | Green Mountain Power Corp | Electric Utility | 254 Governor Peck Highway | Richmond | Chittenden | Vermont | 5477 | solar | Solar = 1.9 MW | Solar Photovoltaic | 1.9 | 1.9 | [9 empty] | 1.9 |  |  | EIA-860, EIA-860M and EIA-923 | 202406 | -73.0085 | 44.4269
-13495081.5313 | 5475976.0252 | 43303 | 60548 | NorWest Energy 2, LLC | 61060 | Cypress Creek Renewables | IPP Non-CHP | 21850 Neff Rd. | Bend | Deschutes | Oregon | 97701 | solar | Solar = 9.9 MW | Solar Photovoltaic | 9.9 | 9.9 | [9 empty] | 9.9 |  |  | EIA-860, EIA-860M and EIA-923 | 202406 | -121.2284 | 44.068
-8816527.9385 | 4138928.9854 | 43304 | 60549 | ZV Solar 3, LLC | 61119 | SRE Utility Solar 1, LLC | IPP Non-CHP | 72 Milk Dairy Road | Red Springs | Robeson | North Carolina | 28377 | solar | Solar = 4.9 MW | Solar Photovoltaic | 5 | 4.9 | [9 empty] | 4.9 |  |  | EIA-860, EIA-860M and EIA-923 | 202406 | -79.2002 | 34.8162
-9276315.0614 | 4079417.0458 | 43305 | 60550 | GRP Franklin Renewable Energy Facility | 60251 | GRP Franklin Renewable Energy Facility, LLC | IPP Non-CHP | 3465 Highway 198 | Carnesville | Franklin | Georgia | 30521 | biomass | Biomass = 58 MW | Wood/Wood Waste Biomass | 58 | 58 |  | 58 | [10 empty] | EIA-860, EIA-860M and EIA-923 | 202406 | -83.3306 | 34.3761
-8645732.7815 | 5141425.1666 | 43306 | 60551 | Big Level Wind | 60328 | Big Level Wind LLC | IPP Non-CHP | 259 South String Trail | Hector Township | Potter | Pennsylvania | 16943 | wind | Wind = 90 MW | Onshore Wind Turbine | 90 | 90 | [10 empty] | 90 |  | EIA-860, EIA-860M and EIA-923 | 202406 | -77.6659 | 41.8693
-9940959.2132 | 3668622.7075 | 43307 | 60552 | Hattiesburg Solar Farm | 60326 | Hattiesburg Farm, LLC | IPP Non-CHP | 382 Bonhomie Rd | Hattiesburg | Forrest | Mississippi | 39401 | solar | Solar = 50 MW | Solar Photovoltaic | 50 | 50 | [9 empty] | 50 |  |  | EIA-860, EIA-860M and EIA-923 | 202406 | -89.3012 | 31.2758
-8723864.2585 | 4337230.8541 | 43308 | 60553 | Southerland Farm Solar | 64778 | Strata Manager, LLC | IPP Non-CHP | 571 Gillburg Rd. | Henderson | Vance | North Carolina | 27537 | solar | Solar = 5 MW | Solar Photovoltaic | 5 | 5 | [9 empty] | 5 |  |  | EIA-860, EIA-860M and EIA-923 | 202406 | -78.3678 | 36.2656
-9195237.2914 | 3739633.1119 | 43309 | 60554 | Hazlehurst II | 60330 | SR South Loving, LLC | IPP Non-CHP | Hatton Still Road | Hazlehurst | Jeff Davis | Georgia | 31539 | solar | Solar = 52.5 MW | Solar Photovoltaic | 52.5 | 52.5 | [9 empty] | 52.5 |  |  | EIA-860, EIA-860M and EIA-923 | 202406 | -82.6022 | 31.8194
-9857464.5857 | 4182998.5862 | 43310 | 60555 | Selmer I | 60331 | Selmer North Solar I, LLC | IPP Non-CHP | HWY 142 | Selmer | McNairy | Tennessee | 38375 | solar | Solar = 16 MW | Solar Photovoltaic | 16 | 16 | [9 empty] | 16 |  |  | EIA-860, EIA-860M and EIA-923 | 202406 | -88.5511 | 35.1406
-9868101.831 | 4186477.941 | 43311 | 60556 | Selmer II | 60332 | Selmer North Solar II, LLC | IPP Non-CHP | 1350 Ervin Hester Road | Selmer | McNairy | Tennessee | 38375 | solar | Solar = 8 MW | Solar Photovoltaic | 8 | 8 | [9 empty] | 8 |  |  | EIA-860, EIA-860M and EIA-923 | 202406 | -88.6467 | 35.1661
-12767920.5762 | 3977714.0047 | 43312 | 60558 | Solar Blythe 2 | 60307 | NRG Solar Blythe II LLC | IPP Non-CHP | NRG Solar Blythe II LLC | Blythe | Riverside | California | 92225 | solar | Solar = 20 MW | Solar Photovoltaic | 20 | 20 | [9 empty] | 20 |  |  | EIA-860, EIA-860M and EIA-923 | 202406 | -114.6962 | 33.6187
-9733469.5898 | 5871514.862 | 43313 | 60559 | Marquette Energy Center | 11701 | City of Marquette - (MI) | Electric Utility | 2200 Wright Street | Marquette | Marquette | Michigan | 49855 | natural gas | Natural Gas = 50.1 MW | Natural Gas Internal Combustion Engine | 51.3 | 50.1 | [6 empty] | 50.1 | [5 empty] | EIA-860, EIA-860M and EIA-923 | 202406 | -87.4372 | 46.566
-10002582.2324 | 4211756.2863 | 43314 | 60560 | Millington Solar Farm | 60334 | SR Millington, LLC | IPP Non-CHP | Kerrville Rosemark Road | Millington | Shelby | Tennessee | 38053 | solar | Solar = 53 MW | Solar Photovoltaic | 53 | 53 | [9 empty] | 53 |  |  | EIA-860, EIA-860M and EIA-923 | 202406 | -89.8547 | 35.3515
-8148072.9866 | 5478728.7708 | 43315 | 60562 | GMP Solar - Panton Hybrid | 7601 | Green Mountain Power Corp | Electric Utility | 3761 Panton Road | Panton | Addison | Vermont | 5491 | solar | Battery = 1 MW, Solar = 4.9 MW | Batteries; Solar Photovoltaic; | 5.9 | 5.9 | 1 | [8 empty] | 4.9 |  |  | EIA-860, EIA-860M and EIA-923 | 202406 | -73.1954 | 44.0858
-16969964.2982 | 7921267.5069 | 43316 | 60563 | Flywheel Energy Storage System Microgrid | 10433 | Kodiak Electric Assn Inc | Electric Utility | Gibson Cove | Kodiak | Kodiak Island | Alaska | 99615 | other | Other = 2 MW | Flywheels | 2 | 2 | [11 empty] | 2 | EIA-860, EIA-860M and EIA-923 | 202406 | -152.4438 | 57.7801
-10302826.5951 | 5471483.0697 | 43317 | 60564 | Westside Energy Station | 16181 | Rochester Public Utilities | Electric Utility | 5846 19th St. NW | Rochester | Olmsted | Minnesota | 55901 | natural gas | Natural Gas = 46.5 MW | Natural Gas Internal Combustion Engine | 46.5 | 46.5 | [6 empty] | 46.5 | [5 empty] | EIA-860, EIA-860M and EIA-923 | 202406 | -92.5519 | 44.039
-12951978.226 | 3931211.6753 | 43318 | 60565 | Borrego Springs Energy Storage | 60336 | SDGE Batteries | Electric Utility | 2100 Borrego Valley Road | Borrego Springs | San Diego | California | 92004 | batteries | Battery = 1.5 MW | Batteries | 1.5 | 1.5 | 1.5 | [11 empty] | EIA-860, EIA-860M and EIA-923 | 202406 | -116.3496 | 33.2701
-13037026.2056 | 3942720.875 | 43319 | 60566 | Pala Energy Storage Yard | 60336 | SDGE Batteries | Electric Utility | HWY 76 & Pala Del Norte | Pala | San Diego | California | 92059 | batteries | Battery = 1 MW | Batteries | 1 | 1 | 1 | [11 empty] | EIA-860, EIA-860M and EIA-923 | 202406 | -117.1136 | 33.3565
-13084913.4016 | 3970148.0163 | 43320 | 60567 | Ortega Highway Energy Storage | 60336 | SDGE Batteries | Electric Utility | 33608 Ortega Highway | San Juan Capistrano | Orange | California | 92675 | batteries | Battery = 2 MW | Batteries | 2 | 2 | 2 | [11 empty] | EIA-860, EIA-860M and EIA-923 | 202406 | -117.5438 | 33.5621
-13045711.6863 | 3889872.4498 | 43321 | 60568 | Canyon Crest Academy | 60336 | SDGE Batteries | Electric Utility | 5951 Village Center Loop Road | San Diego | San Diego | California | 92130 | batteries | Battery = 1 MW | Batteries | 1 | 1 | 1 | [11 empty] | EIA-860, EIA-860M and EIA-923 | 202406 | -117.1916 | 32.9591
-13030007.1778 | 3870310.3862 | 43322 | 60569 | El Cajon Energy Storage | 16609 | San Diego Gas & Electric Co | Electric Utility | 904 W Main St | El Cajon | San Diego | California | 92020 | batteries | Battery = 7.5 MW | Batteries | 7.5 | 7.5 | 7.5 | [11 empty] | EIA-860, EIA-860M and EIA-923 | 202406 | -117.0505 | 32.8115
-13037101.3463 | 3911833.7619 | 43323 | 60570 | Escondido Energy Storage | 16609 | San Diego Gas & Electric Co | Electric Utility | 571 Enterprise Street | San Diego | San Diego | California | 92029 | batteries | Battery = 30 MW | Batteries | 30 | 30 | 30 | [11 empty] | EIA-860, EIA-860M and EIA-923 | 202406 | -117.1143 | 33.1244
-13046398.0823 | 3879098.0835 | 43324 | 60571 | North City - Landfill Gas Engine North | 16764 | City of San Diego | Commercial Non-CHP | 4949 Eastgate Mall | San Diego | San Diego | California | 92121 | biomass | Biomass = 1.4 MW | Landfill Gas | 1.6 | 1.4 |  | 1.4 | [10 empty] | EIA-860, EIA-860M and EIA-923 | 202406 | -117.1978 | 32.8778
-9911110.5615 | 5248083.7743 | 43325 | 60573 | HQC Rock River Solar Power Gen Station | 60338 | HQC Rock River Solar Power Generation Station LLC | IPP Non-CHP | 827 West B-R Town Line Road | Beloit | Rock | Wisconsin | 53511 | solar | Solar = 2.1 MW | Solar Photovoltaic | 2.1 | 2.1 | [9 empty] | 2.1 |  |  | EIA-860, EIA-860M and EIA-923 | 202406 | -89.033 | 42.5788
-11086976.673 | 4323556.1806 | 43326 | 60574 | Great Western Wind Energy, LLC | 57170 | EDF Renewable Asset Holdings, Inc. | IPP Non-CHP | 59165 S County Road 191 | Arnett | Ellis | Oklahoma | 73832 | wind | Wind = 225 MW | Onshore Wind Turbine | 225 | 225 | [10 empty] | 225 |  | EIA-860, EIA-860M and EIA-923 | 202406 | -99.596 | 36.1665
-8915933.3494 | 4167062.3811 | 43327 | 60575 | Wadesboro Farm 2 | 64778 | Strata Manager, LLC | IPP Non-CHP | 3095 US Hwy 52N | Wadesboro | Anson | North Carolina | 28170 | solar | Solar = 5 MW | Solar Photovoltaic | 5 | 5 | [9 empty] | 5 |  |  | EIA-860, EIA-860M and EIA-923 | 202406 | -80.0932 | 35.0234
-8911239.6744 | 4159717.5263 | 43328 | 60576 | Wadesboro Farm 3 | 64778 | Strata Manager, LLC | IPP Non-CHP | 604 Stanback Ferry Ice Plant R | Wadesboro | Anson | North Carolina | 28170 | solar | Solar = 5 MW | Solar Photovoltaic | 5 | 5 | [9 empty] | 5 |  |  | EIA-860, EIA-860M and EIA-923 | 202406 | -80.051 | 34.9694
-8895509.2285 | 4215128.389 | 43329 | 60577 | Hector Farm | 64778 | Strata Manager, LLC | IPP Non-CHP | 307 Shiloh Rd. | Troy | Montgomery | North Carolina | 27371 | solar | Solar = 5 MW | Solar Photovoltaic | 5 | 5 | [9 empty] | 5 |  |  | EIA-860, EIA-860M and EIA-923 | 202406 | -79.9097 | 35.3762
-8694294.6848 | 4273019.7995 | 43330 | 60578 | Kojak Farm | 64778 | Strata Manager, LLC | IPP Non-CHP | 9360 Pace Rd. | Bailey | Nash | North Carolina | 27807 | solar | Solar = 5 MW | Solar Photovoltaic | 5 | 5 | [9 empty] | 5 |  |  | EIA-860, EIA-860M and EIA-923 | 202406 | -78.1022 | 35.7991
-8750222.8215 | 4340448.2476 | 43331 | 60579 | Meriwether Farm | 64778 | Strata Manager, LLC | IPP Non-CHP | 830 Lewis St. | Oxford | Granville | North Carolina | 27565 | solar | Solar = 5 MW | Solar Photovoltaic | 5 | 5 | [9 empty] | 5 |  |  | EIA-860, EIA-860M and EIA-923 | 202406 | -78.6046 | 36.2889
-8757875.1459 | 4193719.4027 | 43332 | 60580 | Soluga Farms III | 64778 | Strata Manager, LLC | IPP Non-CHP | 10082 Dunn Rd. | Godwin | Cumberland | North Carolina | 28344 | solar | Solar = 5 MW | Solar Photovoltaic | 5 | 5 | [9 empty] | 5 |  |  | EIA-860, EIA-860M and EIA-923 | 202406 | -78.6733 | 35.2193
-11386900.7695 | 3664192.4931 | 43333 | 60581 | Upton County Solar | 56769 | Consolidated Edison Development Inc. | IPP Non-CHP | 2361 Letter B Road | McCamey | Upton | Texas | 79752 | solar | Solar = 150 MW | Solar Photovoltaic | 150 | 150 | [9 empty] | 150 |  |  | EIA-860, EIA-860M and EIA-923 | 202406 | -102.2903 | 31.2418
-9390237.4246 | 3552393.93 | 43334 | 60582 | CoTAL Solar Farm | 60453 | Onward Energy | IPP Non-CHP | 5700 Springhill Rd. | Tallahassee | Leon | Florida | 32305 | solar | Solar = 20 MW | Solar Photovoltaic | 20 | 20 | [9 empty] | 20 |  |  | EIA-860, EIA-860M and EIA-923 | 202406 | -84.3539 | 30.3793
-9505372.0569 | 3878898.0672 | 43335 | 60583 | LaFayette Solar Farm | 60347 | AL Solar A, LLC | IPP Non-CHP | 11475 County Rd 83 | LaFayette | Chambers | Alabama | 36862 | solar | Solar = 79.2 MW | Solar Photovoltaic | 79.2 | 79.2 | [9 empty] | 79.2 |  |  | EIA-860, EIA-860M and EIA-923 | 202406 | -85.3882 | 32.8763
-8466005.2372 | 4409841.4444 | 43336 | 60584 | Oceana Solar | 19876 | Virginia Electric & Power Co | Electric Utility | Hornet Drive | Virginia Beach | Virginia Beach City | Virginia | 23453 | solar | Solar = 17.6 MW | Solar Photovoltaic | 17.6 | 17.6 | [9 empty] | 17.6 |  |  | EIA-860, EIA-860M and EIA-923 | 202406 | -76.0514 | 36.7898
-9310539.571 | 4007177.2883 | 43337 | 60585 | Mount Vernon Solar | 20065 | Walton Electric Member Corp | Electric Utility | 840 US Hgwy 78 | Monroe | Walton | Georgia | 30655 | solar | Solar = 1 MW | Solar Photovoltaic | 1 | 1 | [9 empty] | 1 |  |  | EIA-860, EIA-860M and EIA-923 | 202406 | -83.638 | 33.8388
-9317118.5529 | 3993515.2125 | 43338 | 60586 | Pleasant Valley Solar | 20065 | Walton Electric Member Corp | Electric Utility | 42 Pleasant Valley Road | Monroe | Walton | Georgia | 30655 | solar | Solar = 2.5 MW | Solar Photovoltaic | 2.5 | 2.5 | [9 empty] | 2.5 |  |  | EIA-860, EIA-860M and EIA-923 | 202406 | -83.6971 | 33.7368
-9818100.7892 | 5007549.1025 | 43339 | 60587 | Kelly Creek Wind Project | 57170 | EDF Renewable Asset Holdings, Inc. | IPP Non-CHP | 1456 E 3900N Rd | Cabery | Ford | Illinois | 60919 | wind | Wind = 184 MW | Onshore Wind Turbine | 184 | 184 | [10 empty] | 184 |  | EIA-860, EIA-860M and EIA-923 | 202406 | -88.1975 | 40.9675
-8778098.4465 | 4925994.8692 | 43340 | 60589 | CPV Fairview Energy Center | 60350 | CPV Fairview, LLC | IPP Non-CHP | 2862 William Penn Avenue | Johnstown | Cambria | Pennsylvania | 15909 | natural gas | Natural Gas = 1065.3 MW | Natural Gas Fired Combined Cycle | 1197 | 1065.3 | [6 empty] | 1065.3 | [5 empty] | EIA-860, EIA-860M and EIA-923 | 202406 | -78.855 | 40.412
-13178763.0794 | 4142024.9823 | 43341 | 60590 | Golden Fields Solar I, LLC | 61944 | MN8 Energy LLC | IPP Non-CHP | Holiday Ave and 150th St. W | Rosamond | Kern | California | 93560 | solar | Solar = 54 MW | Solar Photovoltaic | 54 | 54 | [9 empty] | 54 |  |  | EIA-860, EIA-860M and EIA-923 | 202406 | -118.3868 | 34.839
-13178763.0794 | 4142024.9823 | 43342 | 60591 | Solar Star California, XLI, LLC | 61944 | MN8 Energy LLC | IPP Non-CHP | Holiday Ave and 150th St. W | Rosamond | Kern | California | 93560 | solar | Solar = 54 MW | Solar Photovoltaic | 54 | 54 | [9 empty] | 54 |  |  | EIA-860, EIA-860M and EIA-923 | 202406 | -118.3868 | 34.839
-10890305.9682 | 4120869.2828 | 43343 | 60592 | Rush Springs Wind | 60819 | Rush Springs Wind Project | IPP Non-CHP | 1579 County Rd 1600 | Marlow | Stephens | Oklahoma | 73055 | wind | Wind = 249.9 MW | Onshore Wind Turbine | 249.9 | 249.9 | [10 empty] | 249.9 |  | EIA-860, EIA-860M and EIA-923 | 202406 | -97.8293 | 34.6829
-8127191.6765 | 5065296.0464 | 43344 | 60593 | UI RCP Woodbridge FC | 19497 | United Illuminating Co | Electric Utility | 25 Newton Rd | Woodbridge | New Haven | Connecticut | 6525 | natural gas | Natural Gas = 2.2 MW | Other Natural Gas | 2.8 | 2.2 | [6 empty] | 2.2 | [5 empty] | EIA-860, EIA-860M and EIA-923 | 202406 | -73.0078 | 41.358
-13167173.2732 | 4170142.4131 | 43345 | 60594 | Voyager Wind I | 2770 | Terra-Gen Operating Co-Wind | IPP Non-CHP | 7021 Oak Creek Road | Mojave | Kern | California | 93501 | wind | Wind = 131.1 MW | Onshore Wind Turbine | 131.1 | 131.1 | [10 empty] | 131.1 |  | EIA-860, EIA-860M and EIA-923 | 202406 | -118.2827 | 35.0461
-8637613.2491 | 5217319.2005 | 43346 | 60596 | Baron Winds Farm | 56215 | RWE Renewables Americas, LLC | IPP Non-CHP | Brown Hill Road | Cohocton | Steuben | New York | 14826 | wind | Wind = 130 MW | Onshore Wind Turbine | 130 | 130 | [10 empty] | 130 |  | EIA-860, EIA-860M and EIA-923 | 202406 | -77.593 | 42.375
-8668585.1144 | 4208050.5247 | 43347 | 60597 | Wayne Solar III LLC | 60802 | Wayne Solar III, LLC | IPP Non-CHP | 5538 US 70 E | Goldsboro | Wayne | North Carolina | 27534 | solar | Solar = 5 MW | Solar Photovoltaic | 5 | 5 | [9 empty] | 5 |  |  | EIA-860, EIA-860M and EIA-923 | 202406 | -77.8712 | 35.3244
-8691767.955 | 4206847.6071 | 43348 | 60598 | Wayne Solar II LLC | 60803 | Wayne Solar II, LLC | IPP Non-CHP | 1134 US Highway 13 South | Goldsboro | Wayne | North Carolina | 27530 | solar | Solar = 5 MW | Solar Photovoltaic | 5 | 5 | [9 empty] | 5 |  |  | EIA-860, EIA-860M and EIA-923 | 202406 | -78.0795 | 35.3156
-8680737.084 | 4158457.9055 | 43349 | 60599 | Duplin Solar I LLC (160 Houston Lane) | 60804 | Duplin Solar I, LLC | IPP Non-CHP | 160 Houston Lane | Kenansville | Duplin | North Carolina | 28349 | solar | Solar = 5 MW | Solar Photovoltaic | 5 | 5 | [9 empty] | 5 |  |  | EIA-860, EIA-860M and EIA-923 | 202406 | -77.9804 | 34.9601
-8959205.2393 | 4157404.867 | 43350 | 60600 | Old Pageland Monroe Road Solar Farm | 61060 | Cypress Creek Renewables | IPP Non-CHP | 1023 Old Pageland Monroe Road | Monroe | Union | North Carolina | 28113 | solar | Solar = 5.3 MW | Solar Photovoltaic | 5.3 | 5.3 | [9 empty] | 5.3 |  |  | EIA-860, EIA-860M and EIA-923 | 202406 | -80.4819 | 34.9523
-8584858.9424 | 4228552.2291 | 43351 | 60601 | Bay Branch Solar | 61677 | Sol Systems | IPP Non-CHP | 6411 US 17 | Chocowinity | Beaufort | North Carolina | 27187 | solar | Solar = 5 MW | Solar Photovoltaic | 5 | 5 | [9 empty] | 5 |  |  | EIA-860, EIA-860M and EIA-923 | 202406 | -77.1191 | 35.4745
-8685038.2465 | 4193966.1762 | 43352 | 60602 | Wayne Solar I LLC | 60805 | Wayne Solar I, LLC | IPP Non-CHP | 1455 Indian Springs Road | Mount Olive | Wayne | North Carolina | 28365 | solar | Solar = 5 MW | Solar Photovoltaic | 5 | 5 | [9 empty] | 5 |  |  | EIA-860, EIA-860M and EIA-923 | 202406 | -78.019 | 35.2211
-12691738.86 | 4205342.6781 | 43353 | 60603 | Jacobson 5 MW Solar | 19728 | UNS Electric, Inc | Electric Utility | 2924 E. CALLE BLANCA | Kingman | Mohave | Arizona | 85409 | solar | Solar = 4.4 MW | Solar Photovoltaic | 4.4 | 4.4 | [9 empty] | 4.4 |  |  | EIA-860, EIA-860M and EIA-923 | 202406 | -114.0118 | 35.3045
-8465363.9256 | 4713133.6824 | 43354 | 60604 | Wye Mills VNEM CSG | 57313 | Tesla Inc. | IPP Non-CHP | 29500 Queen Anne Hwy | Queen Anne | Queen Annes | Maryland | 21657 | solar | Solar = 10 MW | Solar Photovoltaic | 10 | 10 | [9 empty] | 10 |  |  | EIA-860, EIA-860M and EIA-923 | 202406 | -76.0457 | 38.9404
-8028644.8728 | 5092071.5446 | 43355 | 60605 | CMEEC - Rogers Rd Solar | 57313 | Tesla Inc. | IPP Non-CHP | 82 Rogers Rd | Norwich | New London | Connecticut | 6360 | solar | Solar = 1.3 MW | Solar Photovoltaic | 1.3 | 1.3 | [9 empty] | 1.3 |  |  | EIA-860, EIA-860M and EIA-923 | 202406 | -72.1225 | 41.5383
-8023562.2475 | 5068740.5277 | 43356 | 60607 | CMEEC - Polaris Park Solar Hybrid | 57313 | Tesla Inc. | IPP Non-CHP | 2 Lafayette Drive | Gordon | New London | Connecticut | 6340 | solar | Battery = 0.8 MW, Solar = 3.5 MW | Batteries; Solar Photovoltaic; | 4.3 | 4.3 | 0.8 | [8 empty] | 3.5 |  |  | EIA-860, EIA-860M and EIA-923 | 202406 | -72.0769 | 41.3813
-8023818.8389 | 5070848.0808 | 43357 | 60608 | CMEEC - Navy NE Trident | 57313 | Tesla Inc. | IPP Non-CHP | 1130 Pleasant Valley Rd N | Groton | New London | Connecticut | 3640 | solar | Solar = 1 MW | Solar Photovoltaic | 1 | 1 | [9 empty] | 1 |  |  | EIA-860, EIA-860M and EIA-923 | 202406 | -72.0792 | 41.3955
-8026648.3577 | 5097817.1626 | 43358 | 60609 | CMEEC - Norwich Stott St Solar Hybrid | 57313 | Tesla Inc. | IPP Non-CHP | 9 Stott Ave | Norwich | New London | Connecticut | 6360 | solar | Battery = 0.8 MW, Solar = 3.5 MW | Batteries; Solar Photovoltaic; | 4.3 | 4.3 | 0.8 | [8 empty] | 3.5 |  |  | EIA-860, EIA-860M and EIA-923 | 202406 | -72.1046 | 41.5769
-10182462.7296 | 3463065.7919 | 43359 | 60610 | St. Mary Clean Energy Center | 3265 | Cleco Power LLC | Electric Utility | 155 Power Island Lane | Centerville | St Mary | Louisiana | 70522 | other | Other = 43.4 MW | All Other | 50.9 | 43.4 | [11 empty] | 43.4 | EIA-860, EIA-860M and EIA-923 | 202406 | -91.4706 | 29.6846
-8475420.751 | 4366386.6836 | 43360 | 60611 | Summit Farms Solar | 58468 | Dominion Renewable Energy | IPP Non-CHP | 1374 Caratoke Highway | Moyock | Currituck | North Carolina | 27958 | solar | Solar = 62.4 MW | Solar Photovoltaic | 62.4 | 62.4 | [9 empty] | 62.4 |  |  | EIA-860, EIA-860M and EIA-923 | 202406 | -76.136 | 36.4765
-8036476.4216 | 5186027.4021 | 43361 | 60612 | Morin Solar 2013 LLC | 63621 | CVI CleanCapital Solar 6 | IPP Non-CHP | 414-547B Little Rest Rd | Warren | Worcester | Massachusetts | 1083 | solar | Solar = 4 MW | Solar Photovoltaic | 4 | 4 | [9 empty] | 4 |  |  | EIA-860, EIA-860M and EIA-923 | 202406 | -72.1929 | 42.167
-8022559.3702 | 5199418.0114 | 43362 | 60613 | Brookfield Solar 2013 LLC | 63621 | CVI CleanCapital Solar 6 | IPP Non-CHP | 12-12A Orchard Road | North Brookfield | Worcester | Massachusetts | 2451 | solar | Solar = 2 MW | Solar Photovoltaic | 2 | 2 | [9 empty] | 2 |  |  | EIA-860, EIA-860M and EIA-923 | 202406 | -72.0679 | 42.2561
-8045030.6566 | 5183639.2317 | 43363 | 60614 | WYM 1250 Palmer LLC | 63621 | CVI CleanCapital Solar 6 | IPP Non-CHP | 69 Boston Road | Palmer | Hampden | Massachusetts | 1540 | solar | Solar = 1 MW | Solar Photovoltaic | 1 | 1 | [9 empty] | 1 |  |  | EIA-860, EIA-860M and EIA-923 | 202406 | -72.2697 | 42.1511
-7913846.8706 | 5136709.0693 | 43364 | 60615 | Southern Sky Renew Energy Berkley LLC | 60809 | Southern Sky Renewable Energy Berkley, LLC | IPP Non-CHP | 49 S. Main Street | Berkley | Bristol | Massachusetts | 2779 | solar | Solar = 3 MW | Solar Photovoltaic | 3 | 3 | [9 empty] | 3 |  |  | EIA-860, EIA-860M and EIA-923 | 202406 | -71.0913 | 41.8378
-13398391.648 | 5187229.7486 | 43365 | 60616 | BC Solar | 60358 | BC Solar | IPP Non-CHP | 95882 Stock Drive Ln. | Lakeview | Lake | Oregon | 97630 | solar | Solar = 8 MW | Solar Photovoltaic | 8 | 8 | [9 empty] | 8 |  |  | EIA-860, EIA-860M and EIA-923 | 202406 | -120.3598 | 42.175
-11560012.3738 | 4746355.0674 | 43366 | 60619 | Rush Creek Wind | 15466 | Public Service Co of Colorado | Electric Utility | 43820 County Rd 86 | Matheson | Elbert | Colorado | 80830 | wind | Wind = 582.3 MW | Onshore Wind Turbine | 600 | 582.3 | [10 empty] | 582.3 |  | EIA-860, EIA-860M and EIA-923 | 202406 | -103.8454 | 39.1721
-10973793.4713 | 4521205.7559 | 43367 | 60620 | Ninnescah Wind Energy, LLC | 60364 | Ninnescah Wind Energy LLC | IPP Non-CHP | 18950 SW 60th Street | Cunningham | Pratt | Kansas | 67035 | wind | Wind = 208.3 MW | Onshore Wind Turbine | 208.3 | 208.3 | [10 empty] | 208.3 |  | EIA-860, EIA-860M and EIA-923 | 202406 | -98.5793 | 37.5867
-7991737.5635 | 5193841.2429 | 43368 | 60621 | Worcester Landfill | 60369 | City of Worcester DPW | IPP Non-CHP | 20 Nippnapp Trail | Worcester | Worcester | Massachusetts | 1604 | solar | Solar = 6.5 MW | Solar Photovoltaic | 6.5 | 6.5 | [9 empty] | 6.5 |  |  | EIA-860, EIA-860M and EIA-923 | 202406 | -71.791 | 42.219
-9304305.6795 | 5070928.2137 | 43369 | 60622 | DG AMP Solar Bowling Green | 60370 | DG AMP Solar, LLC | IPP Non-CHP | 16520 Carter Rd. | Bowling Green | Wood | Ohio | 43402 | solar | Solar = 20 MW | Solar Photovoltaic | 20 | 20 | [9 empty] | 20 |  |  | EIA-860, EIA-860M and EIA-923 | 202406 | -83.582 | 41.396
-8700191.8348 | 4285562.7214 | 43370 | 60623 | Brantley Solar | 61694 | John Laing US Solar Corp. | IPP Non-CHP | 3707 Frazier Road | Spring Hope | Nash | North Carolina | 27882 | solar | Solar = 50.2 MW | Solar Photovoltaic | 50.2 | 50.2 | [9 empty] | 50.2 |  |  | EIA-860, EIA-860M and EIA-923 | 202406 | -78.1552 | 35.8905
-8713322.3027 | 4318098.3486 | 43371 | 60624 | Fox Creek Solar | 61694 | John Laing US Solar Corp. | IPP Non-CHP | 245 T. K. Allen Road | Louisburg | Franklin | North Carolina | 27549 | solar | Solar = 50.2 MW | Solar Photovoltaic | 50.2 | 50.2 | [9 empty] | 50.2 |  |  | EIA-860, EIA-860M and EIA-923 | 202406 | -78.2731 | 36.1269
-7850380.9572 | 5126138.8815 | 43372 | 60625 | Renew Canal 1 CSG LLC | 60365 | NRG Renew Canal 1 LLC | IPP Non-CHP | 5 Tupper Road | Sandwich | Barnstable | Massachusetts | 2563 | solar | Solar = 1.2 MW | Solar Photovoltaic | 1.2 | 1.2 | [9 empty] | 1.2 |  |  | EIA-860, EIA-860M and EIA-923 | 202406 | -70.5212 | 41.767
-8751047.8102 | 4353450.3655 | 43373 | 60627 | BRE NC Solar 3 | 61298 | Pine Gate Renewables | IPP Non-CHP | 3089 Lewis Road | Oxford | Granville | North Carolina | 27565 | solar | Solar = 5 MW | Solar Photovoltaic | 5 | 5 | [9 empty] | 5 |  |  | EIA-860, EIA-860M and EIA-923 | 202406 | -78.612 | 36.383
-8791120.6005 | 4360976.4385 | 43374 | 60629 | Perkins Solar, LLC | 61060 | Cypress Creek Renewables | IPP Non-CHP | 465 Cavel-Chub Lake Road | Roxboro | Person | North Carolina | 27574 | solar | Solar = 2 MW | Solar Photovoltaic | 2 | 2 | [9 empty] | 2 |  |  | EIA-860, EIA-860M and EIA-923 | 202406 | -78.972 | 36.4374
-10364825.2062 | 5568838.834 | 43375 | 60631 | Empire Solar | 61060 | Cypress Creek Renewables | IPP Non-CHP | 2540 West 197th St. | Farmington | Dakota | Minnesota | 55024 | solar | Solar = 5 MW | Solar Photovoltaic | 5 | 5 | [9 empty] | 5 |  |  | EIA-860, EIA-860M and EIA-923 | 202406 | -93.1088 | 44.6644
-10400534.7178 | 5589528.7183 | 43376 | 60632 | Blue Lake Solar | 61060 | Cypress Creek Renewables | IPP Non-CHP | 6957 County Road 101 E | Shakopee | Scott | Minnesota | 55379 | solar | Solar = 3 MW | Solar Photovoltaic | 3 | 3 | [9 empty] | 3 |  |  | EIA-860, EIA-860M and EIA-923 | 202406 | -93.4296 | 44.7964
-8755611.9094 | 4096003.9655 | 43377 | 60633 | Gainey Solar, LLC | 61060 | Cypress Creek Renewables | IPP Non-CHP | 9546 US 701 Bus Hwy | Clarkton | Bladen | North Carolina | 28434 | solar | Solar = 2 MW | Solar Photovoltaic | 2 | 2 | [9 empty] | 2 |  |  | EIA-860, EIA-860M and EIA-923 | 202406 | -78.653 | 34.499
-9032168.4863 | 4205404.3336 | 43378 | 60634 | Auten Road Farm, LLC | 61060 | Cypress Creek Renewables | IPP Non-CHP | 2960 Monterrey Park Dr | Gastonia | Gaston | North Carolina | 28054 | solar | Solar = 5 MW | Solar Photovoltaic | 5 | 5 | [9 empty] | 5 |  |  | EIA-860, EIA-860M and EIA-923 | 202406 | -81.1373 | 35.305
-8750195.1029 | 4262430.6322 | 43379 | 60635 | Creech Solar 2, LLC | 61060 | Cypress Creek Renewables | IPP Non-CHP | Creech Rd | Garner | Wake | North Carolina | 27529 | solar | Solar = 5 MW | Solar Photovoltaic | 5 | 5 | [9 empty] | 5 |  |  | EIA-860, EIA-860M and EIA-923 | 202406 | -78.6043 | 35.722
-8769118.4145 | 4205903.4557 | 43380 | 60636 | Bunn Level Farm, LLC | 64778 | Strata Manager, LLC | IPP Non-CHP | 153 Industrial Drive | Bunnlevel | Harnett | North Carolina | 28323 | solar | Solar = 5 MW | Solar Photovoltaic | 5 | 5 | [9 empty] | 5 |  |  | EIA-860, EIA-860M and EIA-923 | 202406 | -78.7743 | 35.3086
-8635164.2203 | 4351791.2164 | 43381 | 60637 | Cork Oak Solar | 60380 | Cork Oak Solar, LLC | IPP Non-CHP | 3893 Hwy 301 | Halifax | Halifax | North Carolina | 27839 | solar | Solar = 20 MW | Solar Photovoltaic | 20 | 20 | [9 empty] | 20 |  |  | EIA-860, EIA-860M and EIA-923 | 202406 | -77.571 | 36.371
-8637613.2491 | 4355109.7706 | 43382 | 60638 | Sunflower Solar | 60381 | Sunflower Solar, LLC | IPP Non-CHP | 2439 Highway 301 | Halifax | Halifax | North Carolina | 27839 | solar | Solar = 16 MW | Solar Photovoltaic | 16 | 16 | [9 empty] | 16 |  |  | EIA-860, EIA-860M and EIA-923 | 202406 | -77.593 | 36.395
-10973793.4713 | 4521205.7559 | 43383 | 60639 | Kingman Wind | 60371 | Kingman Wind Energy, LLC | IPP Non-CHP | 18950 SW 60th Street | Cunningham | Pratt | Kansas | 67035 | wind | Wind = 200 MW | Onshore Wind Turbine | 214.8 | 200 | [10 empty] | 200 |  | EIA-860, EIA-860M and EIA-923 | 202406 | -98.5793 | 37.5867
-7755780.7634 | 5552161.0108 | 43384 | 60640 | Solar Mule, LLC | 64658 | Solar Mule, LLC | IPP Non-CHP | 12 Solar Way | Oakland | Kennebec | Maine | 4963 | solar | Solar = 1.5 MW | Solar Photovoltaic | 1.5 | 1.5 | [9 empty] | 1.5 |  |  | EIA-860, EIA-860M and EIA-923 | 202406 | -69.6714 | 44.5577
-13347728.5892 | 4332159.678 | 43385 | 60641 | Henrietta D Energy Storage LLC | 61978 | Convergent Energy and Power LP | IPP Non-CHP | 16885 25th Ave. | Lemoore | Kings | California | 93245 | batteries | Battery = 10 MW | Batteries | 10 | 10 | 10 | [11 empty] | EIA-860, EIA-860M and EIA-923 | 202406 | -119.9047 | 36.2289
-8029421.9942 | 5194412.151 | 43386 | 60644 | West Brookfield Solar, LLC | 63622 | CVI CleanCapital Solar 7 | IPP Non-CHP | 175-185 East Main Street | West Brookfield | Worcester | Massachusetts | 1585 | solar | Solar = 1.4 MW | Solar Photovoltaic | 1.4 | 1.4 | [9 empty] | 1.4 |  |  | EIA-860, EIA-860M and EIA-923 | 202406 | -72.1295 | 42.2228
-11010610.8344 | 3178552.3086 | 43387 | 60645 | Javelina Wind Energy II, LLC | 60384 | Javelina Wind Energy II, LLC | IPP Non-CHP | 5429 VAQUILLAS ROAD | MIRANDO | Webb | Texas | 78369 | wind | Wind = 200 MW | Onshore Wind Turbine | 200 | 200 | [10 empty] | 200 |  | EIA-860, EIA-860M and EIA-923 | 202406 | -98.91 | 27.44
-10406269.6753 | 5587519.5533 | 43388 | 60647 | Shakopee Energy Park | 12667 | Minnesota Municipal Power Agny | Electric Utility | 3030 Vierling Dr. E | Shakopee | Scott | Minnesota | 55379 | natural gas | Natural Gas = 46.5 MW | Natural Gas Internal Combustion Engine | 46.5 | 46.5 | [6 empty] | 46.5 | [5 empty] | EIA-860, EIA-860M and EIA-923 | 202406 | -93.4811 | 44.7836
-10874469.6575 | 3579335.6585 | 43389 | 60649 | Rabbit Hill Energy Storage Project | 60389 | Rabbit Hill Energy Storage Project | IPP Non-CHP | 950 Rabbit Hill Rd. | Georgetown | Williamson | Texas | 78626 | batteries | Battery = 9.9 MW | Batteries | 9.9 | 9.9 | 9.9 | [11 empty] | EIA-860, EIA-860M and EIA-923 | 202406 | -97.687 | 30.5878
-8687185.9334 | 4310303.8181 | 43390 | 60651 | North Nash Farm, LLC | 64778 | Strata Manager, LLC | IPP Non-CHP | 8291 North NC 58 | Castalia | Nash | North Carolina | 27816 | solar | Solar = 5 MW | Solar Photovoltaic | 5 | 5 | [9 empty] | 5 |  |  | EIA-860, EIA-860M and EIA-923 | 202406 | -78.0383 | 36.0703
-10443304.3341 | 5639555.7504 | 43391 | 60652 | Dickinson Solar Array | 7570 | Great River Energy | Electric Utility | 2641 Deadrick Ave SE | Buffalo | Wright | Minnesota | 55313 | solar | Solar = 2.3 MW | Solar Photovoltaic | 2.3 | 2.3 | [9 empty] | 2.3 |  |  | EIA-860, EIA-860M and EIA-923 | 202406 | -93.8138 | 45.1144
-8059578.8895 | 5199938.1155 | 43392 | 60653 | Belchertown | 60281 | Altus Power America Management, LLC | IPP Non-CHP | 225 Old-Springfield Rd. | Belchertown | Hampshire | Massachusetts | 1007 | solar | Solar = 1 MW | Solar Photovoltaic | 1 | 1 | [9 empty] | 1 |  |  | EIA-860, EIA-860M and EIA-923 | 202406 | -72.4004 | 42.2595
-12788828.269 | 4292002.3245 | 43393 | 60654 | Townsite Solar Project Hybrid | 60387 | Townsite Solar, LLC | IPP Non-CHP | TBD | Boulder City | Clark | Nevada | 89005 | solar | Battery = 90 MW, Solar = 160 MW | Batteries; Solar Photovoltaic; | 270 | 250 | 90 | [8 empty] | 160 |  |  | EIA-860, EIA-860M and EIA-923 | 202406 | -114.884 | 35.9373
-10597615.5235 | 4924240.5872 | 43394 | 60655 | Rock Creek Wind Project | 59380 | Enel Green Power NA, Inc. | IPP Non-CHP | 19703 X Avenue Tarkio | Tarkio | Atchison | Missouri | 64491 | wind | Wind = 300 MW | Onshore Wind Turbine | 300 | 300 | [10 empty] | 300 |  | EIA-860, EIA-860M and EIA-923 | 202406 | -95.2 | 40.4
-9826655.9147 | 5210753.2094 | 43395 | 60656 | McHenry Battery Storage | 65549 | McHenry Battery Storage | IPP Non-CHP | 302 North Front St | McHenry | McHenry | Illinois | 60050 | batteries | Battery = 19.8 MW | Batteries | 19.8 | 19.8 | 19.8 | [11 empty] | EIA-860, EIA-860M and EIA-923 | 202406 | -88.2744 | 42.3314
-11235966.9021 | 4188603.6696 | 43396 | 60657 | Salt Fork Wind Project, LLC | 17650 | Southern Power Co | IPP Non-CHP | 12124 I-40 | Clarendon | Donley | Texas | 79226 | wind | Wind = 174 MW | Onshore Wind Turbine | 174 | 174 | [10 empty] | 174 |  | EIA-860, EIA-860M and EIA-923 | 202406 | -100.9344 | 35.1817
-9016432.8084 | 3845059.5662 | 43397 | 60658 | Moffett Solar Project | 58468 | Dominion Renewable Energy | IPP Non-CHP | 11970 Gray Hwy | Ridgeland | Jasper | South Carolina | 29936 | solar | Solar = 71.4 MW | Solar Photovoltaic | 71.4 | 71.4 | [9 empty] | 71.4 |  |  | EIA-860, EIA-860M and EIA-923 | 202406 | -80.996 | 32.6207
-9012537.2941 | 3824505.0749 | 43398 | 60659 | Ridgeland Solar Project | 58468 | Dominion Renewable Energy | IPP Non-CHP | 245 Graham Hall Road | Ridgeland | Jasper | South Carolina | 29936 | solar | Solar = 10 MW | Solar Photovoltaic | 10 | 10 | [9 empty] | 10 |  |  | EIA-860, EIA-860M and EIA-923 | 202406 | -80.961 | 32.465
-9426569.3234 | 4762973.0756 | 43399 | 60660 | Willey Battery Utility | 60394 | Willey Battery Utility, LLC | IPP Non-CHP | 7303 Wiley Rd | Hamilton | Hamilton | Ohio | 45013 | batteries | Battery = 6 MW | Batteries | 6 | 6 | 6 | [11 empty] | EIA-860, EIA-860M and EIA-923 | 202406 | -84.6803 | 39.2877
-13086823.3101 | 4029624.4936 | 43400 | 60661 | Mira Loma Energy Storage Facility | 17609 | Southern California Edison Co | Electric Utility | 13568 Milliken Ave | Ontario | San Bernardino | California | 91761 | batteries | Battery = 20 MW | Batteries | 20 | 20 | 20 | [11 empty] | EIA-860, EIA-860M and EIA-923 | 202406 | -117.5609 | 34.0061
-8484437.6298 | 4785615.9443 | 43401 | 60662 | Archdiocese of Baltimore J | 61419 | Luminace Solar MC, LLC | IPP Non-CHP | 800 Chelsea Road | Perryman | Harford | Maryland | 21130 | solar | Solar = 2 MW | Solar Photovoltaic | 2 | 2 | [9 empty] | 2 |  |  | EIA-860, EIA-860M and EIA-923 | 202406 | -76.217 | 39.445
-8484437.6298 | 4785615.9443 | 43402 | 60663 | Archdiocese of Baltimore L | 61419 | Luminace Solar MC, LLC | IPP Non-CHP | 800 Chelsea Road | Perryman | Harford | Maryland | 21130 | solar | Solar = 2 MW | Solar Photovoltaic | 2 | 2 | [9 empty] | 2 |  |  | EIA-860, EIA-860M and EIA-923 | 202406 | -76.217 | 39.445
-8484771.5883 | 4784318.6567 | 43403 | 60664 | Baltimore City B | 61419 | Luminace Solar MC, LLC | IPP Non-CHP | 800 Chelsea Road | Perryman | Harford | Maryland | 21130 | solar | Solar = 2 MW | Solar Photovoltaic | 2 | 2 | [9 empty] | 2 |  |  | EIA-860, EIA-860M and EIA-923 | 202406 | -76.22 | 39.436
-8484771.5883 | 4784318.6567 | 43404 | 60665 | Baltimore City D | 61419 | Luminace Solar MC, LLC | IPP Non-CHP | 800 Chelsea Road | Perryman | Harford | Maryland | 21130 | solar | Solar = 2 MW | Solar Photovoltaic | 2 | 2 | [9 empty] | 2 |  |  | EIA-860, EIA-860M and EIA-923 | 202406 | -76.22 | 39.436
-8484771.5883 | 4784318.6567 | 43405 | 60666 | Baltimore City F | 61419 | Luminace Solar MC, LLC | IPP Non-CHP | 800 Chelsea Road | Perryman | Harford | Maryland | 21130 | solar | Solar = 2 MW | Solar Photovoltaic | 2 | 2 | [9 empty] | 2 |  |  | EIA-860, EIA-860M and EIA-923 | 202406 | -76.22 | 39.436
-8484771.5883 | 4784318.6567 | 43406 | 60667 | Baltimore City G | 61419 | Luminace Solar MC, LLC | IPP Non-CHP | 800 Chelsea Road | Perryman | Harford | Maryland | 21130 | solar | Solar = 2 MW | Solar Photovoltaic | 2 | 2 | [9 empty] | 2 |  |  | EIA-860, EIA-860M and EIA-923 | 202406 | -76.22 | 39.436
-8484771.5883 | 4784318.6567 | 43407 | 60668 | City of Havre De Grace C | 61419 | Luminace Solar MC, LLC | IPP Non-CHP | 800 Chelsea Road | Perryman | Harford | Maryland | 21130 | solar | Solar = 2 MW | Solar Photovoltaic | 2 | 2 | [9 empty] | 2 |  |  | EIA-860, EIA-860M and EIA-923 | 202406 | -76.22 | 39.436
-8484771.5883 | 4784318.6567 | 43408 | 60669 | Sod Run WTP A | 61419 | Luminace Solar MC, LLC | IPP Non-CHP | 800 Chelsea Road | Perryman | Harford | Maryland | 21130 | solar | Solar = 2 MW | Solar Photovoltaic | 2 | 2 | [9 empty] | 2 |  |  | EIA-860, EIA-860M and EIA-923 | 202406 | -76.22 | 39.436
-10516739.9097 | 4829346.0369 | 43409 | 60672 | Osborn Wind Energy | 60397 | Osborn Wind Energy LLC | IPP Non-CHP | 4842 SW State Road N | Stewartsville | DeKalb | Missouri | 64490 | wind | Wind = 195.8 MW | Onshore Wind Turbine | 200.9 | 195.8 | [10 empty] | 195.8 |  | EIA-860, EIA-860M and EIA-923 | 202406 | -94.4735 | 39.7477
-10390446.5002 | 4445228.0673 | 43410 | 60673 | Nixa Solar, LLC | 12670 | Missouri Jnt Muni.Pwr Elec. Ut. Comm. | IPP Non-CHP | 1565 Mt Vernon St | Nixa | Christian | Missouri | 65741 | solar | Solar = 7.9 MW | Solar Photovoltaic | 7.9 | 7.9 | [9 empty] | 7.9 |  |  | EIA-860, EIA-860M and EIA-923 | 202406 | -93.339 | 37.0439
-8408471.8734 | 5348421.7379 | 43411 | 60677 | Tannery Road Landfill | 60401 | Tannery Road Solar, LLC | Commercial Non-CHP | 7776 Tannery Road | Rome | Oneida | New York | 13440 | solar | Solar = 2 MW | Solar Photovoltaic | 2 | 2 | [9 empty] | 2 |  |  | EIA-860, EIA-860M and EIA-923 | 202406 | -75.5346 | 43.239
-13374925.4993 | 4373380.1696 | 43412 | 60678 | San Joaquin Solar | 60399 | GASNA 6P, LLC | IPP Non-CHP | SE Corner of W. Kamm Ave & S. | Helm | Fresno | California | 93627 | solar | Solar = 20 MW | Solar Photovoltaic | 21.3 | 20 | [9 empty] | 20 |  |  | EIA-860, EIA-860M and EIA-923 | 202406 | -120.149 | 36.527
-9543441.0964 | 3675830.1029 | 43413 | 60679 | Fort Rucker Solar Array | 195 | Alabama Power Co | Electric Utility | 300 Harris Hill Road | Fort Rucker | Dale | Alabama | 36362 | solar | Solar = 10.6 MW | Solar Photovoltaic | 10.6 | 10.6 | [9 empty] | 10.6 |  |  | EIA-860, EIA-860M and EIA-923 | 202406 | -85.7302 | 31.3311
-9570078.8487 | 3978790.1664 | 43414 | 60680 | ANAD Solar Array | 195 | Alabama Power Co | Electric Utility | 7 Frankford Avenue | Anniston Army Depot | Calhoun | Alabama | 36201 | solar | Solar = 7.4 MW | Solar Photovoltaic | 7.4 | 7.4 | [9 empty] | 7.4 |  |  | EIA-860, EIA-860M and EIA-923 | 202406 | -85.9695 | 33.6267
-8524153.4185 | 4720546.3305 | 43415 | 60681 | Annapolis Solar Park, LLC | 61827 | Annapolis Solar Park, LLC | IPP Non-CHP | 470 Defense Highway | Annapolis | Anne Arundel | Maryland | 21401 | solar | Solar = 12 MW | Solar Photovoltaic | 12 | 12 | [9 empty] | 12 |  |  | EIA-860, EIA-860M and EIA-923 | 202406 | -76.5738 | 38.9921
-11384456.1935 | 3631170.0366 | 43416 | 60682 | Pearl Solar | 59359 | BHE Renewables, LLC | IPP Non-CHP | 1401 Nevill Cutoff Road | Fort Stockton | Pecos | Texas | 79735 | solar | Solar = 50 MW | Solar Photovoltaic | 50 | 50 | [9 empty] | 50 |  |  | EIA-860, EIA-860M and EIA-923 | 202406 | -102.2683 | 30.9878
-8174791.3342 | 5070141.7529 | 43417 | 60683 | TRS Fuel Cell | 60403 | TRS Fuel Cell, LLC | IPP CHP | 64 Triangle Street | Danbury | Fairfield | Connecticut | 6810 | natural gas | Natural Gas = 3.7 MW | Other Natural Gas | 3.7 | 3.7 | [6 empty] | 3.7 | [5 empty] | EIA-860, EIA-860M and EIA-923 | 202406 | -73.4354 | 41.3907
-12353680.4908 | 3798673.0845 | 43418 | 60684 | Amphitheater High School Solar | 60404 | Luminace Solar Arizona 2, LLC | IPP Non-CHP | 125 West Yavapai Road | Tucson | Pima | Arizona | 85705 | solar | Solar = 1 MW | Solar Photovoltaic | 1 | 1 | [9 empty] | 1 |  |  | EIA-860, EIA-860M and EIA-923 | 202406 | -110.975 | 32.269
-12353569.1713 | 3812504.6846 | 43419 | 60685 | Canyon Del Oro High School Solar | 60404 | Luminace Solar Arizona 2, LLC | IPP Non-CHP | 25 West Calle Concordia | Oro Valley | Pima | Arizona | 85704 | solar | Solar = 1.5 MW | Solar Photovoltaic | 4.4 | 1.5 | [9 empty] | 1.5 |  |  | EIA-860, EIA-860M and EIA-923 | 202406 | -110.974 | 32.374
-11166128.9497 | 5525801.0281 | 43420 | 60686 | Pierre Solar | 60408 | Pierre Solar | IPP Non-CHP | 1744 North Airport Road | Pierre | Hughes | South Dakota | 57501 | solar | Solar = 1 MW | Solar Photovoltaic | 1 | 1 | [9 empty] | 1 |  |  | EIA-860, EIA-860M and EIA-923 | 202406 | -100.307 | 44.3888
-11130947.2039 | 4488705.4041 | 43421 | 60687 | Cimarron Bend Wind Project I, LLC | 60406 | Cimarron Bend Wind Project I, LLC | IPP Non-CHP | 742 County Road H | Minneola | Clark | Kansas | 67831 | wind | Wind = 200 MW | Onshore Wind Turbine | 200 | 200 | [10 empty] | 200 |  | EIA-860, EIA-860M and EIA-923 | 202406 | -99.991 | 37.355
-11130947.2039 | 4488705.4041 | 43422 | 60688 | Cimarron Bend Wind Project II, LLC | 60407 | Cimarron Bend Wind Project II, LLC | IPP Non-CHP | 742 County Road H | Minneola | Clark | Kansas | 67831 | wind | Wind = 200 MW | Onshore Wind Turbine | 200 | 200 | [10 empty] | 200 |  | EIA-860, EIA-860M and EIA-923 | 202406 | -99.991 | 37.355
-11096305.6916 | 4558934.3212 | 43423 | 60689 | Western Plains Wind Farm | 22500 | Evergy Kansas Central, Inc | Electric Utility | 10400 130 Road | Spearville | Ford | Kansas | 67863 | wind | Wind = 280.6 MW | Onshore Wind Turbine | 280.6 | 280.6 | [10 empty] | 280.6 |  | EIA-860, EIA-860M and EIA-923 | 202406 | -99.6798 | 37.8548
-11065046.0654 | 4069021.4303 | 43424 | 60690 | Blue Summit Storage, LLC | 60409 | Blue Summit Storage, LLC | IPP Non-CHP | 17301 CR 97N | Vernon | Wilbarger | Texas | 76384 | batteries | Battery = 30 MW | Batteries | 30 | 30 | 30 | [11 empty] | EIA-860, EIA-860M and EIA-923 | 202406 | -99.399 | 34.299
-8881584.0508 | 4266646.4113 | 43425 | 60691 | Tanager Holdings | 56215 | RWE Renewables Americas, LLC | IPP Non-CHP | Interseection of Ward Valley R | Asheboro | Randolph | North Carolina | 27203 | solar | Solar = 5 MW | Solar Photovoltaic | 5 | 5 | [9 empty] | 5 |  |  | EIA-860, EIA-860M and EIA-923 | 202406 | -79.7846 | 35.7527
-10509274.2681 | 5696277.9577 | 43426 | 60694 | WakeSun LLC | 60970 | SunShare Management | IPP Non-CHP | 14452 Greystone Road | Cold Spring | Stearns | Minnesota | 56320 | solar | Solar = 3 MW | Solar Photovoltaic | 3 | 3 | [9 empty] | 3 |  |  | EIA-860, EIA-860M and EIA-923 | 202406 | -94.4064 | 45.4729
-10448218.533 | 5584784.0788 | 43427 | 60695 | BentonSun LLC | 60970 | SunShare Management | IPP Non-CHP | 13185 Hwy 212 | Norwood Young America | Carver | Minnesota | 55368 | solar | Solar = 5 MW | Solar Photovoltaic | 5 | 5 | [9 empty] | 5 |  |  | EIA-860, EIA-860M and EIA-923 | 202406 | -93.8579 | 44.7662
-11865907.4252 | 3738537.1468 | 43428 | 60696 | Nodal Power | 59370 | ENERGYneering Solutions, Inc | IPP Non-CHP | 250 East 200 South | Salt Lake City | Dona Ana | Utah | 84111 | biomass | Biomass = 3.2 MW | Landfill Gas | 3.2 | 3.2 |  | 3.2 | [10 empty] | EIA-860, EIA-860M and EIA-923 | 202406 | -106.5933 | 31.8111
-13134114.5014 | 4002889.5284 | 43429 | 60698 | Stanton Energy Reliability Center Hybrid | 20323 | Wellhead Services, Inc | IPP Non-CHP | 10711 Dale Avenue | Stanton | Orange | California | 90680 | natural gas | Battery = 20 MW, Natural Gas = 141 MW | Batteries; Natural Gas Fired Combustion Turbine; | 161 | 161 | 20 | [5 empty] | 141 | [5 empty] | EIA-860, EIA-860M and EIA-923 | 202406 | -117.9858 | 33.8068
-8141994.2745 | 5155149.2524 | 43430 | 60700 | Wind Colebrook South | 60430 | Wind Colebrook South | IPP Non-CHP | 29 Flagg Hill Road | Colebrook | Litchfield | Connecticut | 6021 | wind | Wind = 5 MW | Onshore Wind Turbine | 5 | 5 | [10 empty] | 5 |  | EIA-860, EIA-860M and EIA-923 | 202406 | -73.1408 | 41.9611
-9027703.0163 | 3257016.9923 | 43431 | 60701 | JED Solid Waste Mgmt Renewable Energy | 64784 | Sims Metals | IPP Non-CHP | 1401 Omni Way | St. Cloud | Osceola | Florida | 34773 | biomass | Biomass = 8.4 MW | Landfill Gas | 9.6 | 8.4 |  | 8.4 | [10 empty] | EIA-860, EIA-860M and EIA-923 | 202406 | -81.0972 | 28.0638
-9048538.1288 | 3801817.2456 | 43432 | 60702 | Rincon Solar I | 61012 | AES Distributed Energy | IPP Non-CHP | 3100 McCall Road | Rincon | Effingham | Georgia | 31312 | solar | Solar = 18.3 MW | Solar Photovoltaic | 18.4 | 18.3 | [9 empty] | 18.3 |  |  | EIA-860, EIA-860M and EIA-923 | 202406 | -81.2844 | 32.2929
-9411939.2706 | 4628317.4972 | 43433 | 60703 | Green City Recovery, LLC | 60428 | Green City Recovery, LLC | IPP Non-CHP | 493 Double Culvert Road | Georgetown | Scott | Kentucky | 40324 | biomass | Biomass = 2 MW | Landfill Gas | 2 | 2 |  | 2 | [10 empty] | EIA-860, EIA-860M and EIA-923 | 202406 | -84.5489 | 38.3453
-10420862.436 | 4882740.6474 | 43434 | 60704 | Trenton Solar Farm (MO) | 12670 | Missouri Jnt Muni.Pwr Elec. Ut. Comm. | IPP Non-CHP | 320 NW 10th Street | Trenton | Grundy | Missouri | 64683 | solar | Solar = 2.8 MW | Solar Photovoltaic | 2.8 | 2.8 | [9 empty] | 2.8 |  |  | EIA-860, EIA-860M and EIA-923 | 202406 | -93.6122 | 40.1155
-10209878.6051 | 4577349.404 | 43435 | 60705 | Rolla Solar Farm (MO) | 12670 | Missouri Jnt Muni.Pwr Elec. Ut. Comm. | IPP Non-CHP | 2031 Brewer Drive | Rolla | Phelps | Missouri | 65401 | solar | Solar = 2.8 MW | Solar Photovoltaic | 2.8 | 2.8 | [9 empty] | 2.8 |  |  | EIA-860, EIA-860M and EIA-923 | 202406 | -91.7169 | 37.9853
-10269612.6439 | 4551788.5565 | 43436 | 60706 | Waynesville Solar Farm (MO) | 12670 | Missouri Jnt Muni.Pwr Elec. Ut. Comm. | IPP Non-CHP | 24702 Royal Oak Lane | Waynesville | Pulaski | Missouri | 65583 | solar | Solar = 2.8 MW | Solar Photovoltaic | 2.8 | 2.8 | [9 empty] | 2.8 |  |  | EIA-860, EIA-860M and EIA-923 | 202406 | -92.2535 | 37.8041
-10376134.2646 | 4735259.9706 | 43437 | 60707 | Marshall Solar Farm (MO) | 12670 | Missouri Jnt Muni.Pwr Elec. Ut. Comm. | IPP Non-CHP | 941 West Fairground Road | Marshall | Saline | Missouri | 65340 | solar | Solar = 2.8 MW | Solar Photovoltaic | 2.8 | 2.8 | [9 empty] | 2.8 |  |  | EIA-860, EIA-860M and EIA-923 | 202406 | -93.2104 | 39.0948
-8484771.5883 | 4784318.6567 | 43438 | 60708 | Havre de Grace II - E at Perryman | 61419 | Luminace Solar MC, LLC | IPP Non-CHP | 800 Chelsea Road | Perryman | Harford | Maryland | 21130 | solar | Solar = 1.4 MW | Solar Photovoltaic | 1.4 | 1.4 | [9 empty] | 1.4 |  |  | EIA-860, EIA-860M and EIA-923 | 202406 | -76.22 | 39.436
-8255469.8012 | 4929824.6765 | 43439 | 60709 | IFF Hazlet | 61944 | MN8 Energy LLC | IPP Non-CHP | 650 Route 36 | Hazlet | Monmouth | New Jersey | 7730 | solar | Solar = 3 MW | Solar Photovoltaic | 3 | 3 | [9 empty] | 3 |  |  | EIA-860, EIA-860M and EIA-923 | 202406 | -74.1601 | 40.4382
-7913608.7582 | 5169837.0524 | 43440 | 60710 | Stone Hill Solar CSG | 61944 | MN8 Energy LLC | IPP Non-CHP | 405 Washington Street | North Easton | Bristol | Massachusetts | 2356 | solar | Solar = 2 MW | Solar Photovoltaic | 2 | 2 | [9 empty] | 2 |  |  | EIA-860, EIA-860M and EIA-923 | 202406 | -71.0892 | 42.0591
-10317419.5785 | 5686832.5291 | 43441 | 60711 | Chisago Community Solar | 60434 | Chisago Community Solar | IPP Non-CHP | 1152 Furuby Rd | Taylor Falls | Chisago | Minnesota | 55084 | solar | Solar = 3.6 MW | Solar Photovoltaic | 4 | 3.6 | [9 empty] | 3.6 |  |  | EIA-860, EIA-860M and EIA-923 | 202406 | -92.683 | 45.4134
-10361902.6243 | 5569965.9714 | 43442 | 60712 | Ursa Community Solar | 60435 | Ursa Community Solar | IPP Non-CHP | 1650 190th St | Farmington | Dakota | Minnesota | 55024 | solar | Solar = 4.5 MW | Solar Photovoltaic | 5 | 4.5 | [9 empty] | 4.5 |  |  | EIA-860, EIA-860M and EIA-923 | 202406 | -93.0826 | 44.6716
-10340589.0607 | 5696612.1224 | 43443 | 60713 | Sunrise Community Solar | 60436 | Sunrise Community Solar | IPP Non-CHP | 36320 Kost Trail | North Branch | Chisago | Minnesota | 55056 | solar | Solar = 4.5 MW | Solar Photovoltaic | 5 | 4.5 | [9 empty] | 4.5 |  |  | EIA-860, EIA-860M and EIA-923 | 202406 | -92.8911 | 45.475
-10355262.862 | 5577925.9736 | 43444 | 60714 | Rosemount Community Solar | 60437 | Rosemount Community Solar | IPP Non-CHP | 2505 160th St. E | Rosemount | Dakota | Minnesota | 55068 | solar | Solar = 4.5 MW | Solar Photovoltaic | 5 | 4.5 | [9 empty] | 4.5 |  |  | EIA-860, EIA-860M and EIA-923 | 202406 | -93.0229 | 44.7224
-10543678.1133 | 5685117.834 | 43445 | 60715 | Paynesville Community Solar | 60438 | Paynesville Community Solar | IPP Non-CHP | 18982 293rd Ave | Paynesville | Stearns | Minnesota | 56362 | solar | Solar = 4.5 MW | Solar Photovoltaic | 5 | 4.5 | [9 empty] | 4.5 |  |  | EIA-860, EIA-860M and EIA-923 | 202406 | -94.7155 | 45.4025
-10508720.1196 | 5714553.901 | 43446 | 60716 | Orion Community Solar | 60439 | Orion Community Solar | IPP Non-CHP | 14008 Fruit Farm Rd | St. Joseph | Stearns | Minnesota | 56374 | solar | Solar = 2.7 MW | Solar Photovoltaic | 3 | 2.7 | [9 empty] | 2.7 |  |  | EIA-860, EIA-860M and EIA-923 | 202406 | -94.4014 | 45.5879
-10374788.1894 | 5539313.7537 | 43447 | 60717 | Northfield Community Solar | 60440 | Northfield Community Solar | IPP Non-CHP | 2300 North Ave | Northfield | Dakota | Minnesota | 55057 | solar | Solar = 4.5 MW | Solar Photovoltaic | 5 | 4.5 | [9 empty] | 4.5 |  |  | EIA-860, EIA-860M and EIA-923 | 202406 | -93.1983 | 44.4754
-11665377.0511 | 4899734.6722 | 43448 | 60720 | Weld 1 Community Solar Array | 61944 | MN8 Energy LLC | IPP Non-CHP | 15990 CR 29 | Platteville | Weld | Colorado | 80651 | solar | Solar = 1.5 MW | Solar Photovoltaic | 1.5 | 1.5 | [9 empty] | 1.5 |  |  | EIA-860, EIA-860M and EIA-923 | 202406 | -104.7919 | 40.2321
-9565372.5946 | 5091835.2299 | 43449 | 60721 | Green Cow Power | 60441 | Green Cow Power LLC | Industrial Non-CHP | 24130 County Rd. 40 | Goshen | Elkhart | Indiana | 46526 | biomass | Biomass = 4.3 MW | Other Waste Biomass | 4.3 | 4.3 |  | 4.3 | [10 empty] | EIA-860, EIA-860M and EIA-923 | 202406 | -85.9272 | 41.5367
-11482058.2287 | 4954981.14 | 43450 | 60722 | Logan 1 Community Solar Array | 61944 | MN8 Energy LLC | IPP Non-CHP | 12010 Highway 61 | Sterling | Logan | Colorado | 80751 | solar | Solar = 1.5 MW | Solar Photovoltaic | 1.5 | 1.5 | [9 empty] | 1.5 |  |  | EIA-860, EIA-860M and EIA-923 | 202406 | -103.1451 | 40.61
-11797909.4727 | 4466446.0549 | 43451 | 60723 | Conejos 1 Community Solar Array | 61944 | MN8 Energy LLC | IPP Non-CHP | 13727 US 285 | La Jara | Conejos | Colorado | 81140 | solar | Solar = 1.5 MW | Solar Photovoltaic | 1.5 | 1.5 | [9 empty] | 1.5 |  |  | EIA-860, EIA-860M and EIA-923 | 202406 | -105.9824 | 37.1959
-11652284.0978 | 4813527.7804 | 43452 | 60724 | Arapahoe 3 Community Solar Array | 61944 | MN8 Energy LLC | IPP Non-CHP | 28102 East Quincy Avenue | Aurora | Arapahoe | Colorado | 80138 | solar | Solar = 1.8 MW | Solar Photovoltaic | 1.8 | 1.8 | [9 empty] | 1.8 |  |  | EIA-860, EIA-860M and EIA-923 | 202406 | -104.6742 | 39.6384
-11642169.8316 | 4834738.9506 | 43453 | 60725 | Xcel Adams 2 Community Solar Array | 61944 | MN8 Energy LLC | IPP Non-CHP | 5260 Imboden Rd | Watkins | Adams | Colorado | 80137 | solar | Solar = 1.5 MW | Solar Photovoltaic | 1.5 | 1.5 | [9 empty] | 1.5 |  |  | EIA-860, EIA-860M and EIA-923 | 202406 | -104.5834 | 39.7849
-11642753.1457 | 4831920.6235 | 43454 | 60726 | Xcel Adams 1 Community Solar Array | 61944 | MN8 Energy LLC | IPP Non-CHP | 33850 E. 38th Avenue | Watkins | Adams | Colorado | 80137 | solar | Solar = 1.8 MW | Solar Photovoltaic | 1.8 | 1.8 | [9 empty] | 1.8 |  |  | EIA-860, EIA-860M and EIA-923 | 202406 | -104.5886 | 39.7655
-8275019.1736 | 4975181.0574 | 43455 | 60727 | East Orange Solar | 61944 | MN8 Energy LLC | IPP Non-CHP | 300 Parsonage Hill Road | Millburn Township | Essex | New Jersey | 7078 | solar | Solar = 4.5 MW | Solar Photovoltaic | 4.5 | 4.5 | [9 empty] | 4.5 |  |  | EIA-860, EIA-860M and EIA-923 | 202406 | -74.3358 | 40.7476
-8256290.1145 | 4887328.28 | 43456 | 60728 | Howell Solar | 61944 | MN8 Energy LLC | IPP Non-CHP | 8209 Lakewood Farmingdale Road | Howell | Monmouth | New Jersey | 7731 | solar | Solar = 7 MW | Solar Photovoltaic | 7 | 7 | [9 empty] | 7 |  |  | EIA-860, EIA-860M and EIA-923 | 202406 | -74.1675 | 40.147
-8333140.9721 | 4933632.7116 | 43457 | 60729 | Raritan Solar | 61944 | MN8 Energy LLC | IPP Non-CHP | 100 Highway 202 | Ringoes | Hunterdon | New Jersey | 8551 | solar | Solar = 7.5 MW | Solar Photovoltaic | 7.5 | 7.5 | [9 empty] | 7.5 |  |  | EIA-860, EIA-860M and EIA-923 | 202406 | -74.8579 | 40.4642
-7900559.2195 | 5155605.7096 | 43458 | 60730 | Bridgewater Solar CSG | 61944 | MN8 Energy LLC | IPP Non-CHP | 865 Bedford Street | Bridgewater | Plymouth | Massachusetts | 2324 | solar | Solar = 3 MW | Solar Photovoltaic | 2.3 | 3 | [9 empty] | 3 |  |  | EIA-860, EIA-860M and EIA-923 | 202406 | -70.9719 | 41.9641
-7955806.1923 | 5186424.813 | 43459 | 60731 | Holliston Solar CSG | 61944 | MN8 Energy LLC | IPP Non-CHP | 58B Hopping Brook Road | Holliston | Middlesex | Massachusetts | 1746 | solar | Solar = 1 MW | Solar Photovoltaic | 1 | 1 | [9 empty] | 1 |  |  | EIA-860, EIA-860M and EIA-923 | 202406 | -71.4682 | 42.1696
-8315749.0828 | 5036941.2417 | 43460 | 60732 | Frankford Solar | 61944 | MN8 Energy LLC | IPP Non-CHP | 252 Meyer Road | Branchville | Sussex | New Jersey | 7826 | solar | Solar = 8.2 MW | Solar Photovoltaic | 8.2 | 8.2 | [9 empty] | 8.2 |  |  | EIA-860, EIA-860M and EIA-923 | 202406 | -74.7016 | 41.1666
-8254839.2876 | 4893507.3068 | 43461 | 60733 | Brickyard Solar | 61944 | MN8 Energy LLC | IPP Non-CHP | 100 Birdsall Road | Farmingdale | Monmouth | New Jersey | 7727 | solar | Solar = 1.5 MW | Solar Photovoltaic | 1.5 | 1.5 | [9 empty] | 1.5 |  |  | EIA-860, EIA-860M and EIA-923 | 202406 | -74.1545 | 40.1894
-8324093.0353 | 4871596.7327 | 43462 | 60734 | Bordentown Solar | 61944 | MN8 Energy LLC | IPP Non-CHP | 46 Gilbert Road | Burlington | Burlington | New Jersey | 8505 | solar | Solar = 6.8 MW | Solar Photovoltaic | 6.8 | 6.8 | [9 empty] | 6.8 |  |  | EIA-860, EIA-860M and EIA-923 | 202406 | -74.7766 | 40.0389
-8423848.1007 | 4635338.6949 | 43463 | 60735 | Longview Solar | 61944 | MN8 Energy LLC | IPP Non-CHP | 7340 Levin Dashiell Road | Hebron | Wicomico | Maryland | 21830 | solar | Solar = 13.6 MW | Solar Photovoltaic | 13.6 | 13.6 | [9 empty] | 13.6 |  |  | EIA-860, EIA-860M and EIA-923 | 202406 | -75.6727 | 38.3947
-7923196.038 | 5243164.2138 | 43464 | 60736 | Wilmington Solar | 61944 | MN8 Energy LLC | IPP Non-CHP | 1 Burlington Ave | Wilmington | Middlesex | Massachusetts | 1887 | solar | Solar = 2 MW | Solar Photovoltaic | 2 | 2 | [9 empty] | 2 |  |  | EIA-860, EIA-860M and EIA-923 | 202406 | -71.1753 | 42.5463
-8455793.0097 | 4736141.6966 | 43465 | 60737 | Church Hill | 61944 | MN8 Energy LLC | IPP Non-CHP | 630 Cedar Lane | Church Hill | Queen Annes | Maryland | 21623 | solar | Solar = 6 MW | Solar Photovoltaic | 6 | 6 | [9 empty] | 6 |  |  | EIA-860, EIA-860M and EIA-923 | 202406 | -75.9597 | 39.1009
-7916433.9355 | 5123804.8981 | 43466 | 60738 | Fall River Solar CSG | 61944 | MN8 Energy LLC | IPP Non-CHP | 81 Commerce Drive | Fall River | Bristol | Massachusetts | 2720 | solar | Solar = 2 MW | Solar Photovoltaic | 2 | 2 | [9 empty] | 2 |  |  | EIA-860, EIA-860M and EIA-923 | 202406 | -71.1145 | 41.7513
-8356214.8309 | 4989314.5658 | 43467 | 60739 | DSM Solar | 61944 | MN8 Energy LLC | IPP Non-CHP | 206 Macks Island Drive | Columbia | Warren | New Jersey | 7832 | solar | Solar = 4.5 MW | Solar Photovoltaic | 4.5 | 4.5 | [9 empty] | 4.5 |  |  | EIA-860, EIA-860M and EIA-923 | 202406 | -75.0652 | 40.8437
-8368926.0696 | 4799181.4903 | 43468 | 60740 | Pittsgrove Solar | 61944 | MN8 Energy LLC | IPP Non-CHP | 331 Husted Station Road | Elmer | Salem | New Jersey | 8318 | solar | Solar = 2 MW | Solar Photovoltaic | 2 | 2 | [9 empty] | 2 |  |  | EIA-860, EIA-860M and EIA-923 | 202406 | -75.1793 | 39.539
-9126167.7775 | 3871525.8194 | 43469 | 60741 | Old Midville Solar | 58871 | Citizens Enterprises Corporation | IPP Non-CHP | 359 Old Louisville Road | Millen | Jenkins | Georgia | 30442 | solar | Solar = 19.7 MW | Solar Photovoltaic | 19.7 | 19.7 | [9 empty] | 19.7 |  |  | EIA-860, EIA-860M and EIA-923 | 202406 | -81.9818 | 32.8207
-9792843.2873 | 5118611.7366 | 43470 | 60742 | Argonne National Laboratory CHP | 60444 | Argonne National Laboratory | IPP CHP | 9700 S. Cass Ave. | Lemont | DuPage | Illinois | 60439 | natural gas | Natural Gas = 4.7 MW | Natural Gas Fired Combustion Turbine | 6.3 | 4.7 | [6 empty] | 4.7 | [5 empty] | EIA-860, EIA-860M and EIA-923 | 202406 | -87.9706 | 41.7165
-11082006.2577 | 3679633.932 | 43471 | 60743 | Rattlesnake Power, LLC | 60443 | Rattlesnake Power, LLC | IPP Non-CHP | CR 128 and US Hwy 87 | Brady | McCulloch | Texas | 76858 | wind | Wind = 160 MW | Onshore Wind Turbine | 160 | 160 | [10 empty] | 160 |  | EIA-860, EIA-860M and EIA-923 | 202406 | -99.5514 | 31.3603
-12888494.6128 | 3868007.2884 | 43472 | 60744 | SEPV Imperial Dixieland West | 61012 | AES Distributed Energy | IPP Non-CHP | 2826 West Evan Hewes Hwy | Imperial | Imperial | California | 92251 | solar | Solar = 2.9 MW | Solar Photovoltaic | 3 | 2.9 | [9 empty] | 2.9 |  |  | EIA-860, EIA-860M and EIA-923 | 202406 | -115.7793 | 32.7941
-12887841.2787 | 3867732.9068 | 43473 | 60745 | SEPV Imperial Dixieland East | 61012 | AES Distributed Energy | IPP Non-CHP | 1980 Brown Road | Imperial | Imperial | California | 92251 | solar | Solar = 1.9 MW | Solar Photovoltaic | 2 | 1.9 | [9 empty] | 1.9 |  |  | EIA-860, EIA-860M and EIA-923 | 202406 | -115.7734 | 32.792
-8317466.9652 | 4931686.1593 | 43474 | 60746 | Silvi Gibraltar Rock | 63069 | CVI CleanCapital Solar 5 LLC | IPP Non-CHP | 484 County Highway 601 | Belle Mead | Somerset | New Jersey | 8502 | solar | Solar = 2.5 MW | Solar Photovoltaic | 2.5 | 2.5 | [9 empty] | 2.5 |  |  | EIA-860, EIA-860M and EIA-923 | 202406 | -74.7171 | 40.4509
-8247352.1613 | 4900030.8253 | 43475 | 60747 | Seabrook Village | 63069 | CVI CleanCapital Solar 5 LLC | IPP Non-CHP | 3000 Essex Road | Tinton Falls | Monmouth | New Jersey | 7724 | solar | Solar = 3.1 MW | Solar Photovoltaic | 3.1 | 3.1 | [9 empty] | 3.1 |  |  | EIA-860, EIA-860M and EIA-923 | 202406 | -74.0872 | 40.2342
-12908092.8545 | 5355978.7657 | 43476 | 60748 | Simcoe Solar | 60448 | Simcoe Solar | IPP Non-CHP | 16725 Simco Road | Mountain Home | Elmore | Idaho | 83647 | solar | Solar = 20 MW | Solar Photovoltaic | 20 | 20 | [9 empty] | 20 |  |  | EIA-860, EIA-860M and EIA-923 | 202406 | -115.9554 | 43.2884
-10570069.5155 | 4649679.2639 | 43477 | 60750 | Osawatomie Power Plant South Sub | 14203 | City of Osawatomie - (KS) | Electric Utility | 700 Walnut Ave | Osawatomie | Miami | Kansas | 66064 | petroleum | Petroleum = 6 MW | Petroleum Liquids | 6 | 6 | [8 empty] | 6 |  |  |  | EIA-860, EIA-860M and EIA-923 | 202406 | -94.9526 | 38.4956
-10570555.7591 | 4650488.0328 | 43478 | 60751 | Osawatomie Power Plant North Sub | 14203 | City of Osawatomie - (KS) | Electric Utility | 820 Lincoln Ave | Osawatomie | Miami | Kansas | 66064 | petroleum | Petroleum = 6 MW | Petroleum Liquids | 6 | 6 | [8 empty] | 6 |  |  |  | EIA-860, EIA-860M and EIA-923 | 202406 | -94.9569 | 38.5013
-8362641.5278 | 4834138.081 | 43479 | 60752 | Gloucester Community College Solar | 61944 | MN8 Energy LLC | IPP Non-CHP | 1400 Tanyard Road | Sewell | Gloucester | New Jersey | 8080 | solar | Solar = 2.3 MW | Solar Photovoltaic | 2.3 | 2.3 | [9 empty] | 2.3 |  |  | EIA-860, EIA-860M and EIA-923 | 202406 | -75.1229 | 39.7808
-7978975.8971 | 5242473.5648 | 43480 | 60753 | Shirley Landfill | 60281 | Altus Power America Management, LLC | IPP Non-CHP | 169 Leominster Road | Shirley | Middlesex | Massachusetts | 1464 | solar | Solar = 1 MW | Solar Photovoltaic | 1 | 1 | [9 empty] | 1 |  |  | EIA-860, EIA-860M and EIA-923 | 202406 | -71.6764 | 42.5417
-7947791.7455 | 5206136.5895 | 43481 | 60754 | DDR Shoppers World | 60281 | Altus Power America Management, LLC | IPP Non-CHP | 1 Worcester Road | Framingham | Middlesex | Massachusetts | 1701 | solar | Solar = 1.3 MW | Solar Photovoltaic | 1.3 | 1.3 | [9 empty] | 1.3 |  |  | EIA-860, EIA-860M and EIA-923 | 202406 | -71.3962 | 42.3007
-8306266.4433 | 4872886.3705 | 43482 | 60755 | Spartan | 60281 | Altus Power America Management, LLC | IPP Non-CHP | County Route 680 | North Hanover | Burlington | New Jersey | 8562 | solar | Solar = 8.3 MW | Solar Photovoltaic | 8.3 | 8.3 | [9 empty] | 8.3 |  |  | EIA-860, EIA-860M and EIA-923 | 202406 | -74.6165 | 40.0478
-7918527.2985 | 5195509.1185 | 43483 | 60756 | Meadow Solar | 60281 | Altus Power America Management, LLC | IPP Non-CHP | 100 Meadow Road | Boston | Suffolk | Massachusetts | 2136 | solar | Solar = 3 MW | Solar Photovoltaic | 3 | 3 | [9 empty] | 3 |  |  | EIA-860, EIA-860M and EIA-923 | 202406 | -71.1333 | 42.2301
-7853568.8134 | 5131470.0783 | 43484 | 60757 | Cedarville CSG | 60281 | Altus Power America Management, LLC | IPP Non-CHP | 144R Herring Pond Road | Plymouth | Plymouth | Massachusetts | 2360 | solar | Solar = 2.5 MW | Solar Photovoltaic | 2.5 | 2.5 | [9 empty] | 2.5 |  |  | EIA-860, EIA-860M and EIA-923 | 202406 | -70.5498 | 41.8027
-8296402.2006 | 4920775.6296 | 43485 | 60759 | Freeze Solar | 56997 | Marina Energy LLC | IPP Non-CHP | 473 Ridge Rd | Dayton | Middlesex | New Jersey | 8810 | solar | Solar = 1.5 MW | Solar Photovoltaic | 1.5 | 1.5 | [9 empty] | 1.5 |  |  | EIA-860, EIA-860M and EIA-923 | 202406 | -74.5278 | 40.3763
-13117109.5586 | 3987385.9585 | 43486 | 60760 | PPA Grand | 61198 | esVolta LP | IPP Non-CHP | 16902 Millikan Ave | Irvine | Orange | California | 92606 | batteries | Battery = 2 MW | Batteries | 2 | 2 | 2 | [11 empty] | EIA-860, EIA-860M and EIA-923 | 202406 | -117.833 | 33.691
-9065939.1463 | 4189387.5235 | 43487 | 60761 | Roper Farm, LLC | 64778 | Strata Manager, LLC | IPP Non-CHP | 1418 Longbranch Road | Grover | Cleveland | North Carolina | 28073 | solar | Solar = 5 MW | Solar Photovoltaic | 5 | 5 | [9 empty] | 5 |  |  | EIA-860, EIA-860M and EIA-923 | 202406 | -81.4407 | 35.1875
-8311495.4538 | 4969936.761 | 43488 | 60762 | Pfizer Peapack Solar | 63069 | CVI CleanCapital Solar 5 LLC | IPP Non-CHP | 100 Route 206 North | Peapack | Somerset | New Jersey | 7934 | solar | Solar = 6.2 MW | Solar Photovoltaic | 6.2 | 6.2 | [9 empty] | 6.2 |  |  | EIA-860, EIA-860M and EIA-923 | 202406 | -74.6634 | 40.7119
-8361053.5552 | 4953481.9072 | 43489 | 60763 | Holland Solar | 61944 | MN8 Energy LLC | IPP Non-CHP | 100 Spring Mills Rd | Milford | Hunterdon | New Jersey | 8848 | solar | Solar = 3 MW | Solar Photovoltaic | 3 | 3 | [9 empty] | 3 |  |  | EIA-860, EIA-860M and EIA-923 | 202406 | -75.1086 | 40.5997
-11625428.382 | 4836196.8039 | 43490 | 60764 | Victory Solar LLC | 65411 | Duke Energy Renewables Services | IPP Non-CHP | 46900 E. 56th Avenue | Bennett | Adams | Colorado | 80102 | solar | Solar = 12.8 MW | Solar Photovoltaic | 12.8 | 12.8 | [9 empty] | 12.8 |  |  | EIA-860, EIA-860M and EIA-923 | 202406 | -104.433 | 39.795
-8295680.5163 | 4937098.8365 | 43491 | 60765 | L'Oreal Franklin | 61944 | MN8 Energy LLC | IPP Non-CHP | 100 Commerce Drive | Somerset | Somerset | New Jersey | 8873 | solar | Solar = 1 MW | Solar Photovoltaic | 1 | 1 | [9 empty] | 1 |  |  | EIA-860, EIA-860M and EIA-923 | 202406 | -74.5214 | 40.4879
-8293824.0412 | 4924280.4936 | 43492 | 60766 | L'Oreal Monmouth | 61944 | MN8 Energy LLC | IPP Non-CHP | 77 Deans Rhode Hall Road | Monmouth Junction | Monmouth | New Jersey | 8852 | solar | Solar = 2 MW | Solar Photovoltaic | 2 | 2 | [9 empty] | 2 |  |  | EIA-860, EIA-860M and EIA-923 | 202406 | -74.5047 | 40.4003
-12545088.1213 | 3891986.1015 | 43493 | 60768 | Gila River Power Block 2 | 16572 | Salt River Project | Electric Utility | 1250 East Watermelon Street | Gila Bend | Maricopa | Arizona | 85337 | natural gas | Natural Gas = 570 MW | Natural Gas Fired Combined Cycle | 619 | 570 | [6 empty] | 570 | [5 empty] | EIA-860, EIA-860M and EIA-923 | 202406 | -112.6944 | 32.975
-8338554.8843 | 4718337.1743 | 43494 | 60769 | Lower Cape May HS | 61944 | MN8 Energy LLC | IPP Non-CHP | 705 U.S. 9 | Cape May | Cape May | New Jersey | 8204 | solar | Solar = 1.5 MW | Solar Photovoltaic | 1.5 | 1.5 | [9 empty] | 1.5 |  |  | EIA-860, EIA-860M and EIA-923 | 202406 | -74.9065 | 38.9767
-8350608.3361 | 4831152.0876 | 43495 | 60771 | Timber Creek HS | 61944 | MN8 Energy LLC | IPP Non-CHP | 501 Jarvis Rd | Sicklerville | Camden | New Jersey | 8081 | solar | Solar = 1.3 MW | Solar Photovoltaic | 1.3 | 1.3 | [9 empty] | 1.3 |  |  | EIA-860, EIA-860M and EIA-923 | 202406 | -75.0148 | 39.7602
-8296737.9402 | 4780769.5576 | 43496 | 60772 | Adams Ave MS and HS | 61944 | MN8 Energy LLC | IPP Non-CHP | 6821 Delilah Road | Egg Harbor Township | Atlantic | New Jersey | 8234 | solar | Solar = 3.1 MW | Solar Photovoltaic | 3.1 | 3.1 | [9 empty] | 3.1 |  |  | EIA-860, EIA-860M and EIA-923 | 202406 | -74.5309 | 39.4114
-10892067.9331 | 3647690.8951 | 43497 | 60774 | Phantom Solar | 60400 | Phantom Solar, LLC | IPP Non-CHP | 91001 Ammo Road | Fort Hood | Bell | Texas | 76544 | solar | Solar = 15.4 MW | Solar Photovoltaic | 15.4 | 15.4 | [9 empty] | 15.4 |  |  | EIA-860, EIA-860M and EIA-923 | 202406 | -97.8451 | 31.115
-8080591.2226 | 5245672.6423 | 43498 | 60775 | Deerfield CSG Solar | 61944 | MN8 Energy LLC | IPP Non-CHP | 901 River Road | Deerfield | Franklin | Massachusetts | 1342 | solar | Solar = 4.5 MW | Solar Photovoltaic | 4.5 | 4.5 | [9 empty] | 4.5 |  |  | EIA-860, EIA-860M and EIA-923 | 202406 | -72.5892 | 42.5629
-8261268.2108 | 4967789.4679 | 43499 | 60776 | Community Foodbank of NJ | 60462 | Community Foodbank of NJ | Electric Utility | 31 Evans Terminal | Hillside | Union | New Jersey | 7205 | solar | Solar = 1 MW | Solar Photovoltaic | 1 | 1 | [9 empty] | 1 |  |  | EIA-860, EIA-860M and EIA-923 | 202406 | -74.2122 | 40.6973
-13346984.3071 | 4333695.452 | 43500 | 60777 | American Kings Solar, LLC | 61944 | MN8 Energy LLC | IPP Non-CHP | 15383 25th Avenue | Lemoore | Kings | California | 93245 | solar | Solar = 128 MW | Solar Photovoltaic | 128 | 128 | [9 empty] | 128 |  |  | EIA-860, EIA-860M and EIA-923 | 202406 | -119.898 | 36.24
-8847065.5465 | 4134571.4981 | 43501 | 60778 | Hew Fulton Farm, LLC | 64778 | Strata Manager, LLC | IPP Non-CHP | 1600 Scotland High School Driv | Laurinburg | Scotland | North Carolina | 28352 | solar | Solar = 5 MW | Solar Photovoltaic | 5 | 5 | [9 empty] | 5 |  |  | EIA-860, EIA-860M and EIA-923 | 202406 | -79.4745 | 34.784
-8801220.3953 | 4148771.072 | 43502 | 60779 | McGoogan Farm, LLC | 64778 | Strata Manager, LLC | IPP Non-CHP | 187 Golfview Drive | Lumber Bridge | Robeson | North Carolina | 28357 | solar | Solar = 5 MW | Solar Photovoltaic | 5 | 5 | [9 empty] | 5 |  |  | EIA-860, EIA-860M and EIA-923 | 202406 | -79.0627 | 34.8887
-8248794.5279 | 4962851.5866 | 43503 | 60781 | Royal Wine Corp Solar Power Plant | 60467 | Royal Wine Corp | Industrial Non-CHP | 63 Lefante Dr | Bayonne | Hudson | New Jersey | 7002 | solar | Solar = 0.9 MW | Solar Photovoltaic | 0.9 | 0.9 | [9 empty] | 0.9 |  |  | EIA-860, EIA-860M and EIA-923 | 202406 | -74.1002 | 40.6636
-8493618.0369 | 4337722.9288 | 43504 | 60782 | Barnhill Road Solar, LLC | 61060 | Cypress Creek Renewables | IPP Non-CHP | 209 Barnhill Rd | Elizabeth City | Pasquotank | North Carolina | 27909 | solar | Solar = 3.1 MW | Solar Photovoltaic | 3.1 | 3.1 | [9 empty] | 3.1 |  |  | EIA-860, EIA-860M and EIA-923 | 202406 | -76.2995 | 36.2692
-8640952.8338 | 4308605.0202 | 43505 | 60783 | Leggett Solar, LLC | 61060 | Cypress Creek Renewables | IPP Non-CHP | NC-33/44 HWY | Leggett | Edgecombe | North Carolina | 27886 | solar | Solar = 5 MW | Solar Photovoltaic | 5 | 5 | [9 empty] | 5 |  |  | EIA-860, EIA-860M and EIA-923 | 202406 | -77.623 | 36.058
-8798412.3611 | 4104828.7127 | 43506 | 60784 | Jersey Holdings | 59462 | Heelstone Energy Holdings, LLC | IPP Non-CHP | 1760 Wire Grass Road | Lumberton | Robeson | North Carolina | 28358 | solar | Solar = 5 MW | Solar Photovoltaic | 5 | 5 | [9 empty] | 5 |  |  | EIA-860, EIA-860M and EIA-923 | 202406 | -79.0375 | 34.5643
-13101598.0782 | 4817669.2591 | 43507 | 60785 | Tungsten Mountain | 60472 | Tungsten Mountain | IPP Non-CHP | 17017 Alpine Road West | Fallon | Churchill | Nevada | 89406 | geothermal | Geothermal = 41.4MW, Solar = 12.3 MW | Geothermal; Solar Photovoltaic; | 74.8 | 53.7 |  |  |  | 41.4 | [5 empty] | 12.3 |  |  | EIA-860, EIA-860M and EIA-923 | 202406 | -117.6937 | 39.667
-8589879.5628 | 4285158.7497 | 43508 | 60787 | Williamston Speight Solar, LLC | 60454 | Williamston Speight Solar, LLC | IPP Non-CHP | 1292 Speight Rd. | Williamston | Martin | North Carolina | 27892 | solar | Solar = 15 MW | Solar Photovoltaic | 15 | 15 | [9 empty] | 15 |  |  | EIA-860, EIA-860M and EIA-923 | 202406 | -77.1642 | 35.8875
-9258900.0177 | 3552006.0518 | 43509 | 60788 | Suwannee Solar Facility | 6455 | Duke Energy Florida, LLC | Electric Utility | 4037 River Road | Live Oak | Suwannee | Florida | 32060 | solar | Solar = 8.8 MW | Solar Photovoltaic | 8.8 | 8.8 | [9 empty] | 8.8 |  |  | EIA-860, EIA-860M and EIA-923 | 202406 | -83.1741 | 30.3763
-11224121.6177 | 3746258.1779 | 43510 | 60789 | Bluebell Solar | 60476 | Bluebell Solar, LLC | IPP Non-CHP | 533 Bird Lane | Sterling City | Sterling | Texas | 76951 | solar | Solar = 30 MW | Solar Photovoltaic | 30 | 30 | [9 empty] | 30 |  |  | EIA-860, EIA-860M and EIA-923 | 202406 | -100.828 | 31.87
-13087365.2133 | 4033963.8072 | 43511 | 60790 | PVN Milliken, LLC | 60455 | PVN Milliken, LLC | IPP Non-CHP | 2050 S. Milliken Ave. | Ontario | San Bernardino | California | 91761 | solar | Solar = 3 MW | Solar Photovoltaic | 3 | 3 | [9 empty] | 3 |  |  | EIA-860, EIA-860M and EIA-923 | 202406 | -117.5658 | 34.0384
-12984266.1103 | 3969240.4365 | 43512 | 60791 | SunAnza | 796 | Arizona Electric Pwr Coop Inc | Electric Utility | 58330 SR-371 | Anza | Riverside | California | 92539 | batteries | Battery = 4.4 MW, Solar = 3.4 MW | Batteries; Solar Photovoltaic; | 7.8 | 7.8 | 4.4 | [8 empty] | 3.4 |  |  | EIA-860, EIA-860M and EIA-923 | 202406 | -116.6396 | 33.5553
-12787807.5806 | 4350086.7074 | 43513 | 60792 | Republic Services Renewable Energy, LLC | 56996 | Republic Services Renewable Energy, LLC | IPP Non-CHP | 13550 North Highway 93 | Las Vegas | Clark | Nevada | 89124 | biomass | Biomass = 6.6 MW | Landfill Gas | 12 | 6.6 |  | 6.6 | [10 empty] | EIA-860, EIA-860M and EIA-923 | 202406 | -114.8748 | 36.3587
-10327391.6898 | 5681966.3087 | 43514 | 60795 | Eichtens Community Solar | 63249 | Terraform Arcadia | IPP Non-CHP | 30392 Quandam Lane | Center | Chisago | Minnesota | 55012 | solar | Solar = 3.9 MW | Solar Photovoltaic | 3.9 | 3.9 | [9 empty] | 3.9 |  |  | EIA-860, EIA-860M and EIA-923 | 202406 | -92.7725 | 45.3827
-10298843.2497 | 5548625.4718 | 43515 | 60796 | Red Wing Community Solar | 63249 | Terraform Arcadia | IPP Non-CHP | 2001 Eagle Ridge Blvd | Red Wing | Goodhue | Minnesota | 55066 | solar | Solar = 4.9 MW | Solar Photovoltaic | 4.9 | 4.9 | [9 empty] | 4.9 |  |  | EIA-860, EIA-860M and EIA-923 | 202406 | -92.5161 | 44.5351
-9781007.1312 | 5199127.7401 | 43516 | 60797 | Lake Forest Hospital Central Energy Plant | 60481 | Northwestern Lake Forest Hospital | Commercial Non-CHP | 660 N. Westmoreland Rd. | Lake Forest | Lake | Illinois | 60045 | natural gas | Natural Gas = 3.2 MW | Natural Gas Internal Combustion Engine | 3.2 | 3.2 | [6 empty] | 3.2 | [5 empty] | EIA-860, EIA-860M and EIA-923 | 202406 | -87.8643 | 42.2542
-8680211.656 | 4067834.1952 | 43517 | 60798 | South Atlantic Services Solar Farm I | 60478 | South Atlantic Services Inc | IPP Non-CHP | 3527 US Hwy 421 N. | Wilmington | New Hanover | North Carolina | 28402 | solar | Solar = 1.6 MW | Solar Photovoltaic | 1.6 | 1.6 | [9 empty] | 1.6 |  |  | EIA-860, EIA-860M and EIA-923 | 202406 | -77.9757 | 34.2902
-7932663.0928 | 5248267.6086 | 43518 | 60799 | Iron Horse Solar 4, LLC | 60479 | Iron Horse Solar 4, LLC | IPP Non-CHP | 146 Pond Street | North Billerica | Middlesex | Massachusetts | 1862 | solar | Solar = 4.5 MW | Solar Photovoltaic | 4.5 | 4.5 | [9 empty] | 4.5 |  |  | EIA-860, EIA-860M and EIA-923 | 202406 | -71.2603 | 42.58
-8964558.5936 | 4247089.8197 | 43519 | 60800 | Catawba Solar LLC | 60480 | Catawba Solar LLC | IPP Non-CHP | 170 Furniture Road | Salisbury | Rowan | North Carolina | 28146 | solar | Solar = 2 MW | Solar Photovoltaic | 2 | 2 | [9 empty] | 2 |  |  | EIA-860, EIA-860M and EIA-923 | 202406 | -80.53 | 35.61
-11635553.001 | 4619683.811 | 43520 | 60801 | CEC Solar #1117, LLC | 60609 | Clean Focus Renewables, Inc. | IPP Non-CHP | William White Blvd & N 27th La | Pueblo | Pueblo | Colorado | 81001 | solar | Solar = 1.5 MW | Solar Photovoltaic | 1.5 | 1.5 | [9 empty] | 1.5 |  |  | EIA-860, EIA-860M and EIA-923 | 202406 | -104.524 | 38.2844
-8313443.0996 | 4787860.0712 | 43521 | 60802 | ACCC Mays Landing | 61944 | MN8 Energy LLC | IPP Non-CHP | 5100 E. Black Horse Pike | Pleasantville | Atlantic | New Jersey | 8232 | solar | Solar = 1.4 MW | Solar Photovoltaic | 1.4 | 1.4 | [9 empty] | 1.4 |  |  | EIA-860, EIA-860M and EIA-923 | 202406 | -74.6809 | 39.4606
-8308672.7254 | 5034928.7364 | 43522 | 60805 | Beaver Run | 60281 | Altus Power America Management, LLC | IPP Non-CHP | 283 Beaver Run Rd | Lafayette Township | Sussex | New Jersey | 7848 | solar | Solar = 7.4 MW | Solar Photovoltaic | 7.4 | 7.4 | [9 empty] | 7.4 |  |  | EIA-860, EIA-860M and EIA-923 | 202406 | -74.6381 | 41.153
-8239534.75 | 4985533.6557 | 43523 | 60806 | North Bergen Solar | 60268 | Hartz Solar, LLC | IPP Non-CHP | 2220 91st Street | North Bergen | Hudson | New Jersey | 7047 | solar | Solar = 1.7 MW | Solar Photovoltaic | 1.6 | 1.7 | [9 empty] | 1.7 |  |  | EIA-860, EIA-860M and EIA-923 | 202406 | -74.017 | 40.818
-8268272.2106 | 4943908.4999 | 43524 | 60808 | US Foods Solar | 58677 | CD US Solar MT1 LLC | IPP Non-CHP | 1051 Amboy Ave. | Perth Amboy | Middlesex | New Jersey | 8861 | solar | Solar = 6 MW | Solar Photovoltaic | 6 | 6 | [9 empty] | 6 |  |  | EIA-860, EIA-860M and EIA-923 | 202406 | -74.2752 | 40.5344
-8326899.0657 | 4864094.1612 | 43525 | 60809 | Summit Water Nexus Mt. Holly, LLC Solar | 60955 | Summit Water Nexus, Mount Holly, LLC | IPP Non-CHP | 26 Maple Ave | Lumberton | Burlington | New Jersey | 8060 | solar | Solar = 1 MW | Solar Photovoltaic | 1 | 1 | [9 empty] | 1 |  |  | EIA-860, EIA-860M and EIA-923 | 202406 | -74.8018 | 39.9873
-8273368.4168 | 4935279.7916 | 43526 | 60810 | Sabert Solar | 61023 | Sabert Corporation | IPP Non-CHP | 879 Main Street Extension | Sayreville | Middlesex | New Jersey | 7068 | solar | Solar = 1 MW | Solar Photovoltaic | 1.8 | 1 | [9 empty] | 1 |  |  | EIA-860, EIA-860M and EIA-923 | 202406 | -74.3209 | 40.4755
-13694604.3527 | 4688719.5659 | 43527 | 60813 | Cloverdale Solar Center | 60496 | Adapture Renewables, Inc. | IPP Non-CHP | 1255 Hiatt Road | Cloverdale | Sonoma | California | 95425 | solar | Solar = 1 MW | Solar Photovoltaic | 1 | 1 | [9 empty] | 1 |  |  | EIA-860, EIA-860M and EIA-923 | 202406 | -123.0207 | 38.7696
-8067227.763 | 5217599.4814 | 43528 | 60815 | Hampshire College Hybrid | 57313 | Tesla Inc. | IPP Non-CHP | S Maple St | Amherst | Hampshire | Massachusetts | 1002 | solar | Battery = 1 MW, Solar = 3.4 MW | Batteries; Solar Photovoltaic; | 4.4 | 4.4 | 1 | [8 empty] | 3.4 |  |  | EIA-860, EIA-860M and EIA-923 | 202406 | -72.4691 | 42.3769
-7932121.5234 | 5231514.7115 | 43529 | 60816 | Town of Lexington Solar | 61132 | Syncarpha Lexington, LLC | IPP Non-CHP | 60 Hartwell Ave | Lexington | Middlesex | Massachusetts | 2421 | solar | Solar = 1.6 MW | Solar Photovoltaic | 1.6 | 1.6 | [9 empty] | 1.6 |  |  | EIA-860, EIA-860M and EIA-923 | 202406 | -71.2555 | 42.4691
-8316465.0898 | 5130559.6382 | 43530 | 60817 | Sullivan County - Adult Care Solar | 57313 | Tesla Inc. | IPP Non-CHP | 256 Sunset Lake | Liberty | Sullivan | New York | 12754 | solar | Solar = 2 MW | Solar Photovoltaic | 2 | 2 | [9 empty] | 2 |  |  | EIA-860, EIA-860M and EIA-923 | 202406 | -74.7081 | 41.7966
-8498491.7155 | 5364240.3519 | 43531 | 60818 | Oswego County - Fulton Solar | 57313 | Tesla Inc. | IPP Non-CHP | 3125 NY-3 | Fulton | Oswego | New York | 13069 | solar | Solar = 2 MW | Solar Photovoltaic | 2 | 2 | [9 empty] | 2 |  |  | EIA-860, EIA-860M and EIA-923 | 202406 | -76.3432 | 43.3424
-8456920.0083 | 5460948.9663 | 43532 | 60819 | Jefferson-Lewis BOCES Solar | 61060 | Cypress Creek Renewables | IPP Non-CHP | 20104 NY-3 | Watertown | Jefferson | New York | 13601 | solar | Solar = 2 MW | Solar Photovoltaic | 2 | 2 | [9 empty] | 2 |  |  | EIA-860, EIA-860M and EIA-923 | 202406 | -75.9698 | 43.971
-8604241.5582 | 4755812.6904 | 43533 | 60820 | Montgomery County Correctional Facility | 57313 | Tesla Inc. | IPP Non-CHP | 22880 Whelan Ln | Boyds | Montgomery | Maryland | 20841 | solar | Solar = 1.4 MW | Solar Photovoltaic | 1.4 | 1.4 | [9 empty] | 1.4 |  |  | EIA-860, EIA-860M and EIA-923 | 202406 | -77.2932 | 39.2379
-12465797.8084 | 5026948.7741 | 43534 | 60821 | Weber State University - Davis Campus PV | 57313 | Tesla Inc. | IPP Non-CHP | 2750 University Park Blvd | Layton | Davis | Utah | 84041 | solar | Solar = 1.3 MW | Solar Photovoltaic | 1.3 | 1.3 | [9 empty] | 1.3 |  |  | EIA-860, EIA-860M and EIA-923 | 202406 | -111.9822 | 41.099
-12455799.8709 | 3927637.4851 | 43535 | 60822 | Intel - Ocotillo Campus Solar | 57313 | Tesla Inc. | IPP Non-CHP | 4500 S Dobson Rd | Chandler | Maricopa | Arizona | 85248 | solar | Solar = 4.2 MW | Solar Photovoltaic | 4.2 | 4.2 | [9 empty] | 4.2 |  |  | EIA-860, EIA-860M and EIA-923 | 202406 | -111.8924 | 33.2433
-10735616.9604 | 5229905.3636 | 43536 | 60823 | South Sioux City Solar | 57313 | Tesla Inc. | IPP Non-CHP | 1635 C Ave | Dakota | Dakota | Nebraska | 68776 | solar | Solar = 2.3 MW | Solar Photovoltaic | 2.3 | 2.3 | [9 empty] | 2.3 |  |  | EIA-860, EIA-860M and EIA-923 | 202406 | -96.4397 | 42.4585
-12935200.7089 | 3989749.0812 | 43537 | 60824 | Valley Sanitary District WTP Solar | 57313 | Tesla Inc. | IPP Non-CHP | 45 500 Van Buren Street | Indio | Riverside | California | 92201 | solar | Solar = 1 MW | Solar Photovoltaic | 1 | 1 | [9 empty] | 1 |  |  | EIA-860, EIA-860M and EIA-923 | 202406 | -116.1989 | 33.7087
-12910252.4526 | 3967217.8084 | 43538 | 60825 | Colgreen North Shore Solar Farm | 60495 | Sunpin Holdings, LLC | IPP Non-CHP | 96950 S 70th Ave | Mecca | Riverside | California | 92254 | solar | Solar = 74.8 MW | Solar Photovoltaic | 74.8 | 74.8 | [9 empty] | 74.8 |  |  | EIA-860, EIA-860M and EIA-923 | 202406 | -115.9748 | 33.5401
-12560712.4798 | 3941698.7055 | 43539 | 60827 | Sun Streams, LLC | 61785 | EDP Renewables North America LLC | IPP Non-CHP | 36807 W Elliot Rd | Arlington | Maricopa | Arizona | 85322 | solar | Solar = 160 MW | Solar Photovoltaic | 160 | 160 | [9 empty] | 160 |  |  | EIA-860, EIA-860M and EIA-923 | 202406 | -112.8348 | 33.3488
-10398422.8757 | 5547784.2364 | 43540 | 60830 | Webster Holdco Solar CSG | 60486 | Webster Holdco LLC | IPP Non-CHP | 7383 40TH ST W Unit 1-5 | Webster | Rice | Minnesota | 55088 | solar | Solar = 5 MW | Solar Photovoltaic | 5 | 5 | [9 empty] | 5 |  |  | EIA-860, EIA-860M and EIA-923 | 202406 | -93.4106 | 44.5297
-7960920.5436 | 5131873.7339 | 43541 | 60831 | Orbit Energy RI | 64553 | Anaergia | IPP Non-CHP | 289 Scituate Ave | Johnston | Providence | Rhode Island | 2919 | biomass | Biomass = 3.2 MW | Other Waste Biomass | 3.2 | 3.2 |  | 3.2 | [10 empty] | EIA-860, EIA-860M and EIA-923 | 202406 | -71.5142 | 41.8054
-10367629.6782 | 5562382.8355 | 43542 | 60832 | Farmington Holdco Solar | 60501 | Farmington Holdco LLC | IPP Non-CHP | 3398 225th ST | Farmington | Dakota | Minnesota | 55024 | solar | Solar = 5 MW | Solar Photovoltaic | 5 | 5 | [9 empty] | 5 |  |  | EIA-860, EIA-860M and EIA-923 | 202406 | -93.134 | 44.6231
-10325658.8906 | 5468905.2644 | 43543 | 60833 | Dodge Holdco Solar CSG | 60485 | Dodge Holdco LLC | IPP Non-CHP | 61801 240TH AVE Unit 1-5 | Kasson | Dodge | Minnesota | 55955 | solar | Solar = 5 MW | Solar Photovoltaic | 5 | 5 | [9 empty] | 5 |  |  | EIA-860, EIA-860M and EIA-923 | 202406 | -92.757 | 44.0224
-10307315.6649 | 5468823.8344 | 43544 | 60834 | Hwy 14 Holdco Solar CSG | 60488 | Hwy 14 Holdco, LLC | IPP Non-CHP | 7647 Country Club Road W Byron | Byron | Olmsted | Minnesota | 55920 | solar | Solar = 5 MW | Solar Photovoltaic | 5 | 5 | [9 empty] | 5 |  |  | EIA-860, EIA-860M and EIA-923 | 202406 | -92.5922 | 44.0218
-10314232.1675 | 5499570.0007 | 43545 | 60835 | Pine Island Solar CSG | 60490 | Pine Island Holdco, LLC | IPP Non-CHP | 50291 HIGHWAY 52 BLVD | Pine Island | Olmsted | Minnesota | 55963 | solar | Solar = 3.9 MW | Solar Photovoltaic | 3.9 | 3.9 | [9 empty] | 3.9 |  |  | EIA-860, EIA-860M and EIA-923 | 202406 | -92.6543 | 44.2201
-10439049.4805 | 5674348.1626 | 43546 | 60836 | Big Lake Holdco Solar CSG | 60489 | Big Lake Holdco LLC | IPP Non-CHP | 19828 State Highway 25 NW | Big Lake | Sherburne | Minnesota | 55309 | solar | Solar = 5 MW | Solar Photovoltaic | 5 | 5 | [9 empty] | 5 |  |  | EIA-860, EIA-860M and EIA-923 | 202406 | -93.7756 | 45.3346
-10340909.4382 | 5661516.6531 | 43547 | 60837 | Forest Lake Solar CSG | 60491 | Forest Lake Holdco LLC | IPP Non-CHP | 10360 Scandia Trail N | Scandia | Washington | Minnesota | 55073 | solar | Solar = 5 MW | Solar Photovoltaic | 5 | 5 | [9 empty] | 5 |  |  | EIA-860, EIA-860M and EIA-923 | 202406 | -92.894 | 45.2535
-10243539.3928 | 5522434.8506 | 43548 | 60838 | Wabasha Holdco Solar CSG | 60487 | Wabasha Holdco LLC | IPP Non-CHP | 1500 Hiawatha Drive East | Wabasha | Wabasha | Minnesota | 55981 | solar | Solar = 3 MW | Solar Photovoltaic | 3 | 3 | [9 empty] | 3 |  |  | EIA-860, EIA-860M and EIA-923 | 202406 | -92.0193 | 44.3671
-8244921.9455 | 4977016.0504 | 43549 | 60839 | Goya Foods, Inc- Jersey City Solar | 60993 | Goya Foods Inc. | IPP Non-CHP | 350 County Road | Jersey City | Hudson | New Jersey | 7097 | solar | Solar = 2.5 MW | Solar Photovoltaic | 2.5 | 2.5 | [9 empty] | 2.5 |  |  | EIA-860, EIA-860M and EIA-923 | 202406 | -74.0654 | 40.7601
-8246258.1133 | 4978934.293 | 43550 | 60840 | Goya Foods, Inc- Secaucus Solar | 60993 | Goya Foods Inc. | IPP Non-CHP | 100 Seaview Drive | Secaucus | Hudson | New Jersey | 7094 | solar | Solar = 1.6 MW | Solar Photovoltaic | 1.6 | 1.6 | [9 empty] | 1.6 |  |  | EIA-860, EIA-860M and EIA-923 | 202406 | -74.0774 | 40.7731
-8270715.1168 | 4985031.4885 | 43551 | 60841 | Prudential 55 Livingston Roseland Solar | 64798 | Prudential Drive Investors, LLC | Commercial Non-CHP | 55 Livingston Ave | Roseland | Essex | New Jersey | 7068 | solar | Solar = 1.2 MW | Solar Photovoltaic | 1.2 | 1.2 | [9 empty] | 1.2 |  |  | EIA-860, EIA-860M and EIA-923 | 202406 | -74.2971 | 40.8146
-8271593.5389 | 4985145.7756 | 43552 | 60842 | Prudential 80 Livingston Roseland Solar | 64798 | Prudential Drive Investors, LLC | Commercial Non-CHP | 80 Livingston Ave | Roseland | Essex | New Jersey | 7068 | solar | Solar = 1.7 MW | Solar Photovoltaic | 1.7 | 1.7 | [9 empty] | 1.7 |  |  | EIA-860, EIA-860M and EIA-923 | 202406 | -74.305 | 40.8154
-8250355.0046 | 4972274.7527 | 43553 | 60843 | River Terminal Development Solar | 16380 | RTC Properties Inc | Commercial Non-CHP | 100 Central Avenue | Kearny | Hudson | New Jersey | 7032 | solar | Solar = 2.9 MW | Solar Photovoltaic | 2.9 | 2.9 | [9 empty] | 2.9 |  |  | EIA-860, EIA-860M and EIA-923 | 202406 | -74.1142 | 40.7278
-13575163.6598 | 4634774.55 | 43554 | 60844 | Genentech Vacaville Meter #1 | 57313 | Tesla Inc. | IPP Non-CHP | 1000 New Horizons Way | Vacaville | Solano | California | 95688 | solar | Solar = 6.1 MW | Solar Photovoltaic | 6.1 | 6.1 | [9 empty] | 6.1 |  |  | EIA-860, EIA-860M and EIA-923 | 202406 | -121.9478 | 38.3908
-13513955.6396 | 4664728.7588 | 43555 | 60846 | US GSA - Sacramento | 57313 | Tesla Inc. | IPP Non-CHP | 2800 Cottage Way | Sacramento | Sacramento | California | 95825 | solar | Solar = 1.1 MW | Solar Photovoltaic | 1.1 | 1.1 | [9 empty] | 1.1 |  |  | EIA-860, EIA-860M and EIA-923 | 202406 | -121.3979 | 38.6014
-8837987.3307 | 4794295.7968 | 43556 | 60847 | Garrett County - DPU Treatment Plant | 57313 | Tesla Inc. | IPP Non-CHP | 762 Mayhew Inn Rd | Oakland | Garrett | Maryland | 21550 | solar | Solar = 1.2 MW | Solar Photovoltaic | 1.2 | 1.2 | [9 empty] | 1.2 |  |  | EIA-860, EIA-860M and EIA-923 | 202406 | -79.393 | 39.5052
-8451957.3854 | 4927674.0101 | 43557 | 60848 | Temple Solar Arrays | 56408 | UGI Energy Services, LLC | IPP Non-CHP | 5665 :eesport Ave | Reading | Berks | Pennsylvania | 19605 | solar | Solar = 2.2 MW | Solar Photovoltaic | 2.2 | 2.2 | [9 empty] | 2.2 |  |  | EIA-860, EIA-860M and EIA-923 | 202406 | -75.9252 | 40.4235
-8606602.6446 | 4821535.2625 | 43558 | 60849 | Emmitsburg Solar Arrays | 56408 | UGI Energy Services, LLC | IPP Non-CHP | 16707 Creamery Road | Emmitsburg | Frederick | Maryland | 21727 | solar | Solar = 1.7 MW | Solar Photovoltaic | 1.7 | 1.7 | [9 empty] | 1.7 |  |  | EIA-860, EIA-860M and EIA-923 | 202406 | -77.3144 | 39.6937
-8833413.5468 | 4124432.2014 | 43559 | 60850 | Thigpen Farms Solar, LLC | 64281 | Thigpen Solar, LLC | IPP Non-CHP | 37 Future (911 street address) | Maxton | Robeson | North Carolina | 28364 | solar | Solar = 5 MW | Solar Photovoltaic | 5 | 5 | [9 empty] | 5 |  |  | EIA-860, EIA-860M and EIA-923 | 202406 | -79.3519 | 34.7092
-8013444.8642 | 5187229.7486 | 43560 | 60851 | Curtis Hill Solar CSG | 61561 | CCC Solar Holdings LLC | IPP Non-CHP | 28 Curtis Hill Road | Charlton | Worcester | Massachusetts | 1507 | solar | Solar = 1.9 MW | Solar Photovoltaic | 2 | 1.9 | [9 empty] | 1.9 |  |  | EIA-860, EIA-860M and EIA-923 | 202406 | -71.986 | 42.175
-8013667.5032 | 5183925.7264 | 43561 | 60852 | Depot Hill Solar CSG | 61561 | CCC Solar Holdings LLC | IPP Non-CHP | 53 City Depot Road | Charlton | Worcester | Massachusetts | 1507 | solar | Solar = 1.9 MW | Solar Photovoltaic | 2 | 1.9 | [9 empty] | 1.9 |  |  | EIA-860, EIA-860M and EIA-923 | 202406 | -71.988 | 42.153
-9907163.395 | 4018959.307 | 43562 | 60853 | SR Houston | 60511 | SR Houston Holdings, LLC | IPP Non-CHP | County Road 116 | Houston | Chickasaw | Mississippi | 38851 | solar | Solar = 3.1 MW | Solar Photovoltaic | 3.1 | 3.1 | [9 empty] | 3.1 |  |  | EIA-860, EIA-860M and EIA-923 | 202406 | -88.9976 | 33.9267
-7933377.5413 | 5177405.7554 | 43563 | 60854 | Bird Machine Solar Farm | 60513 | Bird Machine Solar Farm, LLC | IPP Non-CHP | 100 Neponset St | South Walpole | Norfolk | Massachusetts | 2071 | solar | Solar = 3.5 MW | Solar Photovoltaic | 3.5 | 3.5 | [9 empty] | 3.5 |  |  | EIA-860, EIA-860M and EIA-923 | 202406 | -71.2667 | 42.1096
-7931111.7443 | 5248692.1342 | 43564 | 60855 | Iron Horse Solar I CSG | 60514 | Iron Horse Solar 1, LLC | IPP Non-CHP | 200 Iron Horse Park | North Billerica | Middlesex | Massachusetts | 1862 | solar | Solar = 2.9 MW | Solar Photovoltaic | 2.9 | 2.9 | [9 empty] | 2.9 |  |  | EIA-860, EIA-860M and EIA-923 | 202406 | -71.2464 | 42.5829
-11360423.6513 | 4132607.0293 | 43565 | 60856 | Astra Wind Farm | 60515 | Astra Wind LLC | IPP Non-CHP | 41801 FM 168 | Happy | Randall | Texas | 79042 | wind | Wind = 163 MW | Onshore Wind Turbine | 163 | 163 | [10 empty] | 163 |  | EIA-860, EIA-860M and EIA-923 | 202406 | -102.0524 | 34.7695
-8255581.7886 | 4876247.5748 | 43566 | 60857 | NES Rutgers Solar | 60516 | NES Rutgers LLC | Industrial Non-CHP | 1985 Rutgers University Blvd | Lakewood | Ocean | New Jersey | 8701 | solar | Solar = 1 MW | Solar Photovoltaic | 1 | 1 | [9 empty] | 1 |  |  | EIA-860, EIA-860M and EIA-923 | 202406 | -74.1612 | 40.0709
-7950739.3743 | 5172388.5296 | 43567 | 60858 | 126 Grove Solar LLC | 60281 | Altus Power America Management, LLC | IPP Non-CHP | 126 Grove Street | Franklin | Norfolk | Massachusetts | 2028 | solar | Solar = 2 MW | Solar Photovoltaic | 2 | 2 | [9 empty] | 2 |  |  | EIA-860, EIA-860M and EIA-923 | 202406 | -71.4227 | 42.0761
-8156840.621 | 5615594.6371 | 43568 | 60860 | VEC Alburgh Array | 60520 | SoCore Energy LLC | IPP Non-CHP | 22 Vermont 78 | Alburgh | Grand Isle | Vermont | 5440 | solar | Solar = 1 MW | Solar Photovoltaic | 1 | 1 | [9 empty] | 1 |  |  | EIA-860, EIA-860M and EIA-923 | 202406 | -73.2741 | 44.9623
-13507840.9713 | 4659551.7214 | 43569 | 60861 | Dept of General Services -FTB | 60518 | California PV Energy 2, LLC | IPP Non-CHP | 9646 Butterfield Way | Sacramento | Sacramento | California | 95827 | solar | Solar = 2.7 MW | Solar Photovoltaic | 2.7 | 2.7 | [9 empty] | 2.7 |  |  | EIA-860, EIA-860M and EIA-923 | 202406 | -121.343 | 38.565
-9379193.1952 | 4583274.7676 | 43570 | 60863 | Cooperative Solar One | 5580 | East Kentucky Power Coop, Inc | Electric Utility | 4775 Lexington Road | Winchester | Clark | Kentucky | 40391 | solar | Solar = 8.5 MW | Solar Photovoltaic | 8.5 | 8.5 | [9 empty] | 8.5 |  |  | EIA-860, EIA-860M and EIA-923 | 202406 | -84.2547 | 38.0272
-9589728.8539 | 4934917.3108 | 43571 | 60864 | Kokomo Solar 1, LLC | 56990 | NJR Clean Energy Ventures Corporation | IPP Non-CHP | 1201 W. Markland Ave. | Kokomo | Howard | Indiana | 46901 | solar | Solar = 5.4 MW | Solar Photovoltaic | 5.4 | 5.4 | [9 empty] | 5.4 |  |  | EIA-860, EIA-860M and EIA-923 | 202406 | -86.146 | 40.473
-7865444.3767 | 5255164.2855 | 43572 | 60865 | Equity Industrial Turbines | 60521 | Equity Industrial Turbines | IPP Non-CHP | 11 Dory Road | Gloucester | Essex | Massachusetts | 1930 | wind | Wind = 4 MW | Onshore Wind Turbine | 4 | 4 | [10 empty] | 4 |  | EIA-860, EIA-860M and EIA-923 | 202406 | -70.6565 | 42.6256
-7890329.0697 | 5279960.0458 | 43573 | 60866 | Bashaw Solar CSG 1, LLC | 60484 | Bashaw Solar 1, LLC | IPP Non-CHP | 4 Middle Road | Newbury | Essex | Massachusetts | 1951 | solar | Solar = 2 MW | Solar Photovoltaic | 2 | 2 | [9 empty] | 2 |  |  | EIA-860, EIA-860M and EIA-923 | 202406 | -70.88 | 42.7893
-8101302.5478 | 5163416.9228 | 43574 | 60867 | Kearsarge Southwick LLC | 59232 | Kearsarge Solar LLC | IPP Non-CHP | 63 Congamond Road | Southwick | Hampden | Massachusetts | 1077 | solar | Solar = 3.3 MW | Solar Photovoltaic | 3.3 | 3.3 | [9 empty] | 3.3 |  |  | EIA-860, EIA-860M and EIA-923 | 202406 | -72.7752 | 42.0163
-13553874.5864 | 5680046.2305 | 43575 | 60868 | Timothy Lake Powerhouse | 15248 | Portland General Electric Co | Electric Utility | 83191 USFS Road 57 | Estacada | Clackamas | Oregon | 97023 | hydroelectric | Hydroelectric = 1.1 MW | Conventional Hydroelectric | 1.2 | 1.1 |  |  |  |  | 1.1 | [7 empty] | EIA-860, EIA-860M and EIA-923 | 202406 | -121.7565 | 45.3705
-13127108.164 | 4097745.071 | 43576 | 60869 | Solar Star California, XLIV, LLC | 61944 | MN8 Energy LLC | IPP Non-CHP | 34534 116th Street East | Pearblossom | Los Angeles | California | 93553 | solar | Solar = 9.5 MW | Solar Photovoltaic | 9.5 | 9.5 | [9 empty] | 9.5 |  |  | EIA-860, EIA-860M and EIA-923 | 202406 | -117.9228 | 34.5119
-10319741.703 | 5076999.475 | 43577 | 60873 | Prairie Wind Farm | 12341 | MidAmerican Energy Co | Electric Utility | 705 E. Jefferson St | Montezuma | Mahaska | Iowa | 50171 | wind | Wind = 169 MW | Onshore Wind Turbine | 168 | 169 | [10 empty] | 169 |  | EIA-860, EIA-860M and EIA-923 | 202406 | -92.7038 | 41.4369
-8061597.8911 | 5408680.2125 | 43578 | 60874 | GMP Solar - Hartford | 7601 | Green Mountain Power Corp | Electric Utility | 802 Quechee-Hartland Road | Hartford | Windsor | Vermont | 5001 | solar | Solar = 5 MW | Solar Photovoltaic | 5 | 5 | [9 empty] | 5 |  |  | EIA-860, EIA-860M and EIA-923 | 202406 | -72.4186 | 43.6321
-8137815.5635 | 5537761.9207 | 43579 | 60875 | GMP Solar - Williston | 7601 | Green Mountain Power Corp | Electric Utility | 479 Mountain View Road | Williston | Chittenden | Vermont | 5495 | solar | Solar = 4.7 MW | Solar Photovoltaic | 4.7 | 4.7 | [9 empty] | 4.7 |  |  | EIA-860, EIA-860M and EIA-923 | 202406 | -73.1032 | 44.4655
-10134114.0031 | 5100795.7564 | 43580 | 60876 | Eastern Iowa Solar | 3258 | Central Iowa Power Cooperative | Electric Utility | 1316 Division St West | Wilton | Muscatine | Iowa | 52778 | solar | Solar = 1.8 MW | Solar Photovoltaic | 1.8 | 1.8 | [9 empty] | 1.8 |  |  | EIA-860, EIA-860M and EIA-923 | 202406 | -91.0363 | 41.597
-8071832.939 | 5486520.585 | 43581 | 60877 | GMP Solar - Williamstown | 7601 | Green Mountain Power Corp | Electric Utility | 730 McGlynn Road | Williamstown | Orange | Vermont | 5679 | solar | Solar = 5 MW | Solar Photovoltaic | 5 | 5 | [9 empty] | 5 |  |  | EIA-860, EIA-860M and EIA-923 | 202406 | -72.5105 | 44.1361
-7981352.6796 | 5176337.8825 | 43582 | 60878 | Sutton Solar CSG | 60529 | Sutton Solar, LLC | IPP Non-CHP | 25 Oakhurst Road | Sutton | Worcester | Massachusetts | 1590 | solar | Solar = 1.9 MW | Solar Photovoltaic | 1.9 | 1.9 | [9 empty] | 1.9 |  |  | EIA-860, EIA-860M and EIA-923 | 202406 | -71.6977 | 42.1024
-8158278.7575 | 5245553.3941 | 43583 | 60879 | Nexamp Peak CSG | 60530 | Nexamp Peak, LLC | IPP Non-CHP | 297 Brodie Mountain Road | Hancock | Berkshire | Massachusetts | 1237 | solar | Solar = 1.7 MW | Solar Photovoltaic | 2 | 1.7 | [9 empty] | 1.7 |  |  | EIA-860, EIA-860M and EIA-923 | 202406 | -73.2871 | 42.5621
-8049401.0598 | 5155588.3431 | 43584 | 60880 | Stafford MS Ground Mount Community Solar | 60911 | Town of Stafford - (CT) | IPP Non-CHP | 21 Levinthal Run | Stafford | Tolland | Connecticut | 6076 | solar | Solar = 2 MW | Solar Photovoltaic | 2 | 2 | [9 empty] | 2 |  |  | EIA-860, EIA-860M and EIA-923 | 202406 | -72.309 | 41.964
-9077087.1254 | 4279994.3174 | 43585 | 60881 | Bernhardt Furniture Solar Farm | 60532 | Bernhardt Furniture Company | IPP Non-CHP | 1755 Connelly Springs Road | Lenoir | Caldwell | North Carolina | 28645 | solar | Solar = 1 MW | Solar Photovoltaic | 1.1 | 1 | [9 empty] | 1 |  |  | EIA-860, EIA-860M and EIA-923 | 202406 | -81.5409 | 35.8499
-8642119.1282 | 4348313.6409 | 43586 | 60882 | Carl Friedrich Gauss Solar | 59462 | Heelstone Energy Holdings, LLC | IPP Non-CHP | 700 Gregory Farm Road | Halifax | Halifax | North Carolina | 27839 | solar | Solar = 5 MW | Solar Photovoltaic | 5 | 5 | [9 empty] | 5 |  |  | EIA-860, EIA-860M and EIA-923 | 202406 | -77.6335 | 36.3458
-9228238.2884 | 5456447.8969 | 43587 | 60883 | Deerfield Wind Energy, LLC | 60537 | Deerfield Wind Energy, LLC | IPP Non-CHP | 3200 E. Kinde Rd. | Kinde | Huron | Michigan | 48455 | wind | Wind = 149 MW | Onshore Wind Turbine | 149 | 149 | [10 empty] | 149 |  | EIA-860, EIA-860M and EIA-923 | 202406 | -82.8987 | 43.9419
-12795507.5497 | 4280001.1843 | 43588 | 60885 | Boulder Solar II, LLC | 60639 | AEP Renewables | IPP Non-CHP | 17445 South US HWY 95 | Boulder City | Clark | Nevada | 89005 | solar | Solar = 50 MW | Solar Photovoltaic | 50 | 50 | [9 empty] | 50 |  |  | EIA-860, EIA-860M and EIA-923 | 202406 | -114.944 | 35.85
-12507841.1763 | 4743822.8641 | 43589 | 60886 | Pavant Solar III | 60639 | AEP Renewables | IPP Non-CHP | 1920 W 8900 W | Filmore | Millard | Utah | 84631 | solar | Solar = 20 MW | Solar Photovoltaic | 20 | 20 | [9 empty] | 20 |  |  | EIA-860, EIA-860M and EIA-923 | 202406 | -112.3598 | 39.1545
-10054665.8391 | 5403119.7993 | 43590 | 60887 | Sauk DPC Solar | 60520 | SoCore Energy LLC | IPP Non-CHP | S3757 County Road Q | Wonewoc | Vernon | Wisconsin | 53968 | solar | Solar = 1 MW | Solar Photovoltaic | 1 | 1 | [9 empty] | 1 |  |  | EIA-860, EIA-860M and EIA-923 | 202406 | -90.3226 | 43.5959
-10169302.6507 | 5603878.2961 | 43591 | 60888 | Lafayette DPC Solar | 60520 | SoCore Energy LLC | IPP Non-CHP | 15280 County Highway CO | Chippewa Falls | Chippewa | Wisconsin | 54729 | solar | Solar = 1 MW | Solar Photovoltaic | 1 | 1 | [9 empty] | 1 |  |  | EIA-860, EIA-860M and EIA-923 | 202406 | -91.3524 | 44.8878
-10135439.2616 | 5679348.0933 | 43592 | 60889 | Conrath DPC Solar | 60520 | SoCore Energy LLC | IPP Non-CHP | W7250 Badger Rd | Conrath | Rusk | Wisconsin | 54731 | solar | Solar = 1 MW | Solar Photovoltaic | 1 | 1 | [9 empty] | 1 |  |  | EIA-860, EIA-860M and EIA-923 | 202406 | -91.0482 | 45.3661
-10299078.9131 | 5615168.2933 | 43593 | 60890 | Warren DPC Solar | 60520 | SoCore Energy LLC | IPP Non-CHP | 668 140th Street | Roberts | St Croix | Wisconsin | 54023 | solar | Solar = 2.2 MW | Solar Photovoltaic | 2.2 | 2.2 | [9 empty] | 2.2 |  |  | EIA-860, EIA-860M and EIA-923 | 202406 | -92.5182 | 44.9596
-10119732.0815 | 5387486.9433 | 43594 | 60891 | Liberty Pole DPC Solar | 60520 | SoCore Energy LLC | IPP Non-CHP | 56580 Black River Rd | Viroqua | Vernon | Wisconsin | 54665 | solar | Solar = 1.1 MW | Solar Photovoltaic | 1.1 | 1.1 | [9 empty] | 1.1 |  |  | EIA-860, EIA-860M and EIA-923 | 202406 | -90.9071 | 43.4941
-10228491.224 | 5592323.0601 | 43595 | 60892 | Downsville DPC Solar | 60520 | SoCore Energy LLC | IPP Non-CHP | E5494 370th Ave | Menomonee | Dunn | Wisconsin | 54751 | solar | Solar = 1 MW | Solar Photovoltaic | 1 | 1 | [9 empty] | 1 |  |  | EIA-860, EIA-860M and EIA-923 | 202406 | -91.8841 | 44.8142
-10111349.7238 | 5308164.3229 | 43596 | 60893 | Mt. Hope DPC Solar | 60520 | SoCore Energy LLC | IPP Non-CHP | 8248 US 18 | Mt. Hope | Grant | Wisconsin | 53816 | solar | Solar = 1 MW | Solar Photovoltaic | 1 | 1 | [9 empty] | 1 |  |  | EIA-860, EIA-860M and EIA-923 | 202406 | -90.8318 | 42.975
-10060265.2095 | 5647226.9996 | 43597 | 60894 | Medford DPC Solar | 60520 | SoCore Energy LLC | IPP Non-CHP | W6378 Center Ave | Medford | Taylor | Wisconsin | 54451 | solar | Solar = 2 MW | Solar Photovoltaic | 2 | 2 | [9 empty] | 2 |  |  | EIA-860, EIA-860M and EIA-923 | 202406 | -90.3729 | 45.163
-10026758.0428 | 5461125.6087 | 43598 | 60895 | Whistling Winds DPC Solar | 60520 | SoCore Energy LLC | IPP Non-CHP | N9000 Wisconsin 80 Trunk | New Lisbon | Juneau | Wisconsin | 53950 | solar | Solar = 1.5 MW | Solar Photovoltaic | 1.5 | 1.5 | [9 empty] | 1.5 |  |  | EIA-860, EIA-860M and EIA-923 | 202406 | -90.0719 | 43.9721
-11090121.5599 | 3941235.7603 | 43599 | 60901 | Willow Springs Wind Farm | 60542 | Willow Springs Windfarm, LLC | IPP Non-CHP | 343 CR 251 | Weinert | Haskell | Texas | 76388 | wind | Wind = 250 MW | Onshore Wind Turbine | 250 | 250 | [10 empty] | 250 |  | EIA-860, EIA-860M and EIA-923 | 202406 | -99.6243 | 33.3454
-11240499.8317 | 3877235.5057 | 43600 | 60902 | Dermott Wind | 60543 | Dermott Wind, LLC | IPP Non-CHP | 8538 F M 1142 | Snyder | Scurry | Texas | 79549 | wind | Wind = 253 MW | Onshore Wind Turbine | 253 | 253 | [10 empty] | 253 |  | EIA-860, EIA-860M and EIA-923 | 202406 | -100.9751 | 32.8638
-7890129.4738 | 5240022.63 | 43601 | 60903 | Salem Harbor Power Development LP | 59928 | Salem Harbor Power Development LP | IPP Non-CHP | 24 Fort Avenue | Salem | Essex | Massachusetts | 1970 | natural gas | Natural Gas = 675 MW | Natural Gas Fired Combined Cycle | 798.2 | 675 | [6 empty] | 675 | [5 empty] | EIA-860, EIA-860M and EIA-923 | 202406 | -70.8782 | 42.5255
-8613381.5563 | 5211660.3583 | 43602 | 60904 | Time Warner Cable - Knowles | 57313 | Tesla Inc. | IPP Non-CHP | 6941 Shannon Rd | Bath | Steuben | New York | 14810 | solar | Solar = 2 MW | Solar Photovoltaic | 2 | 2 | [9 empty] | 2 |  |  | EIA-860, EIA-860M and EIA-923 | 202406 | -77.3753 | 42.3374
-11261981.3765 | 5935074.5096 | 43603 | 60905 | Oliver Wind III, LLC | 60562 | Oliver Wind III, LLC | IPP Non-CHP | 3259 County Road 140 | Mandan | Morton | North Dakota | 58554 | wind | Wind = 99.3 MW | Onshore Wind Turbine | 99.3 | 99.3 | [10 empty] | 99.3 |  | EIA-860, EIA-860M and EIA-923 | 202406 | -101.1681 | 46.9571
-8082128.9901 | 5201299.7263 | 43604 | 60906 | Mt. Tom Solar Project Hybrid | 60471 | Mt. Tom Solar, LLC | IPP Non-CHP | 200 Northampton Street | Holyoke | Hampden | Massachusetts | 1040 | solar | Battery = 3.1 MW, Solar = 4.5 MW | Batteries; Solar Photovoltaic; | 7.6 | 7.6 | 3.1 | [8 empty] | 4.5 |  |  | EIA-860, EIA-860M and EIA-923 | 202406 | -72.603 | 42.2686
-8094486.6781 | 5205078.8744 | 43605 | 60908 | Northampton Landfill Solar PV | 60541 | Ameresco Glendale Road Solar PV LLC | IPP Non-CHP | 170 Glendale Road | Northampton | Hampshire | Massachusetts | 1063 | solar | Solar = 2.4 MW | Solar Photovoltaic | 2.4 | 2.4 | [9 empty] | 2.4 |  |  | EIA-860, EIA-860M and EIA-923 | 202406 | -72.714 | 42.2937
-8087461.1937 | 5129798.1426 | 43606 | 60909 | Hartford Landfill Solar EGF | 60166 | Materials Innovation Recycling Authority | IPP Non-CHP | 180 Leibert Road | Hartford | Hartford | Connecticut | 6120 | solar | Solar = 1 MW | Solar Photovoltaic | 1 | 1 | [9 empty] | 1 |  |  | EIA-860, EIA-860M and EIA-923 | 202406 | -72.6509 | 41.7915
-10547967.0306 | 5067515.7351 | 43607 | 60911 | Green Energy Machine | 60567 | Green Energy Machine, LLC | IPP Non-CHP | 75247 Jackson Rd | Anita | Cass | Iowa | 50849 | wind | Wind = 1.7 MW | Onshore Wind Turbine | 1.7 | 1.7 | [10 empty] | 1.7 |  | EIA-860, EIA-860M and EIA-923 | 202406 | -94.754 | 41.373
-8120979.4924 | 5401550.5608 | 43608 | 60912 | Cold River Road Solar | 60571 | AEP Onsite Partners, LLC | IPP Non-CHP | 2200 Cold River Road | North Clarendon | Rutland | Vermont | 5701 | solar | Solar = 2.3 MW | Solar Photovoltaic | 2.3 | 2.3 | [9 empty] | 2.3 |  |  | EIA-860, EIA-860M and EIA-923 | 202406 | -72.952 | 43.5857
-9332925.9206 | 4976950.3568 | 43609 | 60913 | Ohio Northern University Solar Site | 60571 | AEP Onsite Partners, LLC | IPP Non-CHP | 2080 County Rd 50 | Ada | Hardin | Ohio | 45810 | solar | Solar = 2.7 MW | Solar Photovoltaic | 3 | 2.7 | [9 empty] | 2.7 |  |  | EIA-860, EIA-860M and EIA-923 | 202406 | -83.8391 | 40.7596
-13167396.2462 | 3997433.6264 | 43610 | 60914 | Westmont 300B | 60281 | Altus Power America Management, LLC | IPP Non-CHP | 300 Westmont Dr | San Pedro | Los Angeles | California | 90731 | solar | Solar = 2.3 MW | Solar Photovoltaic | 3 | 2.3 | [9 empty] | 2.3 |  |  | EIA-860, EIA-860M and EIA-923 | 202406 | -118.2847 | 33.7661
-8554303.078 | 4505028.1248 | 43611 | 60915 | Correctional Solar LLC | 58468 | Dominion Renewable Energy | IPP Non-CHP | 5500 Mt. Nebo Road | Barhamsville | New Kent | Virginia | 23011 | solar | Solar = 20 MW | Solar Photovoltaic | 20 | 20 | [9 empty] | 20 |  |  | EIA-860, EIA-860M and EIA-923 | 202406 | -76.8446 | 37.4715
-8618105.6216 | 4430820.5355 | 43612 | 60916 | Sussex Drive, LLC | 58468 | Dominion Renewable Energy | IPP Non-CHP | 11498 Sussex Drive | Stoney Creek | Sussex | Virginia | 23882 | solar | Solar = 20 MW | Solar Photovoltaic | 20 | 20 | [9 empty] | 20 |  |  | EIA-860, EIA-860M and EIA-923 | 202406 | -77.4178 | 36.9405
-8725136.7516 | 4509444.489 | 43613 | 60917 | Buckingham Solar LLC | 58468 | Dominion Renewable Energy | IPP Non-CHP | 23 High Rock Road | Cumberland | Buckingham | Virginia | 23040 | solar | Solar = 19.8 MW | Solar Photovoltaic | 19.8 | 19.8 | [9 empty] | 19.8 |  |  | EIA-860, EIA-860M and EIA-923 | 202406 | -78.3792 | 37.5029
-13322883.0808 | 4326133.2416 | 43614 | 60918 | Verwey-Hanford Dairy Digester #1 | 60572 | AlsoEnergy | Industrial Non-CHP | 19765 13th Ave | Hanford | Kings | California | 93230 | biomass | Biomass = 1 MW | Other Waste Biomass | 1 | 1 |  | 1 | [10 empty] | EIA-860, EIA-860M and EIA-923 | 202406 | -119.6815 | 36.1852
-10401356.033 | 5589558.6811 | 43615 | 60919 | Shakopee Met Council WTP | 60573 | Oak Leaf Solar V LLC | IPP Non-CHP | 6957 Highway 101 | Shakopee | Scott | Minnesota | 55379 | solar | Solar = 1.3 MW | Solar Photovoltaic | 1.3 | 1.3 | [9 empty] | 1.3 |  |  | EIA-860, EIA-860M and EIA-923 | 202406 | -93.437 | 44.7966
-8790027.3318 | 4155035.9285 | 43616 | 60920 | Viper Solar | 61060 | Cypress Creek Renewables | IPP Non-CHP | 5581 McDonald Rd | Rockfish | Cumberland | North Carolina | 28731 | solar | Solar = 2 MW | Solar Photovoltaic | 2 | 2 | [9 empty] | 2 |  |  | EIA-860, EIA-860M and EIA-923 | 202406 | -78.9622 | 34.9349
-8660106.5768 | 4203061.5305 | 43617 | 60921 | Scarlet Solar | 61060 | Cypress Creek Renewables | IPP Non-CHP | 3107 NC Highway 903 | La Grange | Lenoir | North Carolina | 28551 | solar | Solar = 2 MW | Solar Photovoltaic | 2 | 2 | [9 empty] | 2 |  |  | EIA-860, EIA-860M and EIA-923 | 202406 | -77.7951 | 35.2878
-8685369.3107 | 4201179.2738 | 43618 | 60922 | Ruskin Solar | 61060 | Cypress Creek Renewables | IPP Non-CHP | 168 Ruskin Rd | Dudley | Wayne | North Carolina | 28333 | solar | Solar = 2 MW | Solar Photovoltaic | 2 | 2 | [9 empty] | 2 |  |  | EIA-860, EIA-860M and EIA-923 | 202406 | -78.022 | 35.274
-9237773.4707 | 5059560.5926 | 43619 | 60923 | Clyde Solar Array | 60571 | AEP Onsite Partners, LLC | IPP Non-CHP | 749 West McPherson Hwy | Clyde | Sandusky | Ohio | 43410 | solar | Solar = 2.8 MW | Solar Photovoltaic | 2.8 | 2.8 | [9 empty] | 2.8 |  |  | EIA-860, EIA-860M and EIA-923 | 202406 | -82.9843 | 41.3194
-10473190.2778 | 4323251.8613 | 43620 | 60924 | Ozarks Natural Energy Community Solar | 14289 | Ozarks Electric Coop Corp - (AR) | Electric Utility | 2154 Boulder WC 2052 | Springdale | Washington | Arkansas | 72765 | solar | Solar = 1 MW | Solar Photovoltaic | 1 | 1 | [9 empty] | 1 |  |  | EIA-860, EIA-860M and EIA-923 | 202406 | -94.0823 | 36.1643
-10634072.6568 | 3560341.2206 | 43621 | 60925 | Montgomery County | 55937 | Entergy Texas Inc. | Electric Utility | 11191 Longstreet Road | Willis | Montgomery | Texas | 77318 | natural gas | Natural Gas = 1000 MW | Natural Gas Fired Combined Cycle | 1000 | 1000 | [6 empty] | 1000 | [5 empty] | EIA-860, EIA-860M and EIA-923 | 202406 | -95.5275 | 30.4408
-10070053.8663 | 3504835.315 | 43622 | 60926 | St. Charles Power Station (LA) | 11241 | Entergy Louisiana LLC | Electric Utility | 17420 River Road | La Place | St Charles | Louisiana | 70068 | natural gas | Natural Gas = 1000 MW | Natural Gas Fired Combined Cycle | 1000 | 1000 | [6 empty] | 1000 | [5 empty] | EIA-860, EIA-860M and EIA-923 | 202406 | -90.4608 | 30.01
-10384840.562 | 3538430.8575 | 43623 | 60927 | Lake Charles Power | 11241 | Entergy Louisiana LLC | Electric Utility | 3500 Houston River Road | West Lake | Calcasieu | Louisiana | 70669 | natural gas | Natural Gas = 1000 MW | Natural Gas Fired Combined Cycle | 1000 | 1000 | [6 empty] | 1000 | [5 empty] | EIA-860, EIA-860M and EIA-923 | 202406 | -93.2886 | 30.271
-10011763.3074 | 3504591.0655 | 43624 | 60928 | New Orleans Power | 13478 | Entergy New Orleans, LLC | Electric Utility | 3601 Paris Road | New Orleans | Orleans | Louisiana | 70129 | natural gas | Natural Gas = 131.6 MW | Natural Gas Internal Combustion Engine | 131.6 | 131.6 | [6 empty] | 131.6 | [5 empty] | EIA-860, EIA-860M and EIA-923 | 202406 | -89.9372 | 30.0081
-8675519.5395 | 4299660.2894 | 43625 | 60929 | Red Oak Solar Farm, LLC | 59462 | Heelstone Energy Holdings, LLC | IPP Non-CHP | 1776 Red Oak Rd | Nashville | Nash | North Carolina | 27856 | solar | Solar = 4.9 MW | Solar Photovoltaic | 5 | 4.9 | [9 empty] | 4.9 |  |  | EIA-860, EIA-860M and EIA-923 | 202406 | -77.9335 | 35.993
-9231280.0935 | 3839819.8723 | 43626 | 60930 | Dublin Solar I | 61012 | AES Distributed Energy | IPP Non-CHP | 612 Parker Dairy Rd. | Dublin | Laurens | Georgia | 31021 | solar | Solar = 4.1 MW | Solar Photovoltaic | 4.1 | 4.1 | [9 empty] | 4.1 |  |  | EIA-860, EIA-860M and EIA-923 | 202406 | -82.926 | 32.581
-10946490.8077 | 4949122.1656 | 43627 | 60931 | CCC Hastings Wind Turbine | 60578 | CCC Hastings Renewable Energy, LLC | IPP Non-CHP | 3106 Academic Dr. | Hastings | Adams | Nebraska | 68901 | wind | Wind = 1.7 MW | Onshore Wind Turbine | 1.7 | 1.7 | [10 empty] | 1.7 |  | EIA-860, EIA-860M and EIA-923 | 202406 | -98.334 | 40.57
-10840959.9304 | 5112866.781 | 43628 | 60932 | Creston Ridge Wind Farm | 60577 | Creston Ridge, LLC | IPP Non-CHP | 45248 205th Ave | Creston | Platte | Nebraska | 68631 | wind | Wind = 6.8 MW | Onshore Wind Turbine | 6.8 | 6.8 | [10 empty] | 6.8 |  | EIA-860, EIA-860M and EIA-923 | 202406 | -97.386 | 41.678
-8323525.4172 | 4916682.4768 | 43629 | 60933 | Hopewell Cogeneration NJ | 63953 | Hopewell Campus Owners LLC | Commercial CHP | 311 Pennington Rocky Hill Road | Pennington | Mercer | New Jersey | 8534 | natural gas | Natural Gas = 4 MW | Natural Gas Internal Combustion Engine | 4 | 4 | [6 empty] | 4 | [5 empty] | EIA-860, EIA-860M and EIA-923 | 202406 | -74.7715 | 40.3483
-10332330.045 | 5573194.1379 | 43630 | 60935 | GRE Marshan Solar | 60520 | SoCore Energy LLC | IPP Non-CHP | 17747 Red Wind Blvd | Hastings | Dakota | Minnesota | 55033 | solar | Solar = 1 MW | Solar Photovoltaic | 1 | 1 | [9 empty] | 1 |  |  | EIA-860, EIA-860M and EIA-923 | 202406 | -92.8169 | 44.6922
-10178531.0365 | 5654642.497 | 43631 | 60936 | New Auburn DPC Solar | 60520 | SoCore Energy LLC | IPP Non-CHP | 24880 WI 40 | New Auburn | Chippewa | Wisconsin | 54757 | solar | Solar = 2.5 MW | Solar Photovoltaic | 2.5 | 2.5 | [9 empty] | 2.5 |  |  | EIA-860, EIA-860M and EIA-923 | 202406 | -91.4353 | 45.21
-10702059.366 | 5450987.9339 | 43632 | 60937 | Antlia Community Solar | 60587 | Antlia Community Solar | IPP Non-CHP | 1637 41st St | Edgerton | Pipestone | Minnesota | 55128 | solar | Solar = 1.8 MW | Solar Photovoltaic | 2 | 1.8 | [9 empty] | 1.8 |  |  | EIA-860, EIA-860M and EIA-923 | 202406 | -96.1382 | 43.9065
-10351440.1507 | 5472396.9098 | 43633 | 60938 | Aries Community Solar | 60588 | Aries Community Solar | IPP Non-CHP | 402 Church Street | Claremont | Dodge | Minnesota | 55924 | solar | Solar = 3.6 MW | Solar Photovoltaic | 4 | 3.6 | [9 empty] | 3.6 |  |  | EIA-860, EIA-860M and EIA-923 | 202406 | -92.9886 | 44.0449
-10632264.4943 | 5613504.4865 | 43634 | 60939 | Centaurus Community Solar | 60589 | Centaurus Community Solar | IPP Non-CHP | 4085 Hwy 7 SE | Maynard | Chippewa | Minnesota | 56260 | solar | Solar = 1.8 MW | Solar Photovoltaic | 2 | 1.8 | [9 empty] | 1.8 |  |  | EIA-860, EIA-860M and EIA-923 | 202406 | -95.5113 | 44.9491
-10330934.2099 | 5668921.1703 | 43635 | 60940 | Gemini Community Solar | 60590 | Gemini Community Solar | IPP Non-CHP | 24299 Olinda Trail | Scandia | Washington | Minnesota | 55073 | solar | Solar = 2.7 MW | Solar Photovoltaic | 3 | 2.7 | [9 empty] | 2.7 |  |  | EIA-860, EIA-860M and EIA-923 | 202406 | -92.8044 | 45.3003
-10459141.2014 | 5454438.3054 | 43636 | 60941 | Mapleton Community Solar | 60591 | Mapleton Community Solar | IPP Non-CHP | 12220 590th Avenue | Mapleton | Blue Earth | Minnesota | 56065 | solar | Solar = 2.7 MW | Solar Photovoltaic | 3 | 2.7 | [9 empty] | 2.7 |  |  | EIA-860, EIA-860M and EIA-923 | 202406 | -93.9561 | 43.9289
-10565067.8195 | 5529607.9116 | 43637 | 60942 | Morgan Community Solar | 60592 | Morgan Community Solar | IPP Non-CHP | 43781 County Rd 3 | Morgan | Redwood | Minnesota | 56266 | solar | Solar = 2.7 MW | Solar Photovoltaic | 3 | 2.7 | [9 empty] | 2.7 |  |  | EIA-860, EIA-860M and EIA-923 | 202406 | -94.9076 | 44.4132
-10559109.7777 | 5611474.5761 | 43638 | 60943 | Spica Community Solar | 60593 | Spica Community Solar | IPP Non-CHP | 13833 195 Ave SE | Lake Lillian | Kandiyohi | Minnesota | 56253 | solar | Solar = 1.8 MW | Solar Photovoltaic | 2 | 1.8 | [9 empty] | 1.8 |  |  | EIA-860, EIA-860M and EIA-923 | 202406 | -94.8541 | 44.9361
-10598031.9697 | 5681990.241 | 43639 | 60944 | Vega Community Solar | 60594 | Vega Community Solar | IPP Non-CHP | 19797 180th Street | Glenwood | Pope | Minnesota | 56334 | solar | Solar = 4.5 MW | Solar Photovoltaic | 5 | 4.5 | [9 empty] | 4.5 |  |  | EIA-860, EIA-860M and EIA-923 | 202406 | -95.2037 | 45.3828
-9404537.749 | 5268707.2129 | 43640 | 60945 | Spartan PV 1, LLC | 56990 | NJR Clean Energy Ventures Corporation | IPP Non-CHP | 220 Trowbridge Road | East Lansing | Ingham | Michigan | 48824 | solar | Solar = 10.5 MW | Solar Photovoltaic | 10.5 | 10.5 | [9 empty] | 10.5 |  |  | EIA-860, EIA-860M and EIA-923 | 202406 | -84.4824 | 42.7151
-12927416.6936 | 3845131.8622 | 43641 | 60947 | Jacumba Solar Farm | 60639 | AEP Renewables | IPP Non-CHP | 47311 Old Highway 80 | Jacumba | San Diego | California | 91934 | solar | Solar = 20 MW | Solar Photovoltaic | 20 | 20 | [9 empty] | 20 |  |  | EIA-860, EIA-860M and EIA-923 | 202406 | -116.129 | 32.6212
-8882457.5748 | 4338118.096 | 43642 | 60948 | Washington Solar | 64994 | SolRiver Capital LLC | IPP Non-CHP | TBD | Reidsville | Rockingham | North Carolina | 27320 | solar | Solar = 5 MW | Solar Photovoltaic | 5 | 5 | [9 empty] | 5 |  |  | EIA-860, EIA-860M and EIA-923 | 202406 | -79.7925 | 36.272
-10106947.038 | 5234928.825 | 43643 | 60951 | West Dubuque Solar | 9417 | Interstate Power and Light Co | Electric Utility | 15497 Humke Road | Dubuque | Dubuque | Iowa | 52002 | solar | Solar = 3.4 MW | Solar Photovoltaic | 3.8 | 3.4 | [9 empty] | 3.4 |  |  | EIA-860, EIA-860M and EIA-923 | 202406 | -90.7922 | 42.4918
-13137052.5567 | 4338547.1076 | 43644 | 60953 | Owens Valley Solar Project 11 | 11208 | Los Angeles Department of Water & Power | IPP Non-CHP | 700 E Fall Road | Olancha | Inyo | California | 93549 | solar | Solar = 1 MW | Solar Photovoltaic | 1 | 1 | [9 empty] | 1 |  |  | EIA-860, EIA-860M and EIA-923 | 202406 | -118.0122 | 36.2751
-8133091.0529 | 5522599.9143 | 43645 | 60954 | VEC Magee Hill Solar | 60520 | SoCore Energy LLC | IPP Non-CHP | 952 Magee Hill Road | Hinesburgh | Chittenden | Vermont | 1260 | solar | Solar = 1.3 MW | Solar Photovoltaic | 1.3 | 1.3 | [9 empty] | 1.3 |  |  | EIA-860, EIA-860M and EIA-923 | 202406 | -73.0608 | 44.3682
-10190765.0486 | 5263178.7399 | 43646 | 60955 | Strawberry Point DPC Solar | 60520 | SoCore Energy LLC | IPP Non-CHP | 501 Westwood Avenue | Strawberry Point | Clayton | Iowa | 52076 | solar | Solar = 1.3 MW | Solar Photovoltaic | 1.3 | 1.3 | [9 empty] | 1.3 |  |  | EIA-860, EIA-860M and EIA-923 | 202406 | -91.5452 | 42.6786
-10906560.5063 | 4582166.7448 | 43647 | 60956 | Westar Cities Solar | 60520 | SoCore Energy LLC | IPP Non-CHP | 3200 S Broadacres Rd | Hutchinson | Reno | Kansas | 67501 | solar | Solar = 1 MW | Solar Photovoltaic | 1 | 1 | [9 empty] | 1 |  |  | EIA-860, EIA-860M and EIA-923 | 202406 | -97.9753 | 38.0194
-10302507.5534 | 5691931.1435 | 43648 | 60957 | Sand Lake DPC Solar | 60520 | SoCore Energy LLC | IPP Non-CHP | 928 WI 35 | Centuria | Polk | Wisconsin | 54824 | solar | Solar = 1 MW | Solar Photovoltaic | 1 | 1 | [9 empty] | 1 |  |  | EIA-860, EIA-860M and EIA-923 | 202406 | -92.549 | 45.4455
-10444959.9888 | 5611624.2835 | 43649 | 60958 | Nesvold Watertown Solar | 60520 | SoCore Energy LLC | IPP Non-CHP | 3680 County Rd 10 | Watertown | Carver | Minnesota | 55388 | solar | Solar = 5 MW | Solar Photovoltaic | 5 | 5 | [9 empty] | 5 |  |  | EIA-860, EIA-860M and EIA-923 | 202406 | -93.8287 | 44.9371
-7985809.4667 | 5228904.4317 | 43650 | 60959 | Chocksett Rd Energy Storage Project | 58375 | Sterling Municipal Light Department | Electric Utility | 36 Chocksett Road | Sterling | Worcester | Massachusetts | 1564 | batteries | Battery = 2 MW | Batteries | 2 | 2 | 2 | [11 empty] | EIA-860, EIA-860M and EIA-923 | 202406 | -71.7377 | 42.4518
-13183545.0307 | 4018789.4619 | 43651 | 60960 | Hyperion Treatment Plant CHP Plant | 60396 | Constellation New Energy Inc. | IPP Non-CHP | 12000 Vista Del Mar | Playa del Rey | Los Angeles | California | 90293 | biomass | Biomass = 22 MW | Other Waste Biomass | 33 | 22 |  | 22 | [10 empty] | EIA-860, EIA-860M and EIA-923 | 202406 | -118.4298 | 33.9254
-8952146.4704 | 4218522.2827 | 43652 | 60961 | Violet Solar | 60597 | Violet Solar, LLC | IPP Non-CHP | 1150 B Street | Mount Pleasant | Cabarrus | North Carolina | 28124 | solar | Solar = 5 MW | Solar Photovoltaic | 5 | 5 | [9 empty] | 5 |  |  | EIA-860, EIA-860M and EIA-923 | 202406 | -80.4185 | 35.4011
-10452788.866 | 5515003.8489 | 43653 | 60962 | Red Maple Solar | 63249 | Terraform Arcadia | IPP Non-CHP | 43555 315th Ave | Cleveland | Le Sueur | Minnesota | 56082 | solar | Solar = 3 MW | Solar Photovoltaic | 3 | 3 | [9 empty] | 3 |  |  | EIA-860, EIA-860M and EIA-923 | 202406 | -93.899 | 44.3194
-12232941.0334 | 3772258.5196 | 43654 | 60964 | Apache Solar 1 | 796 | Arizona Electric Pwr Coop Inc | Electric Utility | 3800 N HIghway 191 | Cochise | Cochise | Arizona | 85606 | solar | Battery = 10 MW, Solar = 20 MW | Batteries; Solar Photovoltaic; | 30 | 30 | 10 | [8 empty] | 20 |  |  | EIA-860, EIA-860M and EIA-923 | 202406 | -109.8904 | 32.0681
-8816334.5765 | 4235934.6461 | 43655 | 60965 | Cotten Farm, LLC | 59462 | Heelstone Energy Holdings, LLC | IPP Non-CHP | 961 Cotten Rd.Sanford | Sanford | Lee | North Carolina | 27330 | solar | Solar = 4.9 MW | Solar Photovoltaic | 5 | 4.9 | [9 empty] | 4.9 |  |  | EIA-860, EIA-860M and EIA-923 | 202406 | -79.1985 | 35.5285
-10453870.7801 | 5590459.8082 | 43656 | 60966 | Lind Solar CSG | 63249 | Terraform Arcadia | IPP Non-CHP | 11110 Tacoma Ave | Young America | Carver | Minnesota | 55397 | solar | Solar = 4.9 MW | Solar Photovoltaic | 4.9 | 4.9 | [9 empty] | 4.9 |  |  | EIA-860, EIA-860M and EIA-923 | 202406 | -93.9087 | 44.8024
-8402030.4824 | 5340040.4378 | 43657 | 60967 | Onyx - Lamphear Road CSG | 60584 | Onyx Asset Services Group | IPP Non-CHP | 6216 Lamphear Road | Rome | Oneida | New York | 13440 | solar | Solar = 2 MW | Solar Photovoltaic | 2 | 2 | [9 empty] | 2 |  |  | EIA-860, EIA-860M and EIA-923 | 202406 | -75.4767 | 43.1841
-8676757.3009 | 4512714.4712 | 43658 | 60968 | Scott-II Solar LLC | 58468 | Dominion Renewable Energy | IPP Non-CHP | 4325 Old Buckingham Road | Powhatan | Powhatan | Virginia | 23139 | solar | Solar = 20 MW | Solar Photovoltaic | 20 | 20 | [9 empty] | 20 |  |  | EIA-860, EIA-860M and EIA-923 | 202406 | -77.9446 | 37.5262
-10542883.5148 | 5727220.5673 | 43659 | 60971 | Michael Solar | 60520 | SoCore Energy LLC | IPP Non-CHP | 28610 Co. Rd157 | Freeport | Stearns | Minnesota | 56331 | solar | Solar = 4 MW | Solar Photovoltaic | 4 | 4 | [9 empty] | 4 |  |  | EIA-860, EIA-860M and EIA-923 | 202406 | -94.7083 | 45.6675
-13167279.472 | 4050619.4584 | 43660 | 60974 | Glendale Battery Energy Storage System | 7294 | City of Glendale - (CA) | Electric Utility | 6135 San Fernando Road | Glendale | Los Angeles | California | 91201 | batteries | Battery = 2 MW | Batteries | 2 | 2 | 2 | [11 empty] | EIA-860, EIA-860M and EIA-923 | 202406 | -118.2837 | 34.1623
-13373753.5277 | 4352605.4118 | 43661 | 60975 | Whitney Point Solar | 60619 | Whitney Point Solar, LLC | IPP Non-CHP | 24372 South Lake Ave | Five Points | Fresno | California | 93624 | solar | Solar = 20 MW | Solar Photovoltaic | 20 | 20 | [9 empty] | 20 |  |  | EIA-860, EIA-860M and EIA-923 | 202406 | -120.1385 | 36.3769
-13495039.2299 | 5474886.9316 | 43662 | 60976 | OSLH, LLC | 60610 | OSLH, LLC | IPP Non-CHP | 6235 Erickson Rd | Bend | Deschutes | Oregon | 97701 | solar | Solar = 9.9 MW | Solar Photovoltaic | 9.9 | 9.9 | [9 empty] | 9.9 |  |  | EIA-860, EIA-860M and EIA-923 | 202406 | -121.228 | 44.061
-13123310.0543 | 4012582.3214 | 43663 | 60978 | CSUF State College | 61944 | MN8 Energy LLC | IPP Non-CHP | Student Union Drive | Fullerton | Orange | California | 92831 | solar | Solar = 1 MW | Solar Photovoltaic | 1 | 1 | [9 empty] | 1 |  |  | EIA-860, EIA-860M and EIA-923 | 202406 | -117.8887 | 33.8791
-13123310.0543 | 4012582.3214 | 43664 | 60979 | CSUF Nutwood Solar | 61944 | MN8 Energy LLC | IPP Non-CHP | N. State College Blvd | Fullerton | Orange | California | 92831 | solar | Solar = 1.9 MW | Solar Photovoltaic | 1.9 | 1.9 | [9 empty] | 1.9 |  |  | EIA-860, EIA-860M and EIA-923 | 202406 | -117.8887 | 33.8791
-8816662.8577 | 4138523.3012 | 43665 | 60980 | ZV Solar 1 | 61060 | Cypress Creek Renewables | IPP Non-CHP | 40 Milk Dairy Rd | Red Springs | Robeson | North Carolina | 28377 | solar | Solar = 5 MW | Solar Photovoltaic | 5 | 5 | [9 empty] | 5 |  |  | EIA-860, EIA-860M and EIA-923 | 202406 | -79.2014 | 34.8132
-13373309.8082 | 4353280.9823 | 43666 | 60981 | NextEra Westside PV | 60614 | Westside Solar, LLC | IPP Non-CHP | 24090 South Lake Ave | Five Points | Fresno | California | 93624 | solar | Solar = 20 MW | Solar Photovoltaic | 20 | 20 | [9 empty] | 20 |  |  | EIA-860, EIA-860M and EIA-923 | 202406 | -120.1345 | 36.3818
-8660118.5993 | 4149886.2711 | 43667 | 60982 | Atkinson Farm Solar | 64778 | Strata Manager, LLC | IPP Non-CHP | 693 Jackson Store Road | Beulaville | Duplin | North Carolina | 28518 | solar | Solar = 5 MW | Solar Photovoltaic | 5 | 5 | [9 empty] | 5 |  |  | EIA-860, EIA-860M and EIA-923 | 202406 | -77.7952 | 34.897
-10951320.8491 | 3812149.6047 | 43668 | 60983 | Buckthorn Wind | 60617 | Buckthorn Wind Project, LLC | IPP Non-CHP | 11265 Country Road 109 | Mingus | Erath | Texas | 76463 | wind | Wind = 100.5 MW | Onshore Wind Turbine | 100.5 | 100.5 | [10 empty] | 100.5 |  | EIA-860, EIA-860M and EIA-923 | 202406 | -98.3774 | 32.3713
-13047210.1579 | 3859446.9972 | 43669 | 60984 | Lindberg Field Solar 2 | 60618 | Lindberg Field Solar 2, LLC | IPP Non-CHP | 3365 Admiral Boland Way | San Diego | San Diego | California | 92101 | solar | Solar = 1.9 MW | Solar Photovoltaic | 1.9 | 1.9 | [9 empty] | 1.9 |  |  | EIA-860, EIA-860M and EIA-923 | 202406 | -117.2051 | 32.7294
-8525002.5636 | 4888156.0829 | 43670 | 60985 | Elizabethtown Solar | 61012 | AES Distributed Energy | IPP Non-CHP | 701 Campus Road | Elizabethtown | Lancaster | Pennsylvania | 17022 | solar | Solar = 2 MW | Solar Photovoltaic | 2 | 2 | [9 empty] | 2 |  |  | EIA-860, EIA-860M and EIA-923 | 202406 | -76.5814 | 40.1527
-7985813.8082 | 5236468.0627 | 43671 | 60986 | AIS Solar Project | 63249 | Terraform Arcadia | IPP Non-CHP | 25 Tucker Rd. | Leominster | Worcester | Massachusetts | 1453 | solar | Solar = 2.5 MW | Solar Photovoltaic | 2.5 | 2.5 | [9 empty] | 2.5 |  |  | EIA-860, EIA-860M and EIA-923 | 202406 | -71.7378 | 42.5019
-11278755.7766 | 3656326.8696 | 43672 | 60987 | Santa Rita Wind Energy | 59359 | BHE Renewables, LLC | IPP Non-CHP | 4990E Hwy 67 | Big Lake | Reagan | Texas | 76932 | wind | Wind = 300 MW | Onshore Wind Turbine | 300 | 300 | [10 empty] | 300 |  | EIA-860, EIA-860M and EIA-923 | 202406 | -101.3188 | 31.1814
-11518750.914 | 3562186.4527 | 43673 | 60989 | SolaireHolman Solar Project | 60636 | SolaireHolman 1, LLC | IPP Non-CHP | 89287 US Hwy 67 | Alpine | Brewster | Texas | 79830 | solar | Solar = 50 MW | Solar Photovoltaic | 50 | 50 | [9 empty] | 50 |  |  | EIA-860, EIA-860M and EIA-923 | 202406 | -103.4747 | 30.4551
-8325318.7742 | 4879845.9523 | 43674 | 60990 | Florence Solar W3-080, LLC | 60281 | Altus Power America Management, LLC | IPP Non-CHP | 1019 Cedar Lane | Florence | Burlington | New Jersey | 8016 | solar | Solar = 7.9 MW | Solar Photovoltaic | 7.9 | 7.9 | [9 empty] | 7.9 |  |  | EIA-860, EIA-860M and EIA-923 | 202406 | -74.7876 | 40.0956
-11493801.9897 | 3943132.7001 | 43675 | 60991 | Sterling I Wind Farm | 60634 | AEM Wind LLC | IPP Non-CHP | Sterling I Wind Farm | Tatum | Lea | New Mexico | 88267 | wind | Wind = 29.9 MW | Onshore Wind Turbine | 29.9 | 29.9 | [10 empty] | 29.9 |  | EIA-860, EIA-860M and EIA-923 | 202406 | -103.2506 | 33.3596
-8651722.438 | 4360406.2311 | 43676 | 60992 | Northern Cardinal Solar | 63249 | Terraform Arcadia | IPP Non-CHP | Opposite 2929 Sam Powell Dairy | Roanoke Rapids | Halifax | North Carolina | 27870 | solar | Solar = 2 MW | Solar Photovoltaic | 2 | 2 | [9 empty] | 2 |  |  | EIA-860, EIA-860M and EIA-923 | 202406 | -77.7197 | 36.4333
-8896319.7457 | 4071851.5703 | 43677 | 60993 | Darlington Solar, LLC | 60611 | Darlington Solar, LLC | IPP Non-CHP | 808 E. Billy Farrow Hwy | Darlington | Darlington | South Carolina | 29532 | solar | Solar = 10 MW | Solar Photovoltaic | 10 | 10 | [9 empty] | 10 |  |  | EIA-860, EIA-860M and EIA-923 | 202406 | -79.917 | 34.32
-8252135.8938 | 4881893.0657 | 43678 | 60994 | French's Landfill PV | 60281 | Altus Power America Management, LLC | Commercial Non-CHP | 1060 Sally Ike Road | Brick | Ocean | New Jersey | 8723 | solar | Solar = 5 MW | Solar Photovoltaic | 5.1 | 5 | [9 empty] | 5 |  |  | EIA-860, EIA-860M and EIA-923 | 202406 | -74.1302 | 40.1097
-13008875.0649 | 3897757.9278 | 43679 | 60995 | Ramona Solar Energy | 16609 | San Diego Gas & Electric Co | Electric Utility | 1049 Creelman Lane | Ramona | San Diego | California | 92065 | solar | Solar = 3.7 MW | Solar Photovoltaic | 4.3 | 3.7 | [9 empty] | 3.7 |  |  | EIA-860, EIA-860M and EIA-923 | 202406 | -116.8607 | 33.0185
-12336327.8972 | 3776246.1877 | 43680 | 60996 | Iron Horse Battery Storage Hybrid | 56215 | RWE Renewables Americas, LLC | IPP Non-CHP | 8410 H East Rita Road | Tucson | Pima | Arizona | 85747 | batteries | Battery = 10 MW, Solar = 2 MW | Batteries; Solar Photovoltaic; | 12 | 12 | 10 | [8 empty] | 2 |  |  | EIA-860, EIA-860M and EIA-923 | 202406 | -110.8191 | 32.0985
-8606061.9658 | 4276037.9273 | 43681 | 60997 | Everett PV1 | 58970 | Ecoplexus, Inc | IPP Non-CHP | 1352 N. Main Street | Parmele | Martin | North Carolina | 27871 | solar | Solar = 10 MW | Solar Photovoltaic | 10 | 10 | [9 empty] | 10 |  |  | EIA-860, EIA-860M and EIA-923 | 202406 | -77.3096 | 35.8211
-8577115.2247 | 4358478.1827 | 43682 | 60998 | Underwood PV2 | 58970 | Ecoplexus, Inc | IPP Non-CHP | 301 Underwood Road | Murfreesboro | Hertford | North Carolina | 27855 | solar | Solar = 16 MW | Solar Photovoltaic | 16 | 16 | [9 empty] | 16 |  |  | EIA-860, EIA-860M and EIA-923 | 202406 | -77.0495 | 36.4194
-10682830.5937 | 4646746.4119 | 43683 | 60999 | Reading Wind Project | 17650 | Southern Power Co | IPP Non-CHP | 2459 Road V | Reading | Lyon | Kansas | 66868 | wind | Wind = 200.1 MW | Onshore Wind Turbine | 200.1 | 200.1 | [10 empty] | 200.1 |  | EIA-860, EIA-860M and EIA-923 | 202406 | -95.9655 | 38.475
-9127218.9675 | 3959890.6683 | 43684 | 61000 | King Mill | 55810 | Augusta Canal Authority | Industrial Non-CHP | 1701 Goodrich Street | Augusta | Richmond | Georgia | 30904 | hydroelectric | Hydroelectric = 2 MW | Conventional Hydroelectric | 2.2 | 2 |  |  |  |  | 2 | [7 empty] | EIA-860, EIA-860M and EIA-923 | 202406 | -81.9912 | 33.4852
-11135081.8324 | 3647364.664 | 43685 | 61001 | Cactus Flats Wind Energy Project | 17650 | Southern Power Co | IPP Non-CHP | 7515 CR 2246 | Eden | Concho | Texas | 76837 | wind | Wind = 148.4 MW | Onshore Wind Turbine | 148.4 | 148.4 | [10 empty] | 148.4 |  | EIA-860, EIA-860M and EIA-923 | 202406 | -100.0281 | 31.1125
-7931431.5652 | 5103038.9807 | 43686 | 61002 | WED Portsmouth One, LLC | 60025 | Greenbacker Renewable Energy Corporation | IPP Non-CHP | 120 Education Lane | Portsmouth | Newport | Rhode Island | 2852 | wind | Wind = 1.5 MW | Onshore Wind Turbine | 1.5 | 1.5 | [10 empty] | 1.5 |  | EIA-860, EIA-860M and EIA-923 | 202406 | -71.2493 | 41.612
-8534160.1501 | 5271191.6916 | 43687 | 61003 | Musgrave East Solar Farm | 60643 | Artemis Solar LLC | IPP Non-CHP | 2333 Black Rock Road | Aurora | Cayuga | New York | 13026 | solar | Solar = 2 MW | Solar Photovoltaic | 2 | 2 | [9 empty] | 2 |  |  | EIA-860, EIA-860M and EIA-923 | 202406 | -76.6637 | 42.7315
-9354593.3689 | 5012749.3618 | 43688 | 61004 | Whirlpool Corporation - Ottawa Wind Farm | 60644 | OEE XXIV LLC | Industrial Non-CHP | 1 Energy Drive | Ottawa | Putnam | Ohio | 45875 | wind | Wind = 1.5 MW | Onshore Wind Turbine | 1.5 | 1.5 | [10 empty] | 1.5 |  | EIA-860, EIA-860M and EIA-923 | 202406 | -84.0337 | 41.0028
-9259387.2631 | 4952222.7288 | 43689 | 61005 | Whirlpool Corporation - Marion Wind Farm | 60645 | OEE XXIII LLC | Industrial Non-CHP | 2365 Marion Williamsport Road | Marion | Marion | Ohio | 43302 | wind | Wind = 4.5 MW | Onshore Wind Turbine | 4.5 | 4.5 | [10 empty] | 4.5 |  | EIA-860, EIA-860M and EIA-923 | 202406 | -83.1785 | 40.5912
-13534948.8258 | 4677390.0376 | 43690 | 61006 | SCDA Solar 1 | 60648 | SCDA Solar 1, LLC | IPP Non-CHP | 6640 Aviation Drive | Sacramento | Sacramento | California | 95837 | solar | Solar = 7 MW | Solar Photovoltaic | 7 | 7 | [9 empty] | 7 |  |  | EIA-860, EIA-860M and EIA-923 | 202406 | -121.5865 | 38.6902
-7860807.9199 | 5135416.2702 | 43691 | 61007 | Redbrook Community Solar 1 | 60649 | Redbrook Solar 1, LLC | IPP Non-CHP | 3, 5, & 9 River Run Way | Plympton | Plymouth | Massachusetts | 2360 | solar | Solar = 4 MW | Solar Photovoltaic | 4 | 4 | [9 empty] | 4 |  |  | EIA-860, EIA-860M and EIA-923 | 202406 | -70.6148 | 41.8291
-7879875.3902 | 5154375.3162 | 43692 | 61008 | Brook Street Solar 1 CSG | 60650 | Brook Street Solar 1, LLC | IPP Non-CHP | 134 Brook Street | Plympton | Plymouth | Massachusetts | 2367 | solar | Solar = 5 MW | Solar Photovoltaic | 5 | 5 | [9 empty] | 5 |  |  | EIA-860, EIA-860M and EIA-923 | 202406 | -70.7861 | 41.9559
-7877679.9472 | 5152373.4032 | 43693 | 61009 | Spring Street Solar 1 CSG | 60651 | Spring Street Solar 1, LLC | IPP Non-CHP | 0 Spring St | Carver | Plymouth | Massachusetts | 2367 | solar | Solar = 2 MW | Solar Photovoltaic | 2 | 2 | [9 empty] | 2 |  |  | EIA-860, EIA-860M and EIA-923 | 202406 | -70.7664 | 41.9425
-7902621.0791 | 5120461.4581 | 43694 | 61010 | Bullock Road Solar 1 | 60655 | Bullock Road Solar 1, LLC | IPP Non-CHP | 5 Saw Mill Road | Freetown | Bristol | Massachusetts | 2717 | solar | Solar = 1.9 MW | Solar Photovoltaic | 1.9 | 1.9 | [9 empty] | 1.9 |  |  | EIA-860, EIA-860M and EIA-923 | 202406 | -70.9905 | 41.7289
-8650860.2685 | 4325417.4446 | 43695 | 61011 | Chestnut Solar | 58468 | Dominion Renewable Energy | Electric Utility | 13889 NC Highway 481 | Enfield | Halifax | North Carolina | 27823 | solar | Solar = 74.9 MW | Solar Photovoltaic | 74.9 | 74.9 | [9 empty] | 74.9 |  |  | EIA-860, EIA-860M and EIA-923 | 202406 | -77.712 | 36.18
-8675450.9667 | 5321673.5822 | 43696 | 61012 | Mill Seat Renewable Energy Facility | 54842 | WM Renewable Energy LLC | IPP Non-CHP | 310 Brew Road | Bergen | Genesee | New York | 14416 | biomass | Biomass = 6.4 MW | Landfill Gas | 6.4 | 6.4 |  | 6.4 | [10 empty] | EIA-860, EIA-860M and EIA-923 | 202406 | -77.9329 | 43.0637
-13622967.8113 | 4571700.852 | 43697 | 61013 | Marin Clean Energy Solar One | 61012 | AES Distributed Energy | IPP Non-CHP | 835 Castro Street | Richmond | Contra Costa | California | 94801 | solar | Solar = 10.5 MW | Solar Photovoltaic | 10.5 | 10.5 | [9 empty] | 10.5 |  |  | EIA-860, EIA-860M and EIA-923 | 202406 | -122.3772 | 37.9453
-7390852.0954 | 2034235.8771 | 43698 | 61014 | Pattern Santa Isabel LLC | 56545 | Pattern Operators LP | IPP Non-CHP | 153 Km 24, Bo. | Santa Isabel | Santa Isabel | Puerto Rico | 757 | wind | Wind = 75 MW | Onshore Wind Turbine | 101.2 | 75 | [10 empty] | 75 |  | EIA-860, EIA-860M and EIA-923 | 202406 | -66.3932 | 17.9717
-8534160.1501 | 5271191.6916 | 43699 | 61015 | Musgrave West Solar Farm | 60643 | Artemis Solar LLC | IPP Non-CHP | 2333 Black Rock Road | Aurora | Cayuga | New York | 13026 | solar | Solar = 2 MW | Solar Photovoltaic | 2 | 2 | [9 empty] | 2 |  |  | EIA-860, EIA-860M and EIA-923 | 202406 | -76.6637 | 42.7315
-8000604.161 | 5194599.4548 | 43700 | 61016 | Stafford St Solar 1 CSG | 60652 | Stafford St Solar 1, LLC | IPP Non-CHP | 466 Stafford St | Leicester | Worcester | Massachusetts | 1611 | solar | Solar = 2 MW | Solar Photovoltaic | 2 | 2 | [9 empty] | 2 |  |  | EIA-860, EIA-860M and EIA-923 | 202406 | -71.8706 | 42.224
-8000604.161 | 5194599.4548 | 43701 | 61017 | Stafford St 2 Community Solar | 60653 | Stafford St Solar 2, LLC | IPP Non-CHP | 466 Stafford St | Lecister | Worcester | Massachusetts | 1611 | solar | Solar = 1.9 MW | Solar Photovoltaic | 1.9 | 1.9 | [9 empty] | 1.9 |  |  | EIA-860, EIA-860M and EIA-923 | 202406 | -71.8706 | 42.224
-8000604.161 | 5194599.4548 | 43702 | 61018 | Stafford St Solar 3 CSG | 60654 | Stafford St Solar 3, LLC | IPP Non-CHP | 466 Stafford St | Leicester | Worcester | Massachusetts | 1611 | solar | Solar = 1 MW | Solar Photovoltaic | 1 | 1 | [9 empty] | 1 |  |  | EIA-860, EIA-860M and EIA-923 | 202406 | -71.8706 | 42.224
-8844297.3647 | 4265915.5962 | 43703 | 61019 | Siler 421 Farm, LLC | 59462 | Heelstone Energy Holdings, LLC | IPP Non-CHP | 139 Pondarosa Road | Siler City | Chatham | North Carolina | 27344 | solar | Solar = 4.9 MW | Solar Photovoltaic | 5 | 4.9 | [9 empty] | 4.9 |  |  | EIA-860, EIA-860M and EIA-923 | 202406 | -79.4497 | 35.7474
-8969921.744 | 3195276.8943 | 43704 | 61020 | Indian River Solar Center | 6452 | Florida Power & Light Co | Electric Utility | 1750 122nd Ave SW | Vero Beach | Indian River | Florida | 32968 | solar | Solar = 74.5 MW | Solar Photovoltaic | 74.5 | 74.5 | [9 empty] | 74.5 |  |  | EIA-860, EIA-860M and EIA-923 | 202406 | -80.5782 | 27.5733
-9134691.8449 | 3460632.2195 | 43705 | 61021 | Horizon Solar Energy Center | 6452 | Florida Power & Light Co | Electric Utility | 285 Price Rd | Hawthorne | Putnam | Florida | 32140 | solar | Solar = 74.5 MW | Solar Photovoltaic | 74.5 | 74.5 | [9 empty] | 74.5 |  |  | EIA-860, EIA-860M and EIA-923 | 202406 | -82.0583 | 29.6656
-9116757.0504 | 3472345.3648 | 43706 | 61022 | Coral Farms Solar Energy Center | 6452 | Florida Power & Light Co | Electric Utility | 823 Coral Farms Rd (PV site) & | Florahome | Putnam | Florida | 32140 | solar | Solar = 74.5 MW | Solar Photovoltaic | 74.5 | 74.5 | [9 empty] | 74.5 |  |  | EIA-860, EIA-860M and EIA-923 | 202406 | -81.8972 | 29.7569
-8590573.9738 | 4533194.1772 | 43707 | 61023 | Hollyfield | 19876 | Virginia Electric & Power Co | Electric Utility | 521 Hollyfield Lane | Manquin | King William | Virginia | 23106 | solar | Solar = 17 MW | Solar Photovoltaic | 17 | 17 | [9 empty] | 17 |  |  | EIA-860, EIA-860M and EIA-923 | 202406 | -77.1704 | 37.672
-9053052.3567 | 3085124.1279 | 43708 | 61024 | Hammock Solar | 6452 | Florida Power & Light Co | Electric Utility | 7000 Sears Road | Labelle | Hendry | Florida | 33935 | solar | Solar = 74.5 MW | Solar Photovoltaic | 74.5 | 74.5 | [9 empty] | 74.5 |  |  | EIA-860, EIA-860M and EIA-923 | 202406 | -81.325 | 26.6926
-8220762.6104 | 4988865.6173 | 43709 | 61025 | Montefiore - Westchester Square | 60675 | Montefiore-Westchester Square | Commercial Non-CHP | 2475 St. Raymond Avenue | Bronx | Bronx | New York | 10461 | petroleum | Petroleum = 1 MW | Petroleum Liquids | 1 | 1 | [8 empty] | 1 |  |  |  | EIA-860, EIA-860M and EIA-923 | 202406 | -73.8484 | 40.8406
-8231117.9947 | 4988895.9291 | 43710 | 61026 | New York Presbyterian Hospital-168th St | 60676 | New York Presbyterian Hospital | Commercial Non-CHP | 622 W 168TH ST | New York | New York | New York | 10032 | petroleum | Petroleum = 11.9 MW | Petroleum Liquids | 11.9 | 11.9 | [8 empty] | 11.9 |  |  |  | EIA-860, EIA-860M and EIA-923 | 202406 | -73.9414 | 40.8409
-8953426.6445 | 5011522.1897 | 43711 | 61028 | Hickory Run Energy Station | 60659 | Hickory Run Energy, LLC | IPP Non-CHP | 4900 Edinburg Road | New Castle | Lawrence | Pennsylvania | 16102 | natural gas | Natural Gas = 979.3 MW | Natural Gas Fired Combined Cycle | 1033.7 | 979.3 | [6 empty] | 979.3 | [5 empty] | EIA-860, EIA-860M and EIA-923 | 202406 | -80.43 | 40.9944
-8965358.8694 | 3199823.7591 | 43712 | 61029 | Blue Cypress Solar Energy Center | 6452 | Florida Power & Light Co | Electric Utility | 9799 4th Street | Vero Beach | Indian River | Florida | 32966 | solar | Solar = 74.5 MW | Solar Photovoltaic | 74.5 | 74.5 | [9 empty] | 74.5 |  |  | EIA-860, EIA-860M and EIA-923 | 202406 | -80.5372 | 27.6095
-8487554.5755 | 5228325.7078 | 43713 | 61030 | Harford Solar Farm | 60669 | Laertes Solar LLC | IPP Non-CHP | 644 Daisy Hollow Rd | Harford | Tompkins | New York | 13053 | solar | Solar = 2 MW | Solar Photovoltaic | 2 | 2 | [9 empty] | 2 |  |  | EIA-860, EIA-860M and EIA-923 | 202406 | -76.245 | 42.448
-8647016.8518 | 4370460.3538 | 43714 | 61031 | Floyd Road Solar Farm | 60025 | Greenbacker Renewable Energy Corporation | IPP Non-CHP | 4361 NC 46 HW | Gaston | Northampton | North Carolina | 29053 | solar | Solar = 5 MW | Solar Photovoltaic | 5 | 5 | [9 empty] | 5 |  |  | EIA-860, EIA-860M and EIA-923 | 202406 | -77.6775 | 36.5059
-11067524.7051 | 3664240.5371 | 43715 | 61032 | Heart of Texas Wind Project | 63074 | Scout Clean Energy LLC | IPP Non-CHP | 2401 US 283 | Brady | McCulloch | Texas | 76825 | wind | Wind = 180 MW | Onshore Wind Turbine | 180 | 180 | [10 empty] | 180 |  | EIA-860, EIA-860M and EIA-923 | 202406 | -99.4213 | 31.2422
-7431178.9168 | 2035327.6739 | 43716 | 61034 | EcoElectrica | 60671 | EcoElectrica LP | Industrial CHP | Road 337, Km 3.7 | Penuelas | Penuelas | Puerto Rico | 624 | natural gas | Natural Gas = 580 MW | Natural Gas Fired Combined Cycle | 580 | 580 | [6 empty] | 580 | [5 empty] | EIA-860, EIA-860M and EIA-923 | 202406 | -66.7554 | 17.981
-8437980.5554 | 4905040.2352 | 43717 | 61035 | Birdsboro Power | 60672 | Birdsboro Power LLC | IPP Non-CHP | 1 Armorcast Rd | Birdsboro | Berks | Pennsylvania | 19508 | natural gas | Natural Gas = 485 MW | Natural Gas Fired Combined Cycle | 525 | 485 | [6 empty] | 485 | [5 empty] | EIA-860, EIA-860M and EIA-923 | 202406 | -75.7997 | 40.2685
-7364772.1651 | 2031407.2342 | 43718 | 61036 | AES ILUMINA | 60673 | AES ILUMINA, LLC | IPP Non-CHP | State Road PR-3 km 144.7 | Guayama | Guayama | Puerto Rico | 784 | solar | Solar = 15 MW | Solar Photovoltaic | 20 | 15 | [9 empty] | 15 |  |  | EIA-860, EIA-860M and EIA-923 | 202406 | -66.1589 | 17.9475
-8125623.8528 | 5293301.3528 | 43719 | 61039 | Deerfield Wind LLC | 15399 | Avangrid Renewables LLC | IPP Non-CHP | 37 Putnam Road | Searsburg | Bennington | Vermont | 5363 | wind | Wind = 30 MW | Onshore Wind Turbine | 30 | 30 | [10 empty] | 30 |  | EIA-860, EIA-860M and EIA-923 | 202406 | -72.9937 | 42.8772
-11415368.5029 | 4547407.7708 | 43720 | 61040 | Twin Buttes II Wind | 15399 | Avangrid Renewables LLC | IPP Non-CHP | 9938 County Road 12 | Lamar | Prowers | Colorado | 81052 | wind | Wind = 75 MW | Onshore Wind Turbine | 75 | 75 | [10 empty] | 75 |  | EIA-860, EIA-860M and EIA-923 | 202406 | -102.546 | 37.773
-8417558.9948 | 5420611.084 | 43721 | 61041 | Roaring Brook, LLC | 15399 | Avangrid Renewables LLC | IPP Non-CHP | 3969 Flat Rock Road | Lowville | Lewis | New York | 13367 | wind | Wind = 79.7 MW | Onshore Wind Turbine | 79.7 | 79.7 | [10 empty] | 79.7 |  | EIA-860, EIA-860M and EIA-923 | 202406 | -75.6162 | 43.7096
-8603266.7334 | 5292066.5823 | 43722 | 61042 | Canandaigua Westbrook Solar Array | 60571 | AEP Onsite Partners, LLC | IPP Non-CHP | 2970 County Road 10 | Canandaigua | Ontario | New York | 14424 | solar | Solar = 1.3 MW | Solar Photovoltaic | 1.3 | 1.3 | [9 empty] | 1.3 |  |  | EIA-860, EIA-860M and EIA-923 | 202406 | -77.2845 | 42.8691
-8603277.9767 | 5292033.7748 | 43723 | 61043 | Canandaigua Solar Array | 60571 | AEP Onsite Partners, LLC | IPP Non-CHP | 4620 CR 46 | Canandaigua | Ontario | New York | 14424 | solar | Solar = 2 MW | Solar Photovoltaic | 2 | 2 | [9 empty] | 2 |  |  | EIA-860, EIA-860M and EIA-923 | 202406 | -77.2846 | 42.8689
-11770922.9565 | 4138090.7865 | 43724 | 61044 | La Joya NM | 15399 | Avangrid Renewables LLC | IPP Non-CHP | 409 Eshleman Road | Encino | Torrance | New Mexico | 88321 | wind | Wind = 306.2 MW | Onshore Wind Turbine | 306.2 | 306.2 | [10 empty] | 306.2 |  | EIA-860, EIA-860M and EIA-923 | 202406 | -105.74 | 34.81
-10750791.1429 | 5557517.3121 | 43725 | 61046 | Tatanka Ridge | 63897 | Tatanka Ridge LLC | IPP Non-CHP | 19139 479 Ave | Toronto | Deuel | South Dakota | 57268 | wind | Wind = 154 MW | Onshore Wind Turbine | 154 | 154 | [10 empty] | 154 |  | EIA-860, EIA-860M and EIA-923 | 202406 | -96.576 | 44.592
-10747896.8361 | 5535346.8723 | 43726 | 61047 | Coyote Ridge | 63083 | Coyote Ridge LLC | IPP Non-CHP | 20286 482 Ave | White | Brookings | South Dakota | 57276 | wind | Wind = 97.4 MW | Onshore Wind Turbine | 97.4 | 97.4 | [10 empty] | 97.4 |  | EIA-860, EIA-860M and EIA-923 | 202406 | -96.55 | 44.45
-13460530.1877 | 5494007.4709 | 43727 | 61048 | Solar Star Oregon II | 15399 | Avangrid Renewables LLC | IPP Non-CHP | 12515 SW Millican Road | Prineville | Crook | Oregon | 97754 | solar | Solar = 56 MW | Solar Photovoltaic | 56.3 | 56 | [9 empty] | 56 |  |  | EIA-860, EIA-860M and EIA-923 | 202406 | -120.918 | 44.1843
-9104141.9918 | 3163030.9801 | 43728 | 61050 | Wildflower Solar Energy Center | 6452 | Florida Power & Light Co | Electric Utility | 4051 NE Karson Street | Arcadia | Desoto | Florida | 34266 | solar | Solar = 74.5 MW | Solar Photovoltaic | 74.5 | 74.5 | [9 empty] | 74.5 |  |  | EIA-860, EIA-860M and EIA-923 | 202406 | -81.7839 | 27.3162
-8963569.0746 | 3232068.9069 | 43729 | 61051 | Barefoot Bay Solar Energy Center | 6452 | Florida Power & Light Co | Electric Utility | 8840 Fleming Grant Road | Sebastian | Brevard | Florida | 32976 | solar | Solar = 74.5 MW | Solar Photovoltaic | 74.5 | 74.5 | [9 empty] | 74.5 |  |  | EIA-860, EIA-860M and EIA-923 | 202406 | -80.5211 | 27.8658
-8965826.4113 | 3153210.5064 | 43730 | 61052 | Loggerhead Solar Energy Center | 6452 | Florida Power & Light Co | Electric Utility | 14195 Rageline Rd | Port St. Lucie | St Lucie | Florida | 32966 | solar | Solar = 74.5 MW | Solar Photovoltaic | 74.5 | 74.5 | [9 empty] | 74.5 |  |  | EIA-860, EIA-860M and EIA-923 | 202406 | -80.5414 | 27.2378
-9553049.8609 | 4836029.755 | 43731 | 61053 | Greenfield Solar Park | 9234 | Indiana Municipal Power Agency | Electric Utility | 531 N. Windswept Road. | Greenfield | Hancock | Indiana | 46140 | solar | Solar = 2.8 MW | Solar Photovoltaic | 2.8 | 2.8 | [9 empty] | 2.8 |  |  | EIA-860, EIA-860M and EIA-923 | 202406 | -85.8165 | 39.7938
-9539068.1329 | 4886061.0777 | 43732 | 61054 | IMPA Anderson Solar Park 2 | 9234 | Indiana Municipal Power Agency | Electric Utility | 2202 North Madison Ave | Anderson | Madison | Indiana | 46011 | solar | Solar = 8.1 MW | Solar Photovoltaic | 8.1 | 8.1 | [9 empty] | 8.1 |  |  | EIA-860, EIA-860M and EIA-923 | 202406 | -85.6909 | 40.1383
-8702957.7902 | 4711506.5285 | 43733 | 61055 | DG AMP Solar Front Royal | 60370 | DG AMP Solar, LLC | IPP Non-CHP | 1101 Manassas Ave | Front Royal | Warren | Virginia | 22360 | solar | Solar = 2.5 MW | Solar Photovoltaic | 2.5 | 2.5 | [9 empty] | 2.5 |  |  | EIA-860, EIA-860M and EIA-923 | 202406 | -78.18 | 38.929
-10819709.0396 | 4996866.5023 | 43734 | 61056 | Seward Wind Farm | 61275 | Seward Wind LLC | IPP Non-CHP | 1454 350th Road | Seward | Seward | Nebraska | 68434 | wind | Wind = 1.7 MW | Onshore Wind Turbine | 1.7 | 1.7 | [10 empty] | 1.7 |  | EIA-860, EIA-860M and EIA-923 | 202406 | -97.1951 | 40.895
-10542594.1954 | 5581778.4246 | 43735 | 61058 | Kramer Solar CSG | 62759 | National Grid Renewables | IPP Non-CHP | 121 3rd Street NE | Hector | Renville | Minnesota | 55342 | solar | Solar = 3 MW | Solar Photovoltaic | 3 | 3 | [9 empty] | 3 |  |  | EIA-860, EIA-860M and EIA-923 | 202406 | -94.7057 | 44.747
-10592049.549 | 5756344.1121 | 43736 | 61059 | Novel OYA of Osakis CSG | 62033 | NRG MN Community LLC | IPP Non-CHP | 4189 Hwy 27 SE | Osakis | Douglas | Minnesota | 56360 | solar | Solar = 5 MW | Solar Photovoltaic | 5 | 5 | [9 empty] | 5 |  |  | EIA-860, EIA-860M and EIA-923 | 202406 | -95.15 | 45.85
-10459579.3549 | 5454615.9046 | 43737 | 61060 | Novel - OYA of Mapleton CSG | 62033 | NRG MN Community LLC | IPP Non-CHP | 211 Maple Street | Mapleton | Blue Earth | Minnesota | 56055 | solar | Solar = 3.5 MW | Solar Photovoltaic | 3.5 | 3.5 | [9 empty] | 3.5 |  |  | EIA-860, EIA-860M and EIA-923 | 202406 | -93.96 | 43.93
-7408359.757 | 2044568.5374 | 43738 | 61062 | Coto Laurel Solar Farm | 60689 | PV Properties, Inc. | Electric Utility | PR-511 km 94.4 | Ponce | Ponce | Puerto Rico | 901 | solar | Solar = 10 MW | Solar Photovoltaic | 10 | 10 | [9 empty] | 10 |  |  | EIA-860, EIA-860M and EIA-923 | 202406 | -66.5504 | 18.06
-7411534.7002 | 2044215.5197 | 43739 | 61063 | Martino | 60689 | PV Properties, Inc. | Electric Utility | PR-5139 km 1.6 | Ponce | Ponce | Puerto Rico | 717 | solar | Solar = 3.6 MW | Solar Photovoltaic | 3.6 | 3.6 | [9 empty] | 3.6 |  |  | EIA-860, EIA-860M and EIA-923 | 202406 | -66.5789 | 18.057
-7363557.2242 | 2033273.4491 | 43740 | 61064 | Pfizer Guayama | 60689 | PV Properties, Inc. | Electric Utility | PR-3 km 141.3 | Guayama | Guayama | Puerto Rico | 784 | solar | Solar = 2.7 MW | Solar Photovoltaic | 2.7 | 2.7 | [9 empty] | 2.7 |  |  | EIA-860, EIA-860M and EIA-923 | 202406 | -66.148 | 17.9635
-7386048.3255 | 2090359.3495 | 43741 | 61065 | Pfizer Vega Baja | 60689 | PV Properties, Inc. | Electric Utility | PR-689 km 1.9 | Vega Baja | Vega Baja | Puerto Rico | 693 | solar | Solar = 3.1 MW | Solar Photovoltaic | 3.1 | 3.1 | [9 empty] | 3.1 |  |  | EIA-860, EIA-860M and EIA-923 | 202406 | -66.35 | 18.4506
-13160301.5211 | 4121968.1629 | 43742 | 61066 | Foundation CDCR LAC | 60690 | Foundation CA Fund VIII Manager, LLC | IPP Non-CHP | 44750 60th Street | Lancaster | Los Angeles | California | 93536 | wind | Wind = 1.9 MW | Onshore Wind Turbine | 1.9 | 1.9 | [10 empty] | 1.9 |  | EIA-860, EIA-860M and EIA-923 | 202406 | -118.221 | 34.691
-13490985.9759 | 4338459.2879 | 43743 | 61067 | Foundation Scheid Vineyards | 60690 | Foundation CA Fund VIII Manager, LLC | IPP Non-CHP | 1972 Hobson Avenue | Greenfield | Monterey | California | 93927 | wind | Wind = 1.9 MW | Onshore Wind Turbine | 1.9 | 1.9 | [10 empty] | 1.9 |  | EIA-860, EIA-860M and EIA-923 | 202406 | -121.1916 | 36.2745
-17754565.3313 | 2500510.7096 | 43744 | 61068 | AES Lawai Solar Hybrid | 61012 | AES Distributed Energy | IPP Non-CHP | 4425 Lawai Rd. | Lawai | Kauai | Hawaii | 96756 | solar | Battery = 20 MW, Solar = 20 MW | Batteries; Solar Photovoltaic; | 40 | 40 | 20 | [8 empty] | 20 |  |  | EIA-860, EIA-860M and EIA-923 | 202406 | -159.492 | 21.9082
-7962312.1486 | 5173762.2469 | 43745 | 61069 | BWC Wading River One, Two, Three CSG | 60692 | Ameresco BWC Wading River LLC | IPP Non-CHP | 128 Providence Street | Mendon | Worcester | Massachusetts | 1756 | solar | Solar = 3 MW | Solar Photovoltaic | 3 | 3 | [9 empty] | 3 |  |  | EIA-860, EIA-860M and EIA-923 | 202406 | -71.5267 | 42.0853
-10272643.317 | 5380543.633 | 43746 | 61070 | Saratoga Wind Farm | 11479 | Madison Gas & Electric Co | Electric Utility | TBD | Lime Springs | Howard | Iowa | 52155 | wind | Wind = 66 MW | Onshore Wind Turbine | 66 | 66 | [10 empty] | 66 |  | EIA-860, EIA-860M and EIA-923 | 202406 | -92.2807 | 43.4489
-10384541.8918 | 5477984.9134 | 43747 | 61072 | Lemond Solar | 60496 | Adapture Renewables, Inc. | IPP Non-CHP | 4190 SW 8th Street | Owatonna | Steele | Minnesota | 55060 | solar | Solar = 5 MW | Solar Photovoltaic | 5 | 5 | [9 empty] | 5 |  |  | EIA-860, EIA-860M and EIA-923 | 202406 | -93.2859 | 44.081
-8315273.0807 | 4863292.6274 | 43748 | 61073 | Pemberton Road I | 56990 | NJR Clean Energy Ventures Corporation | IPP Non-CHP | 139 N Pemberton Road | Pemberton | Burlington | New Jersey | 8068 | solar | Solar = 8.8 MW | Solar Photovoltaic | 8.8 | 8.8 | [9 empty] | 8.8 |  |  | EIA-860, EIA-860M and EIA-923 | 202406 | -74.6974 | 39.9818
-8315779.3617 | 4863027.0619 | 43749 | 61074 | Pemberton Road II | 56990 | NJR Clean Energy Ventures Corporation | IPP Non-CHP | 139 N Pemberton Road | Pemberton | Burlington | New Jersey | 8068 | solar | Solar = 8.8 MW | Solar Photovoltaic | 8.8 | 8.8 | [9 empty] | 8.8 |  |  | EIA-860, EIA-860M and EIA-923 | 202406 | -74.7019 | 39.9799
-10510474.2922 | 5042248.5656 | 43750 | 61077 | Orient Wind Farm | 12341 | MidAmerican Energy Co | Electric Utility | 2306 State Highway 92 | Orient | Adair | Iowa | 50849 | wind | Wind = 500 MW | Onshore Wind Turbine | 500.8 | 500 | [10 empty] | 500 |  | EIA-860, EIA-860M and EIA-923 | 202406 | -94.4172 | 41.2024
-10482359.3303 | 5177015.6235 | 43751 | 61079 | Beaver Creek Wind | 12341 | MidAmerican Energy Co | Electric Utility | 638 219th S | Ogden | Boone | Iowa | 50212 | wind | Wind = 340 MW | Onshore Wind Turbine | 340 | 340 | [10 empty] | 340 |  | EIA-860, EIA-860M and EIA-923 | 202406 | -94.1646 | 42.107
-9379783.4112 | 3562792.5071 | 43752 | 61080 | Sub 12 | 18445 | City of Tallahassee - (FL) | Electric Utility | 1810 Medical Drive | Tallahassee | Leon | Florida | 32308 | natural gas | Natural Gas = 18.4 MW | Natural Gas Internal Combustion Engine | 18.6 | 18.4 | [6 empty] | 18.4 | [5 empty] | EIA-860, EIA-860M and EIA-923 | 202406 | -84.26 | 30.4598
-7363772.8501 | 2031359.3758 | 43753 | 61082 | AES Puerto Rico | 60697 | AES Puerto Rico LP | IPP Non-CHP | Carretera #3 Km 144.7 | Guayama | Guayama | Puerto Rico | 785 | coal | Coal = 454.4 MW | Conventional Steam Coal | 510 | 454.4 |  |  | 454.4 | [9 empty] | EIA-860, EIA-860M and EIA-923 | 202406 | -66.1499 | 17.9471
-7463572.332 | 2093225.8697 | 43754 | 61083 | Oriana Energy Hybrid | 60698 | Oriana Energy LLC | IPP Non-CHP | Carr. PR-2 km 115.4 Sector Mor | Isabela | Isabela | Puerto Rico | 662 | solar | Battery = 21.8 MW, Solar = 45 MW | Batteries; Solar Photovoltaic; | 66.8 | 66.8 | 21.8 | [8 empty] | 45 |  |  | EIA-860, EIA-860M and EIA-923 | 202406 | -67.0464 | 18.475
-13157024.2753 | 4656981.8343 | 43755 | 61084 | Luning Energy | 57222 | Liberty Utilities (CalPeco Electric) LLC | Electric Utility | Mile Marker 2.5 | Luning | Mineral | Nevada | 89420 | solar | Solar = 50 MW | Solar Photovoltaic | 50 | 50 | [9 empty] | 50 |  |  | EIA-860, EIA-860M and EIA-923 | 202406 | -118.1916 | 38.5469
-8797783.74 | 4107372.0092 | 43756 | 61085 | Stone Solar | 64778 | Strata Manager, LLC | IPP Non-CHP | 2452 Lovette Road | Lumberton | Robeson | North Carolina | 28358 | solar | Solar = 5 MW | Solar Photovoltaic | 5 | 5 | [9 empty] | 5 |  |  | EIA-860, EIA-860M and EIA-923 | 202406 | -79.0318 | 34.5831
-8991817.0633 | 4264214.9396 | 43757 | 61086 | Tripple State Farm | 64778 | Strata Manager, LLC | IPP Non-CHP | 390 Knox Farm Road | Statesville | Iredell | North Carolina | 28677 | solar | Solar = 5 MW | Solar Photovoltaic | 5 | 5 | [9 empty] | 5 |  |  | EIA-860, EIA-860M and EIA-923 | 202406 | -80.7749 | 35.735
-8916392.8763 | 4162678.5294 | 43758 | 61087 | Wadesboro Farm 1 | 64778 | Strata Manager, LLC | IPP Non-CHP | 220 Carver Street | Wadesboro | Anson | North Carolina | 28170 | solar | Solar = 5 MW | Solar Photovoltaic | 5 | 5 | [9 empty] | 5 |  |  | EIA-860, EIA-860M and EIA-923 | 202406 | -80.0973 | 34.9911
-8706191.6214 | 4071716.3813 | 43759 | 61088 | Delco Farm | 64778 | Strata Manager, LLC | IPP Non-CHP | 2084 State Road 1878 | Riegelwood | Columbus | North Carolina | 28456 | solar | Solar = 5 MW | Solar Photovoltaic | 5 | 5 | [9 empty] | 5 |  |  | EIA-860, EIA-860M and EIA-923 | 202406 | -78.2091 | 34.319
-8909416.4838 | 4196714.5777 | 43760 | 61089 | Fisher Solar Farm - NC | 64778 | Strata Manager, LLC | IPP Non-CHP | 20196 Hatley Road | Oakboro | Stanly | North Carolina | 28129 | solar | Solar = 5 MW | Solar Photovoltaic | 5 | 5 | [9 empty] | 5 |  |  | EIA-860, EIA-860M and EIA-923 | 202406 | -80.0346 | 35.2413
-8643133.5827 | 4193600.5827 | 43761 | 61090 | Kinston Davis Farm | 64778 | Strata Manager, LLC | IPP Non-CHP | 117 Hwy 11 South | Kinston | Lenoir | North Carolina | 28504 | solar | Solar = 5 MW | Solar Photovoltaic | 5 | 5 | [9 empty] | 5 |  |  | EIA-860, EIA-860M and EIA-923 | 202406 | -77.6426 | 35.2184
-8843550.8562 | 4131910.3661 | 43762 | 61091 | Laurinburg Farm | 64778 | Strata Manager, LLC | IPP Non-CHP | 1428 Stewartsville Road | Laurinburg | Scotland | North Carolina | 28352 | solar | Solar = 5 MW | Solar Photovoltaic | 5 | 5 | [9 empty] | 5 |  |  | EIA-860, EIA-860M and EIA-923 | 202406 | -79.443 | 34.7644
-10496110.0704 | 4738465.0763 | 43763 | 61092 | Independence Solar Farm | 58822 | MC Power Companies Inc | IPP Non-CHP | 24451 E Bundschu Rd | Independence | Jackson | Missouri | 64056 | solar | Solar = 3 MW | Solar Photovoltaic | 3 | 3 | [9 empty] | 3 |  |  | EIA-860, EIA-860M and EIA-923 | 202406 | -94.2882 | 39.1171
-8898417.4502 | 4159540.929 | 43764 | 61093 | Mills Anson Farm | 64778 | Strata Manager, LLC | IPP Non-CHP | 599 Clark Mountain Road | Lilesville | Anson | North Carolina | 28091 | solar | Solar = 5 MW | Solar Photovoltaic | 5 | 5 | [9 empty] | 5 |  |  | EIA-860, EIA-860M and EIA-923 | 202406 | -79.9358 | 34.9681
-8851449.9759 | 4139153.257 | 43765 | 61094 | Old Wire Farm | 64778 | Strata Manager, LLC | IPP Non-CHP | 18641 Fieldcrest Road | Laurel Hill | Scotland | North Carolina | 28351 | solar | Solar = 5 MW | Solar Photovoltaic | 5 | 5 | [9 empty] | 5 |  |  | EIA-860, EIA-860M and EIA-923 | 202406 | -79.5139 | 34.8178
-8788728.79 | 4137806.4748 | 43766 | 61095 | Railroad Farm 2 | 64778 | Strata Manager, LLC | IPP Non-CHP | 479 Shaw Mill Road | St. Pauls | Robeson | North Carolina | 28384 | solar | Solar = 5 MW | Solar Photovoltaic | 5 | 5 | [9 empty] | 5 |  |  | EIA-860, EIA-860M and EIA-923 | 202406 | -78.9505 | 34.8079
-8735300.1098 | 4158587.7595 | 43767 | 61096 | Sampson Solar | 64778 | Strata Manager, LLC | IPP Non-CHP | 8780 Roseboro Highway | Roseboro | Sampson | North Carolina | 28382 | solar | Solar = 2 MW | Solar Photovoltaic | 2 | 2 | [9 empty] | 2 |  |  | EIA-860, EIA-860M and EIA-923 | 202406 | -78.4705 | 34.961
-7879916.4671 | 5126427.2366 | 43768 | 61097 | Syncarpha Freetown | 60710 | Marie's Way Solar I, LLC | IPP Non-CHP | 0 Marie's Way | Freetown | Bristol | Massachusetts | 2717 | solar | Solar = 3.9 MW | Solar Photovoltaic | 3.9 | 3.9 | [9 empty] | 3.9 |  |  | EIA-860, EIA-860M and EIA-923 | 202406 | -70.7865 | 41.7689
-13031218.7791 | 4970898.886 | 43769 | 61098 | Battle Mountain Solar Project | 56769 | Consolidated Edison Development Inc. | IPP Non-CHP | 31400 Blue Flax Road | Battle Mountain | Humboldt | Nevada | 89820 | solar | Battery = 25 MW, Solar = 101 MW | Batteries; Solar Photovoltaic; | 126 | 126 | 25 | [8 empty] | 101 |  |  | EIA-860, EIA-860M and EIA-923 | 202406 | -117.0614 | 40.7184
-17414142.0908 | 2367296.4483 | 43770 | 61099 | Kihei Solar Farm | 60712 | South Maui Renewable Resources LLC | IPP Non-CHP | TMK No. (2) 2-2-2:84 | Kihei | Maui | Hawaii | 96753 | solar | Solar = 2.9 MW | Solar Photovoltaic | 2.9 | 2.9 | [9 empty] | 2.9 |  |  | EIA-860, EIA-860M and EIA-923 | 202406 | -156.4339 | 20.7937
-11425583.8473 | 6233306.0303 | 43771 | 61100 | Burke Wind, LLC | 60714 | Burke Wind LLC | IPP Non-CHP | TBD | Bowbells | Burke | North Dakota | 58721 | wind | Wind = 199.4 MW | Onshore Wind Turbine | 199.4 | 199.4 | [10 empty] | 199.4 |  | EIA-860, EIA-860M and EIA-923 | 202406 | -102.6378 | 48.7545
-17439076.4322 | 2378292.0344 | 43772 | 61101 | Ku'ia Solar | 60713 | Ku'ia Solar LLC | IPP Non-CHP | TMK No. (2) 4-6-018-003 | Lahaina | Maui | Hawaii | 96761 | solar | Solar = 2.9 MW | Solar Photovoltaic | 2.9 | 2.9 | [9 empty] | 2.9 |  |  | EIA-860, EIA-860M and EIA-923 | 202406 | -156.6579 | 20.886
-7357374.4284 | 2090664.9357 | 43773 | 61102 | GASNA 18P, LLC | 57354 | X-Elio North America Inc | IPP Non-CHP | 100 Convention Center Boulevar | San Juan | San Juan | Puerto Rico | 907 | solar | Solar = 5 MW | Solar Photovoltaic | 5 | 5 | [9 empty] | 5 |  |  | EIA-860, EIA-860M and EIA-923 | 202406 | -66.0924 | 18.4532
-12355421.4163 | 3782509.3602 | 43774 | 61104 | Pima Community College - East Campus | 57313 | Tesla Inc. | IPP Non-CHP | 5901 S Calle Santa Cruz | Tucson | Pima | Arizona | 85706 | solar | Solar = 1.3 MW | Solar Photovoltaic | 1.3 | 1.3 | [9 empty] | 1.3 |  |  | EIA-860, EIA-860M and EIA-923 | 202406 | -110.9906 | 32.1461
-9428402.5327 | 5392122.9048 | 43775 | 61106 | Pine River Wind Park | 5109 | DTE Electric Company | Electric Utility | 318 West Wright Ave | Shepherd | Isabella | Michigan | 48883 | wind | Wind = 161.3 MW | Onshore Wind Turbine | 161.3 | 161.3 | [10 empty] | 161.3 |  | EIA-860, EIA-860M and EIA-923 | 202406 | -84.6968 | 43.5243
-13023131.5294 | 3853237.3745 | 43776 | 61107 | Vanadium Redox Flow Battery Plant | 60336 | SDGE Batteries | Electric Utility | 7310 San Miguel Road | Bonita | San Diego | California | 91902 | batteries | Battery = 2 MW | Batteries | 2 | 2 | 2 | [11 empty] | EIA-860, EIA-860M and EIA-923 | 202406 | -116.9888 | 32.6825
-7311610.9857 | 2071980.6866 | 43777 | 61109 | Fajardo MSWL | 60726 | Landfill Gas Technologies of Fajardo, LLC | Commercial Non-CHP | Road 982 km. 4.9 Demajagua War | Fajardo | Fajardo | Puerto Rico | 738 | biomass | Biomass = 2.4 MW | Landfill Gas | 2.4 | 2.4 |  | 2.4 | [10 empty] | EIA-860, EIA-860M and EIA-923 | 202406 | -65.6813 | 18.2939
-7336455.381 | 2085770.5971 | 43778 | 61110 | San Fermin Solar Farm Hybrid | 60725 | San Fermin Solar Farm LLC | IPP Non-CHP | 1 Calle Caribe | Canovanas | Canovanas | Puerto Rico | 729 | solar | Battery = 3.6 MW, Petroleum = 4 MW,Solar = 20 MW | Batteries; Petroleum Liquids; Solar Photovoltaic | 27.6 | 27.6 | 3.6 | [7 empty] | 4 | 20 |  |  | EIA-860, EIA-860M and EIA-923 | 202406 | -65.9045 | 18.4115
-7326776.2626 | 2081769.0358 | 43779 | 61112 | El Yunque Filtration Plant | 60689 | PV Properties, Inc. | Electric Utility | PR-3 km 25 , Ramal 955 | Rio Grande | Rio Grande | Puerto Rico | 745 | solar | Solar = 2 MW | Solar Photovoltaic | 2 | 2 | [9 empty] | 2 |  |  | EIA-860, EIA-860M and EIA-923 | 202406 | -65.8176 | 18.3774
-7417496.0816 | 2087520.928 | 43780 | 61113 | Arecibo Filtration Plant | 60689 | PV Properties, Inc. | Electric Utility | PR-663 km 1.0 , Ramal | Arecibo | Arecibo | Puerto Rico | 688 | solar | Solar = 1 MW | Solar Photovoltaic | 1 | 1 | [9 empty] | 1 |  |  | EIA-860, EIA-860M and EIA-923 | 202406 | -66.6325 | 18.4264
-7333651.3543 | 2081751.7925 | 43781 | 61114 | Canovanas Filtration Plant | 60689 | PV Properties, Inc. | Electric Utility | PR-3 km 18.6 | Canovanas | Canovanas | Puerto Rico | 729 | solar | Solar = 1 MW | Solar Photovoltaic | 1 | 1 | [9 empty] | 1 |  |  | EIA-860, EIA-860M and EIA-923 | 202406 | -65.8793 | 18.3772
-13493724.658 | 4556866.0954 | 43782 | 61115 | Manteca Land PV | 61012 | AES Distributed Energy | IPP Non-CHP | 13602 California 99 | Manteca | San Joaquin | California | 95336 | solar | Solar = 1 MW | Solar Photovoltaic | 1 | 1 | [9 empty] | 1 |  |  | EIA-860, EIA-860M and EIA-923 | 202406 | -121.2162 | 37.8401
-13285358.7276 | 4267814.7472 | 43783 | 61116 | Delano Land 1 | 61012 | AES Distributed Energy | IPP Non-CHP | Highway 43 and Garces Hwy | Delano | Kern | California | 93250 | solar | Solar = 1 MW | Solar Photovoltaic | 1 | 1 | [9 empty] | 1 |  |  | EIA-860, EIA-860M and EIA-923 | 202406 | -119.3444 | 35.7612
-13244962.4428 | 4208133.0706 | 43784 | 61117 | Bakersfield PV 1 | 61012 | AES Distributed Energy | IPP Non-CHP | 2000 East Planz Road | Bakersfield | Kern | California | 93307 | solar | Solar = 5.3 MW | Solar Photovoltaic | 5.3 | 5.3 | [9 empty] | 5.3 |  |  | EIA-860, EIA-860M and EIA-923 | 202406 | -118.9815 | 35.325
-13246253.415 | 4208822.1145 | 43785 | 61118 | Bakersfield Industrial PV 1 | 61012 | AES Distributed Energy | IPP Non-CHP | 2921 Madison Street | Bakersfield | Kern | California | 93307 | solar | Solar = 1 MW | Solar Photovoltaic | 1 | 1 | [9 empty] | 1 |  |  | EIA-860, EIA-860M and EIA-923 | 202406 | -118.9931 | 35.33
-12603223.0556 | 4531256.0601 | 43786 | 61119 | Quichapa 1 | 60731 | Quichapa 1 LLC | IPP Non-CHP | 1252 South 7700 West | Cedar City | Iron | Utah | 84720 | solar | Solar = 3 MW | Solar Photovoltaic | 3 | 3 | [9 empty] | 3 |  |  | EIA-860, EIA-860M and EIA-923 | 202406 | -113.2167 | 37.6582
-12600136.6114 | 4532458.2353 | 43787 | 61120 | Quichapa 2 | 60732 | Quichapa 2 LLC | IPP Non-CHP | 6502 West 600 South | Cedar City | Iron | Utah | 84720 | solar | Solar = 3 MW | Solar Photovoltaic | 3 | 3 | [9 empty] | 3 |  |  | EIA-860, EIA-860M and EIA-923 | 202406 | -113.189 | 37.6668
-12605477.164 | 4530073.9881 | 43788 | 61121 | Quichapa 3 | 60733 | Quichapa 3 LLC | IPP Non-CHP | 8530 West Hwy 56 | Cedar City | Iron | Utah | 84721 | solar | Solar = 3 MW | Solar Photovoltaic | 3 | 3 | [9 empty] | 3 |  |  | EIA-860, EIA-860M and EIA-923 | 202406 | -113.2369 | 37.6498
-7369557.0108 | 2087019.7955 | 43789 | 61122 | Toa Baja MSWL | 60726 | Landfill Gas Technologies of Fajardo, LLC | Commercial Non-CHP | Road 866 km. 2.2 Candelaria Ar | Toa Baja | Toa Baja | Puerto Rico | 949 | biomass | Biomass = 2.4 MW | Landfill Gas | 2.4 | 2.4 |  | 2.4 | [10 empty] | EIA-860, EIA-860M and EIA-923 | 202406 | -66.2019 | 18.4221
-8051862.3337 | 5438186.0317 | 43790 | 61124 | Elizabeth Mines Solar 1 | 60734 | Elizabeth Mines Solar 1, LLC | IPP Non-CHP | 170 Mine Road | So. Strafford | Orange | Vermont | 5070 | solar | Solar = 5 MW | Solar Photovoltaic | 5 | 5 | [9 empty] | 5 |  |  | EIA-860, EIA-860M and EIA-923 | 202406 | -72.3311 | 43.8236
-8100814.6345 | 5537271.373 | 43791 | 61125 | Nebraska Valley Solar Farm | 27316 | Town of Stowe- (VT) | Electric Utility | 300 Beech Hill Road | Stowe | Lamoille | Vermont | 5602 | solar | Solar = 1 MW | Solar Photovoltaic | 1 | 1 | [9 empty] | 1 |  |  | EIA-860, EIA-860M and EIA-923 | 202406 | -72.7709 | 44.4623
-8847783.8911 | 4485911.3445 | 43792 | 61126 | Bedford Solar | 63026 | Oppidum Renewables USA, LLC | IPP Non-CHP | 1477 Draper Rd. | Bedford | Bedford | Virginia | 24523 | solar | Solar = 3 MW | Solar Photovoltaic | 3 | 3 | [9 empty] | 3 |  |  | EIA-860, EIA-860M and EIA-923 | 202406 | -79.481 | 37.335
-9107867.0759 | 4211325.2754 | 43793 | 61127 | Gamble Solar | 63026 | Oppidum Renewables USA, LLC | IPP Non-CHP | 799 Old US Hwy 74 | Bostic | Rutherford | North Carolina | 28018 | solar | Solar = 3 MW | Solar Photovoltaic | 3 | 3 | [9 empty] | 3 |  |  | EIA-860, EIA-860M and EIA-923 | 202406 | -81.8174 | 35.3484
-8952605.7746 | 4250182.6959 | 43794 | 61128 | Salisbury Solar | 63026 | Oppidum Renewables USA, LLC | IPP Non-CHP | Dunns Mountain Road | Salisbury | Rowan | North Carolina | 28146 | solar | Solar = 3.8 MW | Solar Photovoltaic | 3.8 | 3.8 | [9 empty] | 3.8 |  |  | EIA-860, EIA-860M and EIA-923 | 202406 | -80.4226 | 35.6326
-8908786.0815 | 4160329.7972 | 43795 | 61129 | Wadesboro Solar | 63026 | Oppidum Renewables USA, LLC | IPP Non-CHP | 275 Allen Pond Rd. | Wadesboro | Anson | North Carolina | 28170 | solar | Solar = 5 MW | Solar Photovoltaic | 5 | 5 | [9 empty] | 5 |  |  | EIA-860, EIA-860M and EIA-923 | 202406 | -80.029 | 34.9739
-8640159.0146 | 4277196.011 | 43796 | 61131 | Tolson Solar | 63026 | Oppidum Renewables USA, LLC | IPP Non-CHP | 2088 Davistown-Mercer Rd. | Tarboro | Edgecombe | North Carolina | 27886 | solar | Solar = 3 MW | Solar Photovoltaic | 3 | 3 | [9 empty] | 3 |  |  | EIA-860, EIA-860M and EIA-923 | 202406 | -77.6159 | 35.8296
-7313155.8776 | 2059784.7423 | 43797 | 61132 | Punta Lima Wind Farm | 60753 | Punta Lima Wind Farm, LLC | IPP Non-CHP | Santiago y Lima | Naguabo | Naguabo | Puerto Rico | 718 | wind | Wind = 26 MW | Onshore Wind Turbine | 26 | 26 | [10 empty] | 26 |  | EIA-860, EIA-860M and EIA-923 | 202406 | -65.6952 | 18.1899
-7327309.5943 | 2053308.9167 | 43798 | 61133 | Humacao Solar Project, LLC | 60754 | Fonroche Energy America, Inc. | IPP Non-CHP | Final Calle John Smith Parque | Humacao | Humacao | Puerto Rico | 791 | solar | Solar = 20 MW | Solar Photovoltaic | 20 | 20 | [9 empty] | 20 |  |  | EIA-860, EIA-860M and EIA-923 | 202406 | -65.8223 | 18.1346
-8589580.4473 | 4361699.5843 | 43799 | 61134 | Phelps 158 Solar Farm | 60025 | Greenbacker Renewable Energy Corporation | IPP Non-CHP | 13429 NC 158 HW | Conway | Northampton | North Carolina | 27855 | solar | Solar = 5 MW | Solar Photovoltaic | 5 | 5 | [9 empty] | 5 |  |  | EIA-860, EIA-860M and EIA-923 | 202406 | -77.1615 | 36.4426
-10316047.1205 | 4532607.1634 | 43800 | 61135 | Lebanon Solar Farm (MO) | 12670 | Missouri Jnt Muni.Pwr Elec. Ut. Comm. | IPP Non-CHP | 2 Sunrise Drive | Lebanon | Laclede | Missouri | 65536 | solar | Solar = 2.5 MW | Solar Photovoltaic | 2.5 | 2.5 | [9 empty] | 2.5 |  |  | EIA-860, EIA-860M and EIA-923 | 202406 | -92.6706 | 37.6678
-7371636.0136 | 2035120.6388 | 43801 | 61136 | Horizon Energy (PR) Hybrid | 60760 | Horizon Energy LLC | IPP Non-CHP | Carretera PR 706 km 0.9 | Salinas | Salinas | Puerto Rico | 751 | solar | Battery = 5.1 MW, Solar = 10 MW | Batteries; Solar Photovoltaic; | 15.1 | 15.1 | 5.1 | [8 empty] | 10 |  |  | EIA-860, EIA-860M and EIA-923 | 202406 | -66.2205 | 17.9793
-7337246.7512 | 2065224.3813 | 43802 | 61137 | Medtronic Solar | 63359 | REA Investments, LLC | IPP Non-CHP | Ceiba Norte Industrial Park | Juncos | Juncos | Puerto Rico | 777 | solar | Solar = 4 MW | Solar Photovoltaic | 4 | 4 | [9 empty] | 4 |  |  | EIA-860, EIA-860M and EIA-923 | 202406 | -65.9116 | 18.2363
-10615020.3259 | 5723204.026 | 43803 | 61138 | Armstrong Solar | 60904 | ETCAP NES CS MN 06 LLC | IPP Non-CHP | 19987 180th St. | Glenwood | Pope | Minnesota | 56334 | solar | Solar = 3 MW | Solar Photovoltaic | 3 | 3 | [9 empty] | 3 |  |  | EIA-860, EIA-860M and EIA-923 | 202406 | -95.3564 | 45.6423
-10477068.9828 | 5709490.069 | 43804 | 61139 | Marmas Solar CSG | 62759 | National Grid Renewables | IPP Non-CHP | 622 19th Ave. SE | St. Cloud | Sherburne | Minnesota | 56304 | solar | Solar = 4 MW | Solar Photovoltaic | 4 | 4 | [9 empty] | 4 |  |  | EIA-860, EIA-860M and EIA-923 | 202406 | -94.1171 | 45.5561
-10445859.2277 | 5441626.512 | 43805 | 61140 | CF Novel Solar CSG Gardens Two, LLC | 61060 | Cypress Creek Renewables | IPP Non-CHP | 27 250th St. | Minnesota Lake | Faribault | Minnesota | 56068 | solar | Solar = 1.8 MW | Solar Photovoltaic | 1.8 | 1.8 | [9 empty] | 1.8 |  |  | EIA-860, EIA-860M and EIA-923 | 202406 | -93.8367 | 43.8459
-10459579.3549 | 5502658.1664 | 43806 | 61141 | CF Novel Solar CSG Gardens Eleven, LLC | 61060 | Cypress Creek Renewables | IPP Non-CHP | 48904 MN 22 | Mankato | Blue Earth | Minnesota | 56001 | solar | Solar = 3 MW | Solar Photovoltaic | 3 | 3 | [9 empty] | 3 |  |  | EIA-860, EIA-860M and EIA-923 | 202406 | -93.96 | 44.24
-10395732.9515 | 5473407.3348 | 43807 | 61142 | WasecaSun | 62759 | National Grid Renewables | IPP Non-CHP | 2800 SW 92nd Ave | Waseca | Waseca | Minnesota | 56093 | solar | Solar = 5 MW | Solar Photovoltaic | 5 | 5 | [9 empty] | 5 |  |  | EIA-860, EIA-860M and EIA-923 | 202406 | -93.3865 | 44.0514
-10748945.4657 | 5554854.7849 | 43808 | 61144 | Astoria Station | 14232 | Otter Tail Power Co | Electric Utility | 19333 482nd Ave | Astoria | Deuel | South Dakota | 57213 | natural gas | Natural Gas = 242.7 MW | Natural Gas Fired Combustion Turbine | 349 | 242.7 | [6 empty] | 242.7 | [5 empty] | EIA-860, EIA-860M and EIA-923 | 202406 | -96.5594 | 44.575
-9340039.236 | 4706642.3641 | 43809 | 61145 | Brown County LFGTE Power Station | 55858 | EDL Inc | IPP Non-CHP | 9427 Beyers Road | Georgetown | Brown | Ohio | 45121 | biomass | Biomass = 4.5 MW | Landfill Gas | 4.8 | 4.5 |  | 4.5 | [10 empty] | EIA-860, EIA-860M and EIA-923 | 202406 | -83.903 | 38.895
-7373135.1532 | 2031603.3497 | 43810 | 61146 | Aguirre Plant | 15497 | Puerto Rico Electric Pwr Authority | Electric Utility | Bo. Montesoria KM 152.3 | Salinas | Salinas | Puerto Rico | 704 | petroleum | Petroleum = 1461.2 MW | Petroleum Liquids | 1534 | 1461.2 | [8 empty] | 1461.2 |  |  |  | EIA-860, EIA-860M and EIA-923 | 202406 | -66.234 | 17.9492
-7431655.8095 | 2037899.6925 | 43811 | 61147 | Costa Sur Plant | 15497 | Puerto Rico Electric Pwr Authority | Electric Utility | Road 127 KM 15.7 | Guayanilla |  | Puerto Rico | 656 | natural gas | Natural Gas = 765.6 MW, Petroleum = 200.9 MW | Natural Gas Steam Turbine; Petroleum Liquids; | 1032 | 966.5 | [6 empty] | 765.6 |  | 200.9 |  |  |  | EIA-860, EIA-860M and EIA-923 | 202406 | -66.7597 | 18.003
-7358719.2791 | 2087600.9508 | 43812 | 61148 | Central San Juan Plant | 15497 | Puerto Rico Electric Pwr Authority | Electric Utility | Calle Mercado Lote 28 Zona Por | San Juan |  | Puerto Rico | 936 | petroleum | Petroleum = 783.9 MW | Petroleum Liquids | 840 | 783.9 | [8 empty] | 783.9 |  |  |  | EIA-860, EIA-860M and EIA-923 | 202406 | -66.1045 | 18.4271
-7363606.2048 | 2090980.5018 | 43813 | 61149 | Palo Seco Plant | 15497 | Puerto Rico Electric Pwr Authority | Electric Utility | 165 Ave KM 31.8 | Toa Baja |  | Puerto Rico | 949 | petroleum | Petroleum = 561.9 MW | Petroleum Liquids | 818 | 561.9 | [8 empty] | 561.9 |  |  |  | EIA-860, EIA-860M and EIA-923 | 202406 | -66.1484 | 18.4559
-7424664.9455 | 2092752.6457 | 43814 | 61150 | Cambalache Plant | 15497 | Puerto Rico Electric Pwr Authority | Electric Utility | Road 2 KM 73.5 INT 861 | Arecibo | Arecibo | Puerto Rico | 612 | petroleum | Petroleum = 241.5 MW | Petroleum Liquids | 247.5 | 241.5 | [8 empty] | 241.5 |  |  |  | EIA-860, EIA-860M and EIA-923 | 202406 | -66.6969 | 18.471
-7476127.9461 | 2063151.2246 | 43815 | 61151 | Mayaguez Plant | 15497 | Puerto Rico Electric Pwr Authority | Electric Utility | Road 331 Ave Malecon | Mayaguez |  | Puerto Rico | 680 | petroleum | Petroleum = 220 MW | Petroleum Liquids | 220 | 220 | [8 empty] | 220 |  |  |  | EIA-860, EIA-860M and EIA-923 | 202406 | -67.1592 | 18.2186
-13487761.4955 | 4671084.6595 | 43816 | 61152 | Intel Folsom Phase 3 | 57313 | Tesla Inc. | IPP Non-CHP | 1900 Prairie City Road | Folsom | Sacramento | California | 95630 | solar | Solar = 5.2 MW | Solar Photovoltaic | 5.2 | 5.2 | [9 empty] | 5.2 |  |  | EIA-860, EIA-860M and EIA-923 | 202406 | -121.1626 | 38.646
-13574802.9846 | 4497481.1219 | 43817 | 61153 | AT&T Holger | 57128 | Bloom Energy | IPP Non-CHP | 400 Holger Way | San Jose | Santa Clara | California | 95134 | natural gas | Natural Gas = 1.3 MW | Other Natural Gas | 1.3 | 1.3 | [6 empty] | 1.3 | [5 empty] | EIA-860, EIA-860M and EIA-923 | 202406 | -121.9445 | 37.4176
-13126448.4847 | 4006860.8673 | 43818 | 61154 | AT&T Anaheim | 57128 | Bloom Energy | IPP Non-CHP | 217 North Lemon Street | Anaheim | Orange | California | 92805 | natural gas | Natural Gas = 1.3 MW | Other Natural Gas | 1.3 | 1.3 | [6 empty] | 1.3 | [5 empty] | EIA-860, EIA-860M and EIA-923 | 202406 | -117.9169 | 33.8364
-12206089.4363 | 5757211.6464 | 43819 | 61155 | Big Timber Wind Farm | 56769 | Consolidated Edison Development Inc. | IPP Non-CHP | 447 Deadmans Canyon Road | Big Timber | Sweet Grass | Montana | 59011 | wind | Wind = 25 MW | Onshore Wind Turbine | 25 | 25 | [10 empty] | 25 |  | EIA-860, EIA-860M and EIA-923 | 202406 | -109.6492 | 45.8554
-8792124.7023 | 4132546.8606 | 43820 | 61156 | St. Pauls Solar 2 | 60865 | CD Global Solar Holdings, LLC | IPP Non-CHP | 15150 US Highway 301 South | St. Pauls | Robeson | North Carolina | 28384 | solar | Solar = 5 MW | Solar Photovoltaic | 5 | 5 | [9 empty] | 5 |  |  | EIA-860, EIA-860M and EIA-923 | 202406 | -78.981 | 34.7691
-8809205.565 | 4227632.3214 | 43821 | 61157 | Boaz Farm Solar | 60865 | CD Global Solar Holdings, LLC | IPP Non-CHP | 1907 Whip-Poor-Will Lane | Sanford | Lee | North Carolina | 27331 | solar | Solar = 5 MW | Solar Photovoltaic | 5 | 5 | [9 empty] | 5 |  |  | EIA-860, EIA-860M and EIA-923 | 202406 | -79.1344 | 35.4678
-8702646.5409 | 4238111.9362 | 43822 | 61158 | Bizzell Church Solar 2 | 60865 | CD Global Solar Holdings, LLC | IPP Non-CHP | 1543 Bizzell Grove Church Road | Selma | Johnston | North Carolina | 27576 | solar | Solar = 5 MW | Solar Photovoltaic | 5 | 5 | [9 empty] | 5 |  |  | EIA-860, EIA-860M and EIA-923 | 202406 | -78.1772 | 35.5444
-9804163.8116 | 4841541.5308 | 43823 | 61161 | Harvest Ridge Wind Farm | 60719 | Harvest Ridge Wind Farm | IPP Non-CHP | TBD | Newman | Douglas | Illinois | 61942 | wind | Wind = 202 MW | Onshore Wind Turbine | 202 | 202 | [10 empty] | 202 |  | EIA-860, EIA-860M and EIA-923 | 202406 | -88.0723 | 39.8319
-8310013.68 | 4936468.7406 | 43824 | 61162 | RB Manufacturing LLC Belle Mead NJ | 60752 | RB Manufacturing LLC | Industrial Non-CHP | 799 Route 206 | Hillsborough | Somerset | New Jersey | 8844 | solar | Solar = 1.4 MW | Solar Photovoltaic | 1.5 | 1.4 | [9 empty] | 1.4 |  |  | EIA-860, EIA-860M and EIA-923 | 202406 | -74.6501 | 40.4836
-7865131.1237 | 5124652.4683 | 43825 | 61163 | Onset East Community Solar Facility | 66411 |  | IPP Non-CHP | 3074 Cranberry Highway | Wareham | Plymouth | Massachusetts | 2538 | solar | Solar = 1 MW | Solar Photovoltaic | 1 | 1 | [9 empty] | 1 |  |  | EIA-860, EIA-860M and EIA-923 | 202406 | -70.6537 | 41.757
-7865131.1237 | 5124652.4683 | 43826 | 61164 | Onset West Community Solar Facility | 66411 |  | IPP Non-CHP | 3074 Cranberry Highway | Wareham | Plymouth | Massachusetts | 2538 | solar | Solar = 1 MW | Solar Photovoltaic | 1 | 1 | [9 empty] | 1 |  |  | EIA-860, EIA-860M and EIA-923 | 202406 | -70.6537 | 41.757
-11976587.1629 | 3745829.5538 | 43827 | 61165 | Columbus Solar Project | 61724 | New Mexico Renewable Development LLC | IPP Non-CHP | 29000 Dust Devel Rd SE | Columbus | Luna | New Mexico | 88029 | solar | Solar = 1.9 MW | Solar Photovoltaic | 1.9 | 1.9 | [9 empty] | 1.9 |  |  | EIA-860, EIA-860M and EIA-923 | 202406 | -107.5875 | 31.8667
-14638996.6112 | 7601616.5414 | 43828 | 61166 | Tyee Lake Hydroelectric Facility | 60123 | Southeast Alaska Power Agency | Commercial Non-CHP | Bradfield Canal | Wrangell | Wrangell Petersburg | Alaska | 99929 | hydroelectric | Hydroelectric = 22.6 MW | Conventional Hydroelectric | 22.6 | 22.6 |  |  |  |  | 22.6 | [7 empty] | EIA-860, EIA-860M and EIA-923 | 202406 | -131.5043 | 56.2164
-7362648.8572 | 2032890.5501 | 43829 | 61171 | Jobos | 15497 | Puerto Rico Electric Pwr Authority | Electric Utility | Road 3 KM 141.1 | Guayama |  | Puerto Rico | 784 | petroleum | Petroleum = 42 MW | Petroleum Liquids | 42 | 42 | [8 empty] | 42 |  |  |  | EIA-860, EIA-860M and EIA-923 | 202406 | -66.1398 | 17.9602
-17609395.1418 | 2445857.3298 | 43830 | 61172 | EE Waianae Solar Project | 60793 | EE Waianae Solar Project LLC | IPP Non-CHP | 85-191 Ala Hema St | Waianae | Honolulu | Hawaii | 96792 | solar | Solar = 27.6 MW | Solar Photovoltaic | 28.3 | 27.6 | [9 empty] | 27.6 |  |  | EIA-860, EIA-860M and EIA-923 | 202406 | -158.1879 | 21.452
-8948283.684 | 2973280.1585 | 43831 | 61173 | IKEA Miami 327 | 57389 | IKEA Property Inc | Commercial Non-CHP | 1801 NW 117th Ave. | Miami | Miami Dade | Florida | 33172 | solar | Solar = 1 MW | Solar Photovoltaic | 1 | 1 | [9 empty] | 1 |  |  | EIA-860, EIA-860M and EIA-923 | 202406 | -80.3838 | 25.7915
-10652325.825 | 5613697.4831 | 43832 | 61174 | Taurus Community Solar | 60822 | Taurus Community Solar | IPP Non-CHP | 802 N 28th St | Montevideo | Chippewa | Minnesota | 56265 | solar | Solar = 3.6 MW | Solar Photovoltaic | 4 | 3.6 | [9 empty] | 3.6 |  |  | EIA-860, EIA-860M and EIA-923 | 202406 | -95.6915 | 44.9503
-10589231.1621 | 5699860.6 | 43833 | 61175 | Pegasus Community Solar | 60823 | Pegasus Community Solar | IPP Non-CHP | 573 Central Avenue North | Brooten | Stearns | Minnesota | 56316 | solar | Solar = 1.8 MW | Solar Photovoltaic | 2 | 1.8 | [9 empty] | 1.8 |  |  | EIA-860, EIA-860M and EIA-923 | 202406 | -95.1247 | 45.4955
-10644793.169 | 5500510.8813 | 43834 | 61176 | Antares Community Solar | 60824 | Antares Community Solar | IPP Non-CHP | 1401 4th St | Tracy | Lyon | Minnesota | 56175 | solar | Solar = 2.7 MW | Solar Photovoltaic | 3 | 2.7 | [9 empty] | 2.7 |  |  | EIA-860, EIA-860M and EIA-923 | 202406 | -95.6238 | 44.2262
-10457798.4657 | 5495102.2558 | 43835 | 61177 | Corvus Community Solar | 60825 | Corvus Community Solar | IPP Non-CHP | 198 Sakatah Dr | Mankato | Blue Earth | Minnesota | 56002 | solar | Solar = 4.5 MW | Solar Photovoltaic | 5 | 4.5 | [9 empty] | 4.5 |  |  | EIA-860, EIA-860M and EIA-923 | 202406 | -93.944 | 44.1914
-10704616.2633 | 5479395.9693 | 43836 | 61178 | Capella Community Solar | 60826 | Capella Community Solar | IPP Non-CHP | 1053 100th Ave | Pipestone | Pipestone | Minnesota | 56164 | solar | Solar = 4.5 MW | Solar Photovoltaic | 5 | 4.5 | [9 empty] | 4.5 |  |  | EIA-860, EIA-860M and EIA-923 | 202406 | -96.1612 | 44.0901
-10268241.967 | 5490961.7953 | 43837 | 61179 | Carina Community Solar | 60827 | Carina Community Solar | IPP Non-CHP | 36651 Highway 60 | Zumbro Falls | Wabasha | Minnesota | 55991 | solar | Solar = 3.6 MW | Solar Photovoltaic | 4 | 3.6 | [9 empty] | 3.6 |  |  | EIA-860, EIA-860M and EIA-923 | 202406 | -92.2412 | 44.1647
-10456994.739 | 5726349.8977 | 43838 | 61180 | Caelum Community Solar | 60829 | Caelum Community Solar | IPP Non-CHP | 11010 65th St NE | Foley | Benton | Minnesota | 56329 | solar | Solar = 1.8 MW | Solar Photovoltaic | 2 | 1.8 | [9 empty] | 1.8 |  |  | EIA-860, EIA-860M and EIA-923 | 202406 | -93.9368 | 45.662
-10467552.7248 | 5606094.9337 | 43839 | 61181 | Andromeda Community Solar | 60828 | Andromeda Community Solar | IPP Non-CHP | 19696 Co Rd 9 | Lester Prairie | McLeod | Minnesota | 55354 | solar | Solar = 4.5 MW | Solar Photovoltaic | 5 | 4.5 | [9 empty] | 4.5 |  |  | EIA-860, EIA-860M and EIA-923 | 202406 | -94.0316 | 44.9019
-10417922.1543 | 5502711.9288 | 43840 | 61182 | Lyra Community Solar | 60830 | Lyra Community Solar | IPP Non-CHP | 47857 State Hwy 13 | Waterville | Le Sueur | Minnesota | 56329 | solar | Solar = 2.7 MW | Solar Photovoltaic | 3 | 2.7 | [9 empty] | 2.7 |  |  | EIA-860, EIA-860M and EIA-923 | 202406 | -93.5858 | 44.2403
-10327363.4146 | 5661794.493 | 43841 | 61183 | Argo Navis Community Solar | 60831 | Argo Navis Community Solar | IPP Non-CHP | 21205 St Croix Trail N | Scandia | Washington | Minnesota | 55073 | solar | Solar = 2.7 MW | Solar Photovoltaic | 3 | 2.7 | [9 empty] | 2.7 |  |  | EIA-860, EIA-860M and EIA-923 | 202406 | -92.7723 | 45.2552
-8504092.4217 | 4783103.6826 | 43842 | 61185 | Pfeffers | 63249 | Terraform Arcadia | IPP Non-CHP | 11121 Pfeffers Rd | Kingsville | Baltimore | Maryland | 21087 | solar | Solar = 1 MW | Solar Photovoltaic | 1 | 1 | [9 empty] | 1 |  |  | EIA-860, EIA-860M and EIA-923 | 202406 | -76.3936 | 39.4276
-7911940.5243 | 5211241.1074 | 43843 | 61186 | Boston Medical Center CHP Plant | 60816 | Boston Medical Center | Commercial CHP | 850 Harrison Avenue | Boston | Suffolk | Massachusetts | 2118 | natural gas | Battery = 1 MW, Natural Gas = 2 MW | Batteries; Natural Gas Internal Combustion Engine; | 3 | 3 | 1 | [5 empty] | 2 | [5 empty] | EIA-860, EIA-860M and EIA-923 | 202406 | -71.0742 | 42.3347
-8757381.8893 | 4278331.4232 | 43844 | 61187 | Century Drive Solar Farm | 60818 | J.T. Hobby and Son, Inc. | IPP Non-CHP | 2000, 2020, 2021 and 2100 Cent | Raleigh | Wake | North Carolina | 27612 | solar | Solar = 1 MW | Solar Photovoltaic | 1 | 1 | [9 empty] | 1 |  |  | EIA-860, EIA-860M and EIA-923 | 202406 | -78.6689 | 35.8378
-12022759.1481 | 4649159.1309 | 43845 | 61189 | Shavano Falls Hydro | 60815 | Shavano Falls Hydro LLC | IPP Non-CHP | 58801 Maple Road | Montrose | Montrose | Colorado | 81403 | hydroelectric | Hydroelectric = 2.8 MW | Conventional Hydroelectric | 2.8 | 2.8 |  |  |  |  | 2.8 | [7 empty] | EIA-860, EIA-860M and EIA-923 | 202406 | -108.0023 | 38.492
-11997650.369 | 4643260.875 | 43846 | 61190 | Shavano Falls Hydro Drop 4 | 60813 | Shavano Falls Hydro LLC - Drop 4 Project | IPP Non-CHP | 16100 6900 Road | Montrose | Montrose | Colorado | 81401 | hydroelectric | Hydroelectric = 4.5 MW | Conventional Hydroelectric | 4.8 | 4.5 |  |  |  |  | 4.5 | [7 empty] | EIA-860, EIA-860M and EIA-923 | 202406 | -107.7767 | 38.4505
-12001378.0135 | 4636709.2756 | 43847 | 61191 | Drop 5 | 60814 | Drop 5 Hydro LLC | IPP Non-CHP | 19420 Pahgre Road | Montrose | Montrose | Colorado | 81403 | hydroelectric | Hydroelectric = 2.4 MW | Conventional Hydroelectric | 2.4 | 2.4 |  |  |  |  | 2.4 | [7 empty] | EIA-860, EIA-860M and EIA-923 | 202406 | -107.8102 | 38.4044
-9803907.5542 | 5083401.4493 | 43848 | 61192 | IKEA Joliet Rooftop PV System | 57389 | IKEA Property Inc | Commercial Non-CHP | 650 Emerald Drive | Joliet | Will | Illinois | 60433 | solar | Solar = 2 MW | Solar Photovoltaic | 2 | 2 | [9 empty] | 2 |  |  | EIA-860, EIA-860M and EIA-923 | 202406 | -88.07 | 41.48
-12833002.7372 | 4310109.6327 | 43849 | 61193 | IKEA Las Vegas 462 | 57389 | IKEA Property Inc | Commercial Non-CHP | 6500 IKEA Way | Las Vegas | Clark | Nevada | 89148 | solar | Solar = 1 MW | Solar Photovoltaic | 1 | 1 | [9 empty] | 1 |  |  | EIA-860, EIA-860M and EIA-923 | 202406 | -115.2808 | 36.0689
-8786297.9062 | 4114470.111 | 43850 | 61194 | Barker Solar, LLC | 60281 | Altus Power America Management, LLC | IPP Non-CHP | 1205 Owen Drive | Lumberton | Robeson | North Carolina | 28358 | solar | Solar = 5 MW | Solar Photovoltaic | 5 | 5 | [9 empty] | 5 |  |  | EIA-860, EIA-860M and EIA-923 | 202406 | -78.9287 | 34.6356
-9064788.9933 | 4197106.4445 | 43851 | 61195 | 231 Dixon 74 Solar I, LLC | 60281 | Altus Power America Management, LLC | IPP Non-CHP | 5124 E. Dixon Blvd. | Kings Mountain | Cleveland | North Carolina | 28086 | solar | Solar = 2 MW | Solar Photovoltaic | 2 | 2 | [9 empty] | 2 |  |  | EIA-860, EIA-860M and EIA-923 | 202406 | -81.4304 | 35.2441
-8761006.7858 | 4070115.8019 | 43852 | 61196 | Mill Pond Solar Farm, LLC | 60281 | Altus Power America Management, LLC | IPP Non-CHP | 579 Mill Pond Road | Whiteville | Columbus | North Carolina | 28472 | solar | Solar = 5 MW | Solar Photovoltaic | 5 | 5 | [9 empty] | 5 |  |  | EIA-860, EIA-860M and EIA-923 | 202406 | -78.7015 | 34.3071
-12355498.672 | 3796388.7245 | 43853 | 61197 | Pima Energy Storage System | 60834 | Pima Energy Storage System | IPP Non-CHP | 2501 N. Flowing Wells Rd. | Tucson | Pima | Arizona | 85705 | batteries | Battery = 10 MW | Batteries | 10 | 10 | 10 | [11 empty] | EIA-860, EIA-860M and EIA-923 | 202406 | -110.9913 | 32.2516
-8380475.2441 | 4897293.0235 | 43854 | 61198 | Merck - Upper Gwynedd Solar Array | 60812 | Merck - Upper Gwynedd Solar Array | Commercial Non-CHP | 351 North Sumneytown Pike | North Wales | Montgomery | Pennsylvania | 19454 | solar | Solar = 1.5 MW | Solar Photovoltaic | 1.5 | 1.5 | [9 empty] | 1.5 |  |  | EIA-860, EIA-860M and EIA-923 | 202406 | -75.2831 | 40.2154
-12492013.2145 | 3954817.1707 | 43855 | 61199 | T0588 Phoenix - AZ | 60520 | SoCore Energy LLC | IPP Non-CHP | 25 N 75th Ave | Phoenix | Maricopa | Arizona | 85043 | solar | Solar = 1.2 MW | Solar Photovoltaic | 1.2 | 1.2 | [9 empty] | 1.2 |  |  | EIA-860, EIA-860M and EIA-923 | 202406 | -112.2177 | 33.4472
-13667956.0251 | 5242530.072 | 43856 | 61200 | OR Solar 2, LLC | 63757 | OR Solar 2, LLC | IPP Non-CHP | 14828 Agate Road | Eagle Point | Jackson | Oregon | 97524 | solar | Solar = 10 MW | Solar Photovoltaic | 10 | 10 | [9 empty] | 10 |  |  | EIA-860, EIA-860M and EIA-923 | 202406 | -122.7813 | 42.5421
-13516287.1151 | 5164325.856 | 43857 | 61201 | OR Solar 3, LLC | 59462 | Heelstone Energy Holdings, LLC | IPP Non-CHP | 22330 Drazil Rd | Malin | Klamath | Oregon | 97632 | solar | Solar = 10 MW | Solar Photovoltaic | 10 | 10 | [9 empty] | 10 |  |  | EIA-860, EIA-860M and EIA-923 | 202406 | -121.4189 | 42.0223
-12864882.9696 | 3852747.8928 | 43858 | 61202 | Mount Signal Solar Farm V | 63447 | Imperial Valley Solar 3, LLC | IPP Non-CHP | 392 Weed Road | Calexico | Imperial | California | 92231 | solar | Solar = 252.3 MW | Solar Photovoltaic | 252.3 | 252.3 | [9 empty] | 252.3 |  |  | EIA-860, EIA-860M and EIA-923 | 202406 | -115.5672 | 32.6788
-10511458.8017 | 5689660.7333 | 43859 | 61203 | Lahr 1, LLC | 60520 | SoCore Energy LLC | IPP Non-CHP | 21265 County Road 2 | Wakefield Township | Stearns | Minnesota | 56320 | solar | Solar = 5 MW | Solar Photovoltaic | 5 | 5 | [9 empty] | 5 |  |  | EIA-860, EIA-860M and EIA-923 | 202406 | -94.426 | 45.4312
-13146794.5707 | 3997987.3489 | 43860 | 61204 | AES ES Alamitos, LLC | 62160 | AES ES Alamitos, LLC | IPP Non-CHP | 690 North Studebaker Road | Long Beach | Los Angeles | California | 90803 | batteries | Battery = 100 MW | Batteries | 100 | 100 | 100 | [11 empty] | EIA-860, EIA-860M and EIA-923 | 202406 | -118.0997 | 33.7702
-11105478.6403 | 3462615.0197 | 43861 | 61205 | Bandera Electric Coop PV | 60520 | SoCore Energy LLC | IPP Non-CHP | 352 Walter White Ranch Road | Leakey | Real | Texas | 78873 | solar | Solar = 1.5 MW | Solar Photovoltaic | 1.5 | 1.5 | [9 empty] | 1.5 |  |  | EIA-860, EIA-860M and EIA-923 | 202406 | -99.7622 | 29.681
-8381109.6539 | 4681287.5615 | 43862 | 61206 | Onyx - Allen Harim | 60584 | Onyx Asset Services Group | IPP Non-CHP | 18752 Harbeson Rd. | Harbeson | Sussex | Delaware | 19951 | solar | Solar = 1.2 MW | Solar Photovoltaic | 1.2 | 1.2 | [9 empty] | 1.2 |  |  | EIA-860, EIA-860M and EIA-923 | 202406 | -75.2888 | 38.7175
-8203157.7668 | 5273709.2674 | 43863 | 61207 | Green Island Hydroelectric Station | 58756 | Albany Engineering Corporation | IPP Non-CHP | Tibbits Ave and George St | Green Island | Albany | New York | 12183 | hydroelectric | Hydroelectric = 6 MW | Conventional Hydroelectric | 6 | 6 |  |  |  |  | 6 | [7 empty] | EIA-860, EIA-860M and EIA-923 | 202406 | -73.6902 | 42.7481
-9920707.6374 | 3552472.1264 | 43864 | 61208 | Gulfport Naval Base CSG PV System | 63258 | Arcadia Solar, LLC | IPP Non-CHP | 5200 Second Street | Gulfport | Harrison | Mississippi | 39501 | solar | Solar = 3.5 MW | Solar Photovoltaic | 3.5 | 3.5 | [9 empty] | 3.5 |  |  | EIA-860, EIA-860M and EIA-923 | 202406 | -89.1192 | 30.3799
-13521276.1207 | 4642993.7899 | 43865 | 61209 | Sacramento Regional County Sanitation PV | 57313 | Tesla Inc. | IPP Non-CHP | 8521 Laguna Station Road | Elk Grove | Sacramento | California | 95758 | solar | Solar = 3.5 MW | Solar Photovoltaic | 3.5 | 3.5 | [9 empty] | 3.5 |  |  | EIA-860, EIA-860M and EIA-923 | 202406 | -121.4637 | 38.4486
-8576680.4108 | 5283707.2605 | 43866 | 61210 | Finger Lakes Solar I | 60833 | Finger Lakes Solar I, LLC | IPP Non-CHP | 4380 NY-14A | Geneva | Ontario | New York | 14456 | solar | Solar = 2 MW | Solar Photovoltaic | 1.9 | 2 | [9 empty] | 2 |  |  | EIA-860, EIA-860M and EIA-923 | 202406 | -77.0456 | 42.814
-9996412.5722 | 4189730.2301 | 43867 | 61211 | IKEA Memphis 508 | 57389 | IKEA Property Inc | Commercial Non-CHP | 7900 IKEA Way | Cordova | Shelby | Tennessee | 38016 | solar | Solar = 1.1 MW | Solar Photovoltaic | 1.1 | 1.1 | [9 empty] | 1.1 |  |  | EIA-860, EIA-860M and EIA-923 | 202406 | -89.7993 | 35.19
-10976475.6031 | 3721968.6672 | 43868 | 61212 | Flat Top Wind I | 59359 | BHE Renewables, LLC | IPP Non-CHP | 559 FM 218 W | Mullin | Mills | Texas | 76864 | wind | Wind = 200 MW | Onshore Wind Turbine | 200 | 200 | [10 empty] | 200 |  | EIA-860, EIA-860M and EIA-923 | 202406 | -98.6034 | 31.6845
-9260991.4883 | 4034249.4099 | 43869 | 61213 | GRP Madison Renewable Energy Facility | 60846 | GRP Madison Renewable Energy Facility, LLC | IPP Non-CHP | 268 Office Drive | Colbert | Madison | Georgia | 30628 | biomass | Biomass = 58 MW | Wood/Wood Waste Biomass | 58 | 58 |  | 58 | [10 empty] | EIA-860, EIA-860M and EIA-923 | 202406 | -83.1929 | 34.0406
-13128018.8687 | 4109249.0262 | 43870 | 61215 | Green Beanworks C PV | 61012 | AES Distributed Energy | IPP Non-CHP | 39360 110th Street East | Palmdale | Los Angeles | California | 93591 | solar | Solar = 3 MW | Solar Photovoltaic | 3 | 3 | [9 empty] | 3 |  |  | EIA-860, EIA-860M and EIA-923 | 202406 | -117.931 | 34.597
-13144844.8098 | 4117092.0524 | 43871 | 61216 | Green Beanworks D PV | 61012 | AES Distributed Energy | IPP Non-CHP | 2600 East Avenue L-4 | Palmdale | Los Angeles | California | 93550 | solar | Solar = 3 MW | Solar Photovoltaic | 3 | 3 | [9 empty] | 3 |  |  | EIA-860, EIA-860M and EIA-923 | 202406 | -118.0821 | 34.655
-12734482.2049 | 5275936.9977 | 43872 | 61217 | Head of U Canal Hydro Project | 60851 | North Side Energy Company | IPP Non-CHP | 275 North 650 East | Jerome | Jerome | Idaho | 83338 | hydroelectric | Hydroelectric = 1.2 MW | Conventional Hydroelectric | 1.2 | 1.2 |  |  |  |  | 1.2 | [7 empty] | EIA-860, EIA-860M and EIA-923 | 202406 | -114.3958 | 42.7628
-8789475.9664 | 4099238.3756 | 43873 | 61218 | Broadridge Solar, LLC | 60281 | Altus Power America Management, LLC | IPP Non-CHP | 11324 NC Hwy 72 East | Lumberton | Robeson | North Carolina | 28358 | solar | Solar = 5 MW | Solar Photovoltaic | 5 | 5 | [9 empty] | 5 |  |  | EIA-860, EIA-860M and EIA-923 | 202406 | -78.9572 | 34.5229
-8732905.4049 | 4354583.4349 | 43874 | 61219 | Kelly Solar, LLC | 60281 | Altus Power America Management, LLC | IPP Non-CHP | 3335 Glebe Road | Henderson | Vance | North Carolina | 27538 | solar | Solar = 5 MW | Solar Photovoltaic | 5 | 5 | [9 empty] | 5 |  |  | EIA-860, EIA-860M and EIA-923 | 202406 | -78.449 | 36.3912
-8950961.2517 | 4261186.5066 | 43875 | 61220 | Spencer Farm, LLC | 64778 | Strata Manager, LLC | IPP Non-CHP | 1665 US Hwy 29 | Salisbury | Rowan | North Carolina | 28144 | solar | Solar = 5 MW | Solar Photovoltaic | 5 | 5 | [9 empty] | 5 |  |  | EIA-860, EIA-860M and EIA-923 | 202406 | -80.4079 | 35.7129
-10893057.4521 | 4203464.6695 | 43876 | 61221 | Redbed Plains Wind Farm | 60859 | Redbed Plains Wind Farm LLC | IPP Non-CHP | 1421 Country Rd 1190 | Tuttle | Grady | Oklahoma | 73089 | wind | Wind = 99.1 MW | Onshore Wind Turbine | 99.1 | 99.1 | [10 empty] | 99.1 |  | EIA-860, EIA-860M and EIA-923 | 202406 | -97.854 | 35.2908
-13539807.8103 | 4546871.0752 | 43877 | 61222 | Golden Hills North Wind Energy Center | 60811 | Golden Hills Interconnection Wind, LLC | IPP Non-CHP | 435 Mt. Vista Parkway | Livermore | Alameda | California | 94551 | wind | Wind = 46 MW | Onshore Wind Turbine | 46 | 46 | [10 empty] | 46 |  | EIA-860, EIA-860M and EIA-923 | 202406 | -121.6302 | 37.7692
-10412472.62 | 4835294.0774 | 43878 | 61223 | Chillicothe Solar Farm | 12670 | Missouri Jnt Muni.Pwr Elec. Ut. Comm. | IPP Non-CHP | 366 E 3rd Street | Chillicothe | Livingston | Missouri | 64601 | solar | Solar = 2.5 MW | Solar Photovoltaic | 2.5 | 2.5 | [9 empty] | 2.5 |  |  | EIA-860, EIA-860M and EIA-923 | 202406 | -93.5368 | 39.7888
-8318923.5807 | 4996748.2488 | 43879 | 61224 | 350 Clark Solar, NG, LLC | 59254 | NuGen Capital Management | IPP Non-CHP | 350 Clark Drive | Budd Lake | Morris | New Jersey | 7828 | solar | Solar = 1.8 MW | Solar Photovoltaic | 1.8 | 1.8 | [9 empty] | 1.8 |  |  | EIA-860, EIA-860M and EIA-923 | 202406 | -74.7302 | 40.8942
-7420111.9783 | 2069996.5256 | 43880 | 61225 | Caonillas | 15497 | Puerto Rico Electric Pwr Authority | Electric Utility | Road 612, Camino Don Alonso | Utuado |  | Puerto Rico | 641 | hydroelectric | Hydroelectric = 22 MW | Conventional Hydroelectric | 22 | 22 |  |  |  |  | 22 | [7 empty] | EIA-860, EIA-860M and EIA-923 | 202406 | -66.656 | 18.277
-7266887.3784 | 2074652.7634 | 43881 | 61226 | Culebra | 15497 | Puerto Rico Electric Pwr Authority | Electric Utility | Road 250 KM 1 | Culebra | Culebra | Puerto Rico | 775 | petroleum | Petroleum = 2.1 MW | Petroleum Liquids | 2.1 | 2.1 | [8 empty] | 2.1 |  |  |  | EIA-860, EIA-860M and EIA-923 | 202406 | -65.2796 | 18.3167
-7309861.1546 | 2065237.3912 | 43882 | 61227 | Daguao | 15497 | Puerto Rico Electric Pwr Authority | Electric Utility | Road 3 KM 58, Bo Daguao | Ceiba |  | Puerto Rico | 735 | petroleum | Petroleum = 42 MW | Petroleum Liquids | 42 | 42 | [8 empty] | 42 |  |  |  | EIA-860, EIA-860M and EIA-923 | 202406 | -65.6656 | 18.2364
-7421336.4927 | 2077031.7694 | 43883 | 61228 | Dos Bocas | 15497 | Puerto Rico Electric Pwr Authority | Electric Utility | Road 146 KM 1, Bo. Rio Arriba | Arecibo | Arecibo | Puerto Rico | 641 | hydroelectric | Hydroelectric = 15 MW | Conventional Hydroelectric | 15 | 15 |  |  |  |  | 15 | [7 empty] | EIA-860, EIA-860M and EIA-923 | 202406 | -66.667 | 18.337
-7428349.6206 | 2046129.9667 | 43884 | 61229 | Garzas | 15497 | Puerto Rico Electric Pwr Authority | Electric Utility | Road 386 KM INT, Bo Jagua | Penuelas |  | Puerto Rico | 624 | hydroelectric | Hydroelectric = 12.2 MW | Conventional Hydroelectric | 12.2 | 12.2 |  |  |  |  | 12.2 | [7 empty] | EIA-860, EIA-860M and EIA-923 | 202406 | -66.73 | 18.0733
-7349201.4627 | 2039538.4608 | 43885 | 61230 | Patillas | 15497 | Puerto Rico Electric Pwr Authority | Electric Utility | Carr. 799, Km. 1.5, Bo. Cacao | Patillas |  | Puerto Rico | 723 | hydroelectric | Hydroelectric = 1.4 MW | Conventional Hydroelectric | 1.4 | 1.4 |  |  |  |  | 1.4 | [7 empty] | EIA-860, EIA-860M and EIA-923 | 202406 | -66.019 | 18.017
-7401410.3039 | 2052969.5709 | 43886 | 61231 | Toro Negro | 15497 | Puerto Rico Electric Pwr Authority | Electric Utility | Road 149, Antonio Luchetti St | Villalba |  | Puerto Rico | 766 | hydroelectric | Hydroelectric = 8.5 MW | Conventional Hydroelectric | 8.5 | 8.5 |  |  |  |  | 8.5 | [7 empty] | EIA-860, EIA-860M and EIA-923 | 202406 | -66.488 | 18.1317
-7390612.3133 | 2089818.7173 | 43887 | 61232 | Vega Baja | 15497 | Puerto Rico Electric Pwr Authority | Electric Utility | Road 2 Ave Ramon Collazo | Vega Baja |  | Puerto Rico | 693 | petroleum | Petroleum = 42 MW | Petroleum Liquids | 42 | 42 | [8 empty] | 42 |  |  |  | EIA-860, EIA-860M and EIA-923 | 202406 | -66.391 | 18.446
-7283830.5389 | 2055427.1151 | 43888 | 61233 | Vieques | 15497 | Puerto Rico Electric Pwr Authority | Electric Utility | Road PR 200 Bo Santa Maria | Vieques |  | Puerto Rico | 765 | petroleum | Petroleum = 6.4 MW | Petroleum Liquids | 6.6 | 6.4 | [8 empty] | 6.4 |  |  |  | EIA-860, EIA-860M and EIA-923 | 202406 | -65.4318 | 18.1527
-7331946.9416 | 2043050.5459 | 43889 | 61234 | Yabucoa | 15497 | Puerto Rico Electric Pwr Authority | Electric Utility | Road 3 KM 18 BO Candelero Arri | Humacao |  | Puerto Rico | 791 | petroleum | Petroleum = 42 MW | Petroleum Liquids | 42 | 42 | [8 empty] | 42 |  |  |  | EIA-860, EIA-860M and EIA-923 | 202406 | -65.864 | 18.047
-7444045.6688 | 2050486.4373 | 43890 | 61235 | Yauco | 15497 | Puerto Rico Electric Pwr Authority | Electric Utility | Matienzo Cintron ST #49 | Yauco |  | Puerto Rico | 698 | hydroelectric | Hydroelectric = 34 MW | Conventional Hydroelectric | 34 | 34 |  |  |  |  | 34 | [7 empty] | EIA-860, EIA-860M and EIA-923 | 202406 | -66.871 | 18.1105
-7324154.5773 | 2068941.449 | 43891 | 61236 | Rio Blanco | 15497 | Puerto Rico Electric Pwr Authority | Electric Utility | Road 191 KM 28, Bo Florida | Naguabo |  | Puerto Rico | 718 | hydroelectric | Hydroelectric = 5 MW | Conventional Hydroelectric | 5 | 5 |  |  |  |  | 5 | [7 empty] | EIA-860, EIA-860M and EIA-923 | 202406 | -65.794 | 18.268
-7925084.3505 | 5132464.0905 | 43892 | 61237 | 433 Purchase Solar NG, LLC | 59254 | NuGen Capital Management | IPP Non-CHP | 433 Purchase Street | Swansea | Bristol | Massachusetts | 2777 | solar | Solar = 2.8 MW | Solar Photovoltaic | 2.8 | 2.8 | [9 empty] | 2.8 |  |  | EIA-860, EIA-860M and EIA-923 | 202406 | -71.1922 | 41.8094
-8232513.8298 | 4977651.9933 | 43893 | 61238 | NY - Presbyt. Hospital - 525 E 68TH St | 60883 | NY - PRESBYTERIAN HOSPITAL-525 E 68TH ST | Commercial CHP | 525 East 68th St | New York | New York | New York | 10021 | petroleum | Natural Gas = 7.7 MW, Petroleum = 15.2 MW | Natural Gas Fired Combustion Turbine; Petroleum Liquids; | 22.9 | 22.9 | [6 empty] | 7.7 |  | 15.2 |  |  |  | EIA-860, EIA-860M and EIA-923 | 202406 | -73.9539 | 40.7644
-10799025.8782 | 3348347.813 | 43894 | 61241 | Tres City Power LLC | 64835 | Tres Power Victoria LLC | IPP Non-CHP | 1301 Willow Street | Victoria | Victoria | Texas | 77901 | natural gas | Natural Gas = 86 MW | Natural Gas Fired Combustion Turbine | 100 | 86 | [6 empty] | 86 | [5 empty] | EIA-860, EIA-860M and EIA-923 | 202406 | -97.0093 | 28.7853
-10791901.4308 | 3337057.2081 | 43895 | 61242 | Tres Port Power, LLC | 64835 | Tres Power Victoria LLC | IPP Non-CHP | 2100 Old Bloomington Rd North | Victoria | Victoria | Texas | 77905 | natural gas | Natural Gas = 86 MW | Natural Gas Fired Combustion Turbine | 100 | 86 | [6 empty] | 86 | [5 empty] | EIA-860, EIA-860M and EIA-923 | 202406 | -96.9453 | 28.6964
-8019172.586 | 5196634.1792 | 43896 | 61243 | Old Wardour Solar | 59254 | NuGen Capital Management | IPP Non-CHP | 229 Harrington St. | East Brookfield | Worcester | Massachusetts | 1515 | solar | Solar = 4.3 MW | Solar Photovoltaic | 5.5 | 4.3 | [9 empty] | 4.3 |  |  | EIA-860, EIA-860M and EIA-923 | 202406 | -72.0375 | 42.2376
-7911035.2742 | 5178209.1773 | 43897 | 61244 | Shuman Solar | 59254 | NuGen Capital Management | IPP Non-CHP | 139 Shuman Ave | Stoughton | Norfolk | Massachusetts | 2072 | solar | Solar = 2.2 MW | Solar Photovoltaic | 2.2 | 2.2 | [9 empty] | 2.2 |  |  | EIA-860, EIA-860M and EIA-923 | 202406 | -71.066 | 42.1149
-8019172.586 | 5196634.1792 | 43898 | 61245 | Vuelta Solar | 59254 | NuGen Capital Management | IPP Non-CHP | 229 Harrington St. | East Brookfield | Worcester | Massachusetts | 1515 | solar | Solar = 4.7 MW | Solar Photovoltaic | 5.5 | 4.7 | [9 empty] | 4.7 |  |  | EIA-860, EIA-860M and EIA-923 | 202406 | -72.0375 | 42.2376
-9036956.3376 | 3309291.0991 | 43899 | 61246 | ACE-Stanton PV | 60862 | ACE-Stanton, LLC | IPP Non-CHP | 5154 S Alafaya Trail | Orlando | Orange | Florida | 32831 | solar | Solar = 4.8 MW | Solar Photovoltaic | 4.8 | 4.8 | [9 empty] | 4.8 |  |  | EIA-860, EIA-860M and EIA-923 | 202406 | -81.1804 | 28.4774
-9036260.5908 | 3310202.9563 | 43900 | 61247 | ACE-Stanton A PV | 60863 | ACE-Stanton A, LLC | IPP Non-CHP | 5152 S Alafaya Trail | Orlando | Orange | Florida | 32831 | solar | Solar = 4.1 MW | Solar Photovoltaic | 4.1 | 4.1 | [9 empty] | 4.1 |  |  | EIA-860, EIA-860M and EIA-923 | 202406 | -81.1741 | 28.4845
-8281369.7279 | 4949910.3316 | 43901 | 61248 | Glopak Solar PV Power Plant | 60864 | Glopak Corporation | Industrial Non-CHP | 132 Case Drive | South Plainfield | Middlesex | New Jersey | 7080 | solar | Solar = 1 MW | Solar Photovoltaic | 1 | 1 | [9 empty] | 1 |  |  | EIA-860, EIA-860M and EIA-923 | 202406 | -74.3928 | 40.5754
-13167862.8975 | 3997433.6264 | 43902 | 61249 | Westmont 300A | 60281 | Altus Power America Management, LLC | IPP Non-CHP | 300 Westmont Dr. | San Pedro | Los Angeles | California | 90731 | solar | Solar = 2.9 MW | Solar Photovoltaic | 2.9 | 2.9 | [9 empty] | 2.9 |  |  | EIA-860, EIA-860M and EIA-923 | 202406 | -118.2889 | 33.7661
-13164498.2659 | 4025837.8753 | 43903 | 61250 | USPS PV | 60281 | Altus Power America Management, LLC | Electric Utility | 7001 S Central | Los Angeles | Los Angeles | California | 90052 | solar | Solar = 7.4 MW | Solar Photovoltaic | 7.4 | 7.4 | [9 empty] | 7.4 |  |  | EIA-860, EIA-860M and EIA-923 | 202406 | -118.2587 | 33.9779
-7360017.5984 | 2085401.4958 | 43904 | 61254 | Fort Buchanan Distributed Generation | 60866 | Directorate Of Public Works USAG Fort Buchanan | IPP Non-CHP | 34 South Gate Road | Guaynabo | Guaynabo | Puerto Rico | 934 | solar | Solar = 5.8 MW,Wind = 0.6 MW | Solar Photovoltaic; Onshore Wind Turbine; | 6.4 | 6.4 | [9 empty] | 5.8 | 0.6 |  | EIA-860, EIA-860M and EIA-923 | 202406 | -66.1162 | 18.4084
-8896097.1067 | 4210591.722 | 43905 | 61255 | Haywood Farm Solar, LLC | 60865 | CD Global Solar Holdings, LLC | IPP Non-CHP | 922 Pekin Rd | Troy | Montgomery | North Carolina | 27371 | solar | Solar = 4.9 MW | Solar Photovoltaic | 4.9 | 4.9 | [9 empty] | 4.9 |  |  | EIA-860, EIA-860M and EIA-923 | 202406 | -79.915 | 35.343
-8626926.578 | 4191774.8403 | 43906 | 61256 | Hood Farm Solar, LLC | 60865 | CD Global Solar Holdings, LLC | IPP Non-CHP | 5851 US Highway 70 | Trenton | Jones | North Carolina | 28585 | solar | Solar = 4.9 MW | Solar Photovoltaic | 4.9 | 4.9 | [9 empty] | 4.9 |  |  | EIA-860, EIA-860M and EIA-923 | 202406 | -77.497 | 35.205
-8816503.6708 | 4138904.3077 | 43907 | 61257 | ZV Solar 2, LLC | 60865 | CD Global Solar Holdings, LLC | IPP Non-CHP | 437 Milk Dairy Road | Red Springs | Robeson | North Carolina | 28377 | solar | Solar = 4.9 MW | Solar Photovoltaic | 4.9 | 4.9 | [9 empty] | 4.9 |  |  | EIA-860, EIA-860M and EIA-923 | 202406 | -79.2 | 34.816
-8663439.371 | 4170134.1188 | 43908 | 61258 | Innovative Solar 35, LLC | 60865 | CD Global Solar Holdings, LLC | IPP Non-CHP | 195 LG Westbrook Lane | Albertson | Duplin | North Carolina | 28508 | solar | Solar = 1.9 MW | Solar Photovoltaic | 1.9 | 1.9 | [9 empty] | 1.9 |  |  | EIA-860, EIA-860M and EIA-923 | 202406 | -77.825 | 35.046
-8680613.742 | 4313662.3996 | 43909 | 61259 | Innovative Solar 59, LLC | 60865 | CD Global Solar Holdings, LLC | IPP Non-CHP | 3142 W. Hilliardston Rd. | Nashville | Nash | North Carolina | 28756 | solar | Solar = 1.9 MW | Solar Photovoltaic | 1.9 | 1.9 | [9 empty] | 1.9 |  |  | EIA-860, EIA-860M and EIA-923 | 202406 | -77.9793 | 36.0947
-8682029.7259 | 4313150.067 | 43910 | 61260 | Innovative Solar 60, LLC | 60865 | CD Global Solar Holdings, LLC | IPP Non-CHP | 4036 Taylors Gin Rd. | Castalia | Nash | North Carolina | 27856 | solar | Solar = 1.9 MW | Solar Photovoltaic | 1.9 | 1.9 | [9 empty] | 1.9 |  |  | EIA-860, EIA-860M and EIA-923 | 202406 | -77.992 | 36.091
-10845535.1615 | 4428959.3843 | 43911 | 61261 | Rock Falls Wind Farm LLC | 15474 | Public Service Co of Oklahoma | Electric Utility | 20999 W. Bender Road | Braman | Kay | Oklahoma | 74632 | wind | Wind = 154.5 MW | Onshore Wind Turbine | 154.5 | 154.5 | [10 empty] | 154.5 |  | EIA-860, EIA-860M and EIA-923 | 202406 | -97.4271 | 36.9272
-10179054.2381 | 4087999.883 | 43912 | 61262 | Stuttgart Solar | 60871 | Stuttgart Solar, LLC | IPP Non-CHP | 380 Goodwin Rd | Stuttgart | Arkansas | Arkansas | 72160 | solar | Solar = 81 MW | Solar Photovoltaic | 81 | 81 | [9 empty] | 81 |  |  | EIA-860, EIA-860M and EIA-923 | 202406 | -91.44 | 34.4397
-8493606.0144 | 5102883.2422 | 43913 | 61263 | Wolf Run Energy | 60875 | Wolf Run Energy LLC | IPP Non-CHP | TBD | Wilmot Township | Bradford | Pennsylvania | 18833 | natural gas | Natural Gas = 22 MW | Natural Gas Internal Combustion Engine | 22 | 22 | [6 empty] | 22 | [5 empty] | EIA-860, EIA-860M and EIA-923 | 202406 | -76.2994 | 41.611
-13170114.6681 | 4129278.3168 | 43914 | 61264 | Antelope Expansion 2 | 61012 | AES Distributed Energy | IPP Non-CHP | 9611 West Avenue G | Lancaster | Los Angeles | California | 93536 | solar | Solar = 105 MW | Solar Photovoltaic | 105 | 105 | [9 empty] | 105 |  |  | EIA-860, EIA-860M and EIA-923 | 202406 | -118.3092 | 34.745
-13169548.9425 | 4128178.5838 | 43915 | 61265 | Antelope DSR 3 | 61012 | AES Distributed Energy | IPP Non-CHP | 9615 W Avenue G | Lancaster | Los Angeles | California | 93536 | solar | Solar = 20 MW | Solar Photovoltaic | 20 | 20 | [9 empty] | 20 |  |  | EIA-860, EIA-860M and EIA-923 | 202406 | -118.3041 | 34.7369
-9594159.3696 | 4806236.5048 | 43916 | 61267 | Hurricane Creek Lift Station | 9778 | Johnson County Rural E M C | Electric Utility | 3032 E CR 750 N | Greenwood | Johnson | Indiana | 46143 | petroleum | Petroleum = 2 MW | Petroleum Liquids | 2 | 2 | [8 empty] | 2 |  |  |  | EIA-860, EIA-860M and EIA-923 | 202406 | -86.1858 | 39.5879
-12274519.9764 | 4407366.2156 | 43917 | 61268 | Kayenta Solar Project | 60879 | NGI-Kayenta Solar Lessor I, LLC | IPP Non-CHP | Adjacent to US Route 163 | Kayenta | Navajo | Arizona | 86504 | solar | Solar = 55.3 MW | Solar Photovoltaic | 55.3 | 55.3 | [9 empty] | 55.3 |  |  | EIA-860, EIA-860M and EIA-923 | 202406 | -110.2639 | 36.7719
-10814131.9331 | 4372687.5417 | 43918 | 61269 | Thunder Ranch Wind Project | 60881 | Thunder Ranch Wind Project, LLC | IPP Non-CHP | 12650 Badlands | Marland | Noble | Oklahoma | 74644 | wind | Wind = 297.8 MW | Onshore Wind Turbine | 297.8 | 297.8 | [10 empty] | 297.8 |  | EIA-860, EIA-860M and EIA-923 | 202406 | -97.145 | 36.522
-10885265.0877 | 4307641.1644 | 43919 | 61270 | Red Dirt Wind Project | 60882 | Red Dirt Wind Project, LLC | IPP Non-CHP | 8520 N 2930 Road | Hennessy | Kingfisher | Oklahoma | 73742 | wind | Wind = 299.3 MW | Onshore Wind Turbine | 299.3 | 299.3 | [10 empty] | 299.3 |  | EIA-860, EIA-860M and EIA-923 | 202406 | -97.784 | 36.051
-9193703.0862 | 4240403.9201 | 43920 | 61271 | Biltmore Solar Fields | 60880 | The Biltmore Company | IPP Non-CHP | 1 Approach Rd. | Asheville | Buncombe | North Carolina | 28803 | solar | Solar = 1.5 MW | Solar Photovoltaic | 1.5 | 1.5 | [9 empty] | 1.5 |  |  | EIA-860, EIA-860M and EIA-923 | 202406 | -82.5884 | 35.5612
-12679045.0985 | 4213389.7223 | 43921 | 61272 | Gray Hawk Solar | 60886 | Gray Hawk Solar, LLC | IPP Non-CHP | TBD | Kingman | Mohave | Arizona | 86402 | solar | Solar = 55 MW | Solar Photovoltaic | 55 | 55 | [9 empty] | 55 |  |  | EIA-860, EIA-860M and EIA-923 | 202406 | -113.8978 | 35.3635
-7472935.1918 | 2095922.5904 | 43922 | 61273 | USCG Puerto Rico PV | 60887 | United States Coast Guard Puerto Rico | IPP Non-CHP | 260 Guard Rd | Aguadilla | Aguadilla | Puerto Rico | 603 | solar | Solar = 1.7 MW | Solar Photovoltaic | 2.3 | 1.7 | [9 empty] | 1.7 |  |  | EIA-860, EIA-860M and EIA-923 | 202406 | -67.1305 | 18.498
-8671788.3328 | 4259419.9655 | 43923 | 61274 | Wilson Solar Farm 1 | 60888 | GCL New Energy, Inc. | IPP Non-CHP | 1441 Thorne Ave. S. | Wilson | Wilson | North Carolina | 27893 | solar | Solar = 3.3 MW | Solar Photovoltaic | 3.4 | 3.3 | [9 empty] | 3.3 |  |  | EIA-860, EIA-860M and EIA-923 | 202406 | -77.9 | 35.7
-8684701.3937 | 4257089.8731 | 43924 | 61275 | Wilson Solar Farm 2 | 60888 | GCL New Energy, Inc. | IPP Non-CHP | 5444 Wiggins Mill Road | Lucama | Wilson | North Carolina | 27851 | solar | Solar = 3.8 MW | Solar Photovoltaic | 5 | 3.8 | [9 empty] | 3.8 |  |  | EIA-860, EIA-860M and EIA-923 | 202406 | -78.016 | 35.683
-8682920.2819 | 4270391.7836 | 43925 | 61276 | Wilson Solar Farm 3 | 60888 | GCL New Energy, Inc. | IPP Non-CHP | 5100 Bloomery Road | Wilson | Wilson | North Carolina | 27851 | solar | Solar = 9 MW | Solar Photovoltaic | 10 | 9 | [9 empty] | 9 |  |  | EIA-860, EIA-860M and EIA-923 | 202406 | -78 | 35.78
-8682920.2819 | 4259419.9655 | 43926 | 61277 | Wilson Solar Farm 4 | 60888 | GCL New Energy, Inc. | IPP Non-CHP | 2109 Downing Street SW | Wilson | Wilson | North Carolina | 27893 | solar | Solar = 9 MW | Solar Photovoltaic | 10 | 9 | [9 empty] | 9 |  |  | EIA-860, EIA-860M and EIA-923 | 202406 | -78 | 35.7
-8668448.7481 | 4256678.7319 | 43927 | 61278 | Wilson Solar Farm 5 | 60888 | GCL New Energy, Inc. | IPP Non-CHP | 3313 US 264 ALT HWY E | Wilson | Wilson | North Carolina | 27893 | solar | Solar = 9.5 MW | Solar Photovoltaic | 10 | 9.5 | [9 empty] | 9.5 |  |  | EIA-860, EIA-860M and EIA-923 | 202406 | -77.87 | 35.68
-8668448.7481 | 4256678.7319 | 43928 | 61279 | Wilson Solar Farm 6 | 60888 | GCL New Energy, Inc. | IPP Non-CHP | 3313 US 264 ALT HWY E | Wilson | Wilson | North Carolina | 27893 | solar | Solar = 9.7 MW | Solar Photovoltaic | 10 | 9.7 | [9 empty] | 9.7 |  |  | EIA-860, EIA-860M and EIA-923 | 202406 | -77.87 | 35.68
-8682920.2819 | 4266276.0597 | 43929 | 61280 | Wilson Solar Farm 7 | 60888 | GCL New Energy, Inc. | IPP Non-CHP | 5427 Lamm Road | Wilson | Wilson | North Carolina | 27893 | solar | Solar = 9.2 MW | Solar Photovoltaic | 10 | 9.2 | [9 empty] | 9.2 |  |  | EIA-860, EIA-860M and EIA-923 | 202406 | -78 | 35.75
-13496063.7032 | 5474858.1181 | 43930 | 61281 | Bear Creek Solar Center | 60888 | GCL New Energy, Inc. | IPP Non-CHP | 62399 Hamby Rd | Bend | Deschutes | Oregon | 97701 | solar | Solar = 10 MW | Solar Photovoltaic | 10 | 10 | [9 empty] | 10 |  |  | EIA-860, EIA-860M and EIA-923 | 202406 | -121.2372 | 44.0608
-8493576.96 | 4778771.0393 | 43931 | 61282 | APG Combined Heat and Power Plant | 60890 | US Dept of Army, Garrison, APG | Commercial CHP | 2100 Bush River Road, Aberdeen | Edgewood | Harford | Maryland | 21010 | natural gas | Natural Gas = 6.2 MW | Natural Gas Fired Combustion Turbine | 7.9 | 6.2 | [6 empty] | 6.2 | [5 empty] | EIA-860, EIA-860M and EIA-923 | 202406 | -76.2991 | 39.3975
-8773940.8862 | 4102592.2444 | 43932 | 61283 | Bladenboro Solar, LLC | 61060 | Cypress Creek Renewables | IPP Non-CHP | 24 Clyde King Drive | Bladenboro | Bladen | North Carolina | 28320 | solar | Solar = 4.8 MW | Solar Photovoltaic | 4.8 | 4.8 | [9 empty] | 4.8 |  |  | EIA-860, EIA-860M and EIA-923 | 202406 | -78.8177 | 34.5478
-9064683.0171 | 4196700.2663 | 43933 | 61284 | Lux Solar, LLC | 61060 | Cypress Creek Renewables | IPP Non-CHP | 5126 E. Dixon Blvd. | Kings Mountain | Cleveland | North Carolina | 28086 | solar | Solar = 2 MW | Solar Photovoltaic | 2 | 2 | [9 empty] | 2 |  |  | EIA-860, EIA-860M and EIA-923 | 202406 | -81.4294 | 35.2411
-8514756.2723 | 4322746.2441 | 43934 | 61287 | Sun Farm V, LLC | 60025 | Greenbacker Renewable Energy Corporation | IPP Non-CHP | 728 Ocean Hwy South | Hertford | Perquimans | North Carolina | 27944 | solar | Solar = 4.8 MW | Solar Photovoltaic | 5 | 4.8 | [9 empty] | 4.8 |  |  | EIA-860, EIA-860M and EIA-923 | 202406 | -76.4894 | 36.1606
-8752187.9445 | 4345685.1251 | 43935 | 61288 | Roxboro Solar Farm, LLC | 61060 | Cypress Creek Renewables | IPP Non-CHP | 930 Roxboro Road | Oxford | Granville | North Carolina | 27565 | solar | Solar = 5 MW | Solar Photovoltaic | 5 | 5 | [9 empty] | 5 |  |  | EIA-860, EIA-860M and EIA-923 | 202406 | -78.6222 | 36.3268
-12196744.3877 | 5733006.0052 | 43936 | 61289 | River Bend Solar, LLC | 60496 | Adapture Renewables, Inc. | IPP Non-CHP | 27 Hump Creek Road | Reed Point | Stillwater | Montana | 59034 | solar | Solar = 2 MW | Solar Photovoltaic | 2 | 2 | [9 empty] | 2 |  |  | EIA-860, EIA-860M and EIA-923 | 202406 | -109.5652 | 45.7038
-11981608.8964 | 5737204.6196 | 43937 | 61290 | South Mills Solar, LLC | 60496 | Adapture Renewables, Inc. | IPP Non-CHP | 170 S. Mills Road | Hardin | Big Horn | Montana | 59034 | solar | Solar = 3 MW | Solar Photovoltaic | 3 | 3 | [9 empty] | 3 |  |  | EIA-860, EIA-860M and EIA-923 | 202406 | -107.6326 | 45.7301
-12474865.4488 | 5892348.5348 | 43938 | 61291 | Green Meadow Solar, LLC | 60496 | Adapture Renewables, Inc. | IPP Non-CHP | 2 Clink Court | Helena | Lewis and Clark | Montana | 59602 | solar | Solar = 3 MW | Solar Photovoltaic | 3 | 3 | [9 empty] | 3 |  |  | EIA-860, EIA-860M and EIA-923 | 202406 | -112.0636 | 46.6945
-8663995.9684 | 4266276.0597 | 43939 | 61292 | Jackson Solar Farm | 60888 | GCL New Energy, Inc. | IPP Non-CHP | 3728 Old Sharpsburg Loop | Wilson | Wilson | North Carolina | 27893 | solar | Solar = 8.6 MW | Solar Photovoltaic | 10 | 8.6 | [9 empty] | 8.6 |  |  | EIA-860, EIA-860M and EIA-923 | 202406 | -77.83 | 35.75
-8015003.3371 | 5175970.7492 | 43940 | 61294 | Farley Road Community Solar | 60921 | Farley Road Solar, LLC | IPP Non-CHP | 0 Farley Road | Dudley | Worcester | Massachusetts | 1571 | solar | Solar = 1.9 MW | Solar Photovoltaic | 1.9 | 1.9 | [9 empty] | 1.9 |  |  | EIA-860, EIA-860M and EIA-923 | 202406 | -72 | 42.1
-8048399.1844 | 5206024.4613 | 43941 | 61295 | Belchertown Renewables Community Solar | 60922 | Belchertown Renewables, LLC | IPP Non-CHP | 270 Franklin Street | Belchertown | Hampshire | Massachusetts | 1007 | solar | Solar = 4 MW | Solar Photovoltaic | 4 | 4 | [9 empty] | 4 |  |  | EIA-860, EIA-860M and EIA-923 | 202406 | -72.3 | 42.3
-7992739.439 | 5236173.7839 | 43942 | 61296 | Theodore Drive Community Solar | 60923 | Theodore Drive Solar, LLC | IPP Non-CHP | 0 Theodore Drive | Westminster | Worcester | Massachusetts | 1473 | solar | Solar = 1.5 MW | Solar Photovoltaic | 1.5 | 1.5 | [9 empty] | 1.5 |  |  | EIA-860, EIA-860M and EIA-923 | 202406 | -71.8 | 42.5
-7981607.4899 | 5175970.7492 | 43943 | 61297 | Upton Community Solar | 60924 | Upton Solar, LLC | IPP Non-CHP | 213 Milford Street | Upton | Worcester | Massachusetts | 1568 | solar | Solar = 2 MW | Solar Photovoltaic | 2 | 2 | [9 empty] | 2 |  |  | EIA-860, EIA-860M and EIA-923 | 202406 | -71.7 | 42.1
-8013557.8535 | 5209373.2267 | 43944 | 61298 | Pleasantdale Road Community Solar | 60925 | Pleasantdale Road Solar, LLC | IPP Non-CHP | 394 Pleasantdale Road | Rutland | Worcester | Massachusetts | 1543 | solar | Solar = 1 MW | Solar Photovoltaic | 1 | 1 | [9 empty] | 1 |  |  | EIA-860, EIA-860M and EIA-923 | 202406 | -71.987 | 42.3222
-8092926.9807 | 5206024.4613 | 43945 | 61299 | Hatfield Renewables Community Solar | 60926 | Hatfield Renewables, LLC | IPP Non-CHP | 115 North Hatfield Road | Hatfield | Hampshire | Massachusetts | 1038 | solar | Solar = 1.9 MW | Solar Photovoltaic | 1.9 | 1.9 | [9 empty] | 1.9 |  |  | EIA-860, EIA-860M and EIA-923 | 202406 | -72.7 | 42.3
-9459585.2372 | 4912407.3523 | 43946 | 61303 | Bluff Point Wind Facility | 60944 | Bluff Point Wind, LLC | IPP Non-CHP | 358 W 800 S | Portland | Jay | Indiana | 47371 | wind | Wind = 119.7 MW | Onshore Wind Turbine | 119.7 | 119.7 | [10 empty] | 119.7 |  | EIA-860, EIA-860M and EIA-923 | 202406 | -84.9769 | 40.319
-8048399.1844 | 5175970.7492 | 43947 | 61307 | Peterson Road Solar | 60920 | Peterson Road Solar, LLC | IPP Non-CHP | Mason Street Turnaround/Peters | Palmer | Hampden | Massachusetts | 1069 | solar | Solar = 2.5 MW | Solar Photovoltaic | 2.5 | 2.5 | [9 empty] | 2.5 |  |  | EIA-860, EIA-860M and EIA-923 | 202406 | -72.3 | 42.1
-8015003.3371 | 5175970.7492 | 43948 | 61308 | Sampson Road Community Solar | 60919 | Sampson Road Solar, LLC | IPP Non-CHP | 18 Sampson Road | Charlton | Worcester | Massachusetts | 1507 | solar | Solar = 2 MW | Solar Photovoltaic | 2 | 2 | [9 empty] | 2 |  |  | EIA-860, EIA-860M and EIA-923 | 202406 | -72 | 42.1
-10803556.5815 | 3871436.2736 | 43949 | 61309 | IKEA Grand Prairie Rooftop PV System | 57389 | IKEA Property Inc | IPP Non-CHP | 1000 IKEA Way | Grand Prairie | Dallas | Texas | 75052 | solar | Solar = 1.1 MW | Solar Photovoltaic | 1.2 | 1.1 | [9 empty] | 1.1 |  |  | EIA-860, EIA-860M and EIA-923 | 202406 | -97.05 | 32.82
-9419104.461 | 4686184.2939 | 43950 | 61310 | Crittenden Solar Facility | 55729 | Duke Energy Kentucky Inc | Electric Utility | 922 Ruark Road | Dry Ridge | Grant | Kentucky | 41035 | solar | Solar = 2.7 MW | Solar Photovoltaic | 2.7 | 2.7 | [9 empty] | 2.7 |  |  | EIA-860, EIA-860M and EIA-923 | 202406 | -84.6133 | 38.7518
-9416767.6422 | 4700233.8075 | 43951 | 61311 | Walton 1 Solar Facility | 55729 | Duke Energy Kentucky Inc | Electric Utility | 352 York Road | Walton | Kenton | Kentucky | 41094 | solar | Solar = 2 MW | Solar Photovoltaic | 2 | 2 | [9 empty] | 2 |  |  | EIA-860, EIA-860M and EIA-923 | 202406 | -84.5923 | 38.8502
-9416767.6422 | 4700233.8075 | 43952 | 61312 | Walton 2 Solar Facility | 55729 | Duke Energy Kentucky Inc | Electric Utility | 352 York Road | Walton | Kenton | Kentucky | 41094 | solar | Solar = 2 MW | Solar Photovoltaic | 2 | 2 | [9 empty] | 2 |  |  | EIA-860, EIA-860M and EIA-923 | 202406 | -84.5923 | 38.8502
-10541609.7971 | 4745540.2193 | 43953 | 61313 | BPU Solar Farm | 58822 | MC Power Companies Inc | IPP Non-CHP | 4240 N 55th St. | Kansas City | Wyandotte | Kansas | 66104 | solar | Solar = 1 MW | Solar Photovoltaic | 1 | 1 | [9 empty] | 1 |  |  | EIA-860, EIA-860M and EIA-923 | 202406 | -94.6969 | 39.1664
-11638558.516 | 4922223.111 | 43954 | 61314 | SR Kersey | 60916 | SR Kersey, LLC | IPP Non-CHP | 1825 Hill Street | Kersey | Weld | Colorado | 80644 | solar | Solar = 3.5 MW | Solar Photovoltaic | 3.5 | 3.5 | [9 empty] | 3.5 |  |  | EIA-860, EIA-860M and EIA-923 | 202406 | -104.551 | 40.3862
-8015003.3371 | 5221087.1103 | 43955 | 61315 | Golden Hills Solar | 60917 | Golden Hills Solar, LLC | IPP Non-CHP | 67 Pleasantdale Road | Rutland | Worcester | Massachusetts | 1543 | solar | Solar = 4.7 MW | Solar Photovoltaic | 4.7 | 4.7 | [9 empty] | 4.7 |  |  | EIA-860, EIA-860M and EIA-923 | 202406 | -72 | 42.4
-10433622.4327 | 4721977.9706 | 43956 | 61316 | Higginsville Solar Farm | 12670 | Missouri Jnt Muni.Pwr Elec. Ut. Comm. | IPP Non-CHP | 20567 N Outer Road | Higginsville | Lafayette | Missouri | 64037 | solar | Solar = 2.5 MW | Solar Photovoltaic | 2.5 | 2.5 | [9 empty] | 2.5 |  |  | EIA-860, EIA-860M and EIA-923 | 202406 | -93.7268 | 39.0021
-8756408.7343 | 4684442.8466 | 43957 | 61318 | Mt. Jackson Solar | 60952 | Energix Mt. Jackson, LLC. | IPP Non-CHP | 3100 Turkey Knob Rd. | Mt. Jackson | Shenandoah | Virginia | 23229 | solar | Solar = 15.7 MW | Solar Photovoltaic | 15.7 | 15.7 | [9 empty] | 15.7 |  |  | EIA-860, EIA-860M and EIA-923 | 202406 | -78.6602 | 38.7396
-13166872.9333 | 3992334.2069 | 43958 | 61319 | Port of LA Solar FiT Project | 11208 | Los Angeles Department of Water & Power | IPP Non-CHP | 112 E 22nd St, Port of Los Ang | San Pedro | Los Angeles | California | 90731 | solar | Solar = 1.1 MW | Solar Photovoltaic | 1.1 | 1.1 | [9 empty] | 1.1 |  |  | EIA-860, EIA-860M and EIA-923 | 202406 | -118.28 | 33.728
-8999682.1193 | 4822814.2312 | 43959 | 61322 | Long Ridge Energy Generation | 61762 | Long Ridge Energy Generation LLC | IPP Non-CHP | 43840 Ohio 7 | Hannibal | Monroe | Ohio | 43931 | natural gas | Natural Gas = 485 MW | Natural Gas Fired Combined Cycle | 521.9 | 485 | [6 empty] | 485 | [5 empty] | EIA-860, EIA-860M and EIA-923 | 202406 | -80.8455 | 39.7026
-9099143.858 | 4030279.153 | 43960 | 61323 | Saluda Solar II | 60962 | Saluda Solar II, LLC | IPP Non-CHP | 905 Columbia Highway | Saluda | Saluda | South Carolina | 29138 | solar | Solar = 3.4 MW | Solar Photovoltaic | 3.4 | 3.4 | [9 empty] | 3.4 |  |  | EIA-860, EIA-860M and EIA-923 | 202406 | -81.739 | 34.011
-9046489.7388 | 4000638.892 | 43961 | 61324 | Odyssey Solar | 60963 | Odyssey Solar, LLC | IPP Non-CHP | 717 Old Charleston Road | Pelion | Lexington | South Carolina | 29123 | solar | Solar = 8.2 MW | Solar Photovoltaic | 8.2 | 8.2 | [9 empty] | 8.2 |  |  | EIA-860, EIA-860M and EIA-923 | 202406 | -81.266 | 33.79
-9031684.2465 | 3879254.2284 | 43962 | 61325 | Hampton Solar I | 60964 | Hampton Solar I, LLC | IPP Non-CHP | 1765 Augusta Hwy | Hampton | Hampton | South Carolina | 29924 | solar | Solar = 6.8 MW | Solar Photovoltaic | 6.8 | 6.8 | [9 empty] | 6.8 |  |  | EIA-860, EIA-860M and EIA-923 | 202406 | -81.133 | 32.879
-8983371.5875 | 3970807.8398 | 43963 | 61326 | Cameron Solar II | 60965 | Cameron Solar II, LLC | IPP Non-CHP | 5992 Cameron Road | Cameron | Calhoun | South Carolina | 29030 | solar | Solar = 4.1 MW | Solar Photovoltaic | 4.1 | 4.1 | [9 empty] | 4.1 |  |  | EIA-860, EIA-860M and EIA-923 | 202406 | -80.699 | 33.567
-9055951.8955 | 3926804.1667 | 43964 | 61327 | Barnwell Solar | 60966 | Barnwell Solar, LLC | IPP Non-CHP | 211 Sherwood Drive | Barnwell | Barnwell | South Carolina | 29812 | solar | Solar = 5.4 MW | Solar Photovoltaic | 5.4 | 5.4 | [9 empty] | 5.4 |  |  | EIA-860, EIA-860M and EIA-923 | 202406 | -81.351 | 33.237
-10631938.7734 | 5589891.5731 | 43965 | 61328 | Crater Community Solar | 60967 | Crater Community Solar | IPP Non-CHP | 4098 Hwy 212 SE | Granite Falls | Chippewa | Minnesota | 56241 | solar | Solar = 2.7 MW | Solar Photovoltaic | 3 | 2.7 | [9 empty] | 2.7 |  |  | EIA-860, EIA-860M and EIA-923 | 202406 | -95.5083 | 44.7987
-10473912.6299 | 5719433.2767 | 43966 | 61329 | Delphinus Community Solar | 60968 | Delphinus Community Solar | IPP Non-CHP | 3629 Golden Spike Rd NE | Sauk Rapids | Benton | Minnesota | 56379 | solar | Solar = 1.8 MW | Solar Photovoltaic | 2 | 1.8 | [9 empty] | 1.8 |  |  | EIA-860, EIA-860M and EIA-923 | 202406 | -94.0888 | 45.6186
-9320637.8073 | 4981867.7235 | 43967 | 61330 | Hog Creek Wind Project | 60969 | Hog Creek Wind Project LLC | IPP Non-CHP | 1853 County road . 95 | Ada | Hardin | Ohio | 45810 | wind | Wind = 66 MW | Onshore Wind Turbine | 66 | 66 | [10 empty] | 66 |  | EIA-860, EIA-860M and EIA-923 | 202406 | -83.7287 | 40.7931
-10014634.3484 | 4204734.0532 | 43968 | 61332 | SR Innovation - NIKE PV | 60975 | SR Innovation, LLC | IPP Non-CHP | 4070 Point Church Rd. | Memphis | Shelby | Tennessee | 38127 | solar | Solar = 1.5 MW | Solar Photovoltaic | 1.5 | 1.5 | [9 empty] | 1.5 |  |  | EIA-860, EIA-860M and EIA-923 | 202406 | -89.963 | 35.3001
-9743795.0291 | 4578013.2446 | 43969 | 61333 | Oak Hill Solar Array | 17633 | Southern Indiana Gas & Elec Co | Electric Utility | 1415 N Willow Rd. | Evansville | Vanderburgh | Indiana | 47711 | solar | Solar = 2 MW | Solar Photovoltaic | 2 | 2 | [9 empty] | 2 |  |  | EIA-860, EIA-860M and EIA-923 | 202406 | -87.53 | 37.99
-9745822.3797 | 4600524.2624 | 43970 | 61334 | Volkman Road Solar Array Hybrid | 17633 | Southern Indiana Gas & Elec Co | Electric Utility | 18601 N US Hwy 41 | Evansville | Vanderburgh | Indiana | 47725 | solar | Battery = 1 MW, Solar = 2 MW | Batteries; Solar Photovoltaic; | 3 | 3 | 1 | [8 empty] | 2 |  |  | EIA-860, EIA-860M and EIA-923 | 202406 | -87.5482 | 38.1492
-12495506.8654 | 5910423.1766 | 43971 | 61335 | Great Divide Solar, LLC | 60496 | Adapture Renewables, Inc. | IPP Non-CHP | 3520 Duffy Ln | Canyon Creek | Lewis and Clark | Montana | 59602 | solar | Solar = 3 MW | Solar Photovoltaic | 3 | 3 | [9 empty] | 3 |  |  | EIA-860, EIA-860M and EIA-923 | 202406 | -112.249 | 46.8057
-12384735.7344 | 6031896.8058 | 43972 | 61336 | Black Eagle Solar, LLC | 60496 | Adapture Renewables, Inc. | IPP Non-CHP | 149 Black Eagle Road | Black Eagle | Cascade | Montana | 59404 | solar | Solar = 3 MW | Solar Photovoltaic | 3 | 3 | [9 empty] | 3 |  |  | EIA-860, EIA-860M and EIA-923 | 202406 | -111.254 | 47.5475
-12126915.4523 | 5827176.1608 | 43973 | 61337 | Magpie Solar, LLC | 60496 | Adapture Renewables, Inc. | IPP Non-CHP | 344 Main Street | Lavina | Golden Valley | Montana | 59046 | solar | Solar = 3 MW | Solar Photovoltaic | 3 | 3 | [9 empty] | 3 |  |  | EIA-860, EIA-860M and EIA-923 | 202406 | -108.9379 | 46.2914
-13707473.5538 | 5648267.4854 | 43974 | 61338 | Mill Creek Solar (OR) | 60978 | SP Solar 5, LLC | IPP Non-CHP | Mill Creek Road | Sheridan | Yamhill | Oregon | 97378 | solar | Solar = 2.2 MW | Solar Photovoltaic | 2.2 | 2.2 | [9 empty] | 2.2 |  |  | EIA-860, EIA-860M and EIA-923 | 202406 | -123.1363 | 45.1696
-13134535.6231 | 4121567.6962 | 43975 | 61339 | Green Beanworks B PV | 61012 | AES Distributed Energy | IPP Non-CHP | 7804 E. Avenue J | Lancaster | Los Angeles | California | 93535 | solar | Solar = 3 MW | Solar Photovoltaic | 3 | 3 | [9 empty] | 3 |  |  | EIA-860, EIA-860M and EIA-923 | 202406 | -117.9895 | 34.688
-8151553.0565 | 5478578.2898 | 43976 | 61340 | Next Generation Solar Farm | 61060 | Cypress Creek Renewables | IPP Non-CHP | 820 Field Days Road | New Haven | Addison | Vermont | 5472 | solar | Solar = 2.2 MW | Solar Photovoltaic | 2.2 | 2.2 | [9 empty] | 2.2 |  |  | EIA-860, EIA-860M and EIA-923 | 202406 | -73.2266 | 44.0848
-7977445.6994 | 5194818.9327 | 43977 | 61341 | Grafton PV | 61944 | MN8 Energy LLC | IPP Non-CHP | 43 Estabrook Road | Grafton | Worcester | Massachusetts | 1519 | solar | Solar = 2.7 MW | Solar Photovoltaic | 2.7 | 2.7 | [9 empty] | 2.7 |  |  | EIA-860, EIA-860M and EIA-923 | 202406 | -71.6626 | 42.2255
-7999914.5367 | 5185308.3199 | 43978 | 61342 | Barrett PV | 61944 | MN8 Energy LLC | IPP Non-CHP | 115A & 115B Barrett Street | Oxford | Worcester | Massachusetts | 1537 | solar | Solar = 11.9 MW | Solar Photovoltaic | 11.9 | 11.9 | [9 empty] | 11.9 |  |  | EIA-860, EIA-860M and EIA-923 | 202406 | -71.8645 | 42.1622
-10888995.0699 | 3270446.4598 | 43979 | 61343 | Karankawa Wind LLC | 15399 | Avangrid Renewables LLC | IPP Non-CHP | 12136 HWY 359 | Mathis | San Patricio | Texas | 78368 | wind | Wind = 307.1 MW | Onshore Wind Turbine | 307.1 | 307.1 | [10 empty] | 307.1 |  | EIA-860, EIA-860M and EIA-923 | 202406 | -97.8175 | 28.1702
-9906751.4016 | 5020514.3742 | 43980 | 61344 | Otter Creek Wind Farm LLC | 15399 | Avangrid Renewables LLC | IPP Non-CHP | 2706 N 13th Rd | Ransom | LaSalle | Illinois | 60470 | wind | Wind = 150 MW | Onshore Wind Turbine | 150 | 150 | [10 empty] | 150 |  | EIA-860, EIA-860M and EIA-923 | 202406 | -88.9939 | 41.0554
-13425123.9105 | 5714029.1443 | 43981 | 61345 | WyEast Solar | 15399 | Avangrid Renewables LLC | IPP Non-CHP | 97415 Klondike Lane | Wasco | Sherman | Oregon | 97065 | solar | Solar = 10 MW | Solar Photovoltaic | 10 | 10 | [9 empty] | 10 |  |  | EIA-860, EIA-860M and EIA-923 | 202406 | -120.5999 | 45.5846
-11383280.9936 | 3629715.5145 | 43982 | 61346 | RE Maplewood | 60453 | Onward Energy | IPP Non-CHP | 1272 FM 1901 | McCamey | Pecos | Texas | 79752 | solar | Solar = 250 MW | Solar Photovoltaic | 250 | 250 | [9 empty] | 250 |  |  | EIA-860, EIA-860M and EIA-923 | 202406 | -102.2578 | 30.9766
-8671245.6503 | 4190453.6812 | 43983 | 61347 | Long Henry Solar | 61060 | Cypress Creek Renewables | IPP Non-CHP | 4144 East NC-55 Hwy | Seven Springs | Wayne | North Carolina | 28578 | solar | Solar = 2 MW | Solar Photovoltaic | 2 | 2 | [9 empty] | 2 |  |  | EIA-860, EIA-860M and EIA-923 | 202406 | -77.8951 | 35.1953
-13167862.8975 | 3997187.2385 | 43984 | 61348 | Westmont 400A | 60281 | Altus Power America Management, LLC | IPP Non-CHP | 400 Westmont Dr | Los Angeles | Los Angeles | California | 90731 | solar | Solar = 2.3 MW | Solar Photovoltaic | 2.3 | 2.3 | [9 empty] | 2.3 |  |  | EIA-860, EIA-860M and EIA-923 | 202406 | -118.2889 | 33.7642
-13167396.2462 | 3997187.2385 | 43985 | 61349 | Westmont 400B | 60281 | Altus Power America Management, LLC | IPP Non-CHP | 400 Westmont Dr | Los Angeles | Los Angeles | California | 90731 | solar | Solar = 2.2 MW | Solar Photovoltaic | 2.2 | 2.2 | [9 empty] | 2.2 |  |  | EIA-860, EIA-860M and EIA-923 | 202406 | -118.2847 | 33.7642
-7970343.4046 | 5242839.8095 | 43986 | 61350 | MDFA Devens-Saratoga | 63249 | Terraform Arcadia | IPP Non-CHP | 66 Saratoga Blvd. | Devens | Worcester | Massachusetts | 1434 | solar | Solar = 2.5 MW | Solar Photovoltaic | 2.5 | 2.5 | [9 empty] | 2.5 |  |  | EIA-860, EIA-860M and EIA-923 | 202406 | -71.5988 | 42.5441
-8844228.124 | 4237556.3552 | 43987 | 61351 | Bear Creek Solar | 61060 | Cypress Creek Renewables | IPP Non-CHP | 12028 Siler City Glendon Rd | Bear Creek | Chatham | North Carolina | 27207 | solar | Solar = 2 MW | Solar Photovoltaic | 2 | 2 | [9 empty] | 2 |  |  | EIA-860, EIA-860M and EIA-923 | 202406 | -79.4491 | 35.5403
-8631545.2237 | 4182113.5026 | 43988 | 61352 | Bondi Solar | 61060 | Cypress Creek Renewables | IPP Non-CHP | 3195 Burney Town Rd | Kinston | Jones | North Carolina | 28501 | solar | Solar = 5 MW | Solar Photovoltaic | 5 | 5 | [9 empty] | 5 |  |  | EIA-860, EIA-860M and EIA-923 | 202406 | -77.5385 | 35.1341
-12871783.6648 | 3851385.0951 | 43989 | 61353 | Mount Signal Solar Farm II | 61944 | MN8 Energy LLC | IPP Non-CHP | 304 Brockman Rd | Calexico | Imperial | California | 92231 | solar | Solar = 153.5 MW | Solar Photovoltaic | 153.5 | 153.5 | [9 empty] | 153.5 |  |  | EIA-860, EIA-860M and EIA-923 | 202406 | -115.6292 | 32.6685
-8307294.2562 | 4921278.8993 | 43990 | 61354 | Princeton Solar Project | 56990 | NJR Clean Energy Ventures Corporation | IPP Non-CHP | 290 River Road | Princeton | Mercer | New Jersey | 8540 | solar | Solar = 2.2 MW | Solar Photovoltaic | 2.2 | 2.2 | [9 empty] | 2.2 |  |  | EIA-860, EIA-860M and EIA-923 | 202406 | -74.6257 | 40.3797
-10825030.7792 | 3847493.8207 | 43991 | 61355 | Arlington Outlet Hydroelectric Generator | 60995 | Tarrant Regional Water District | Commercial Non-CHP | 5251 Everman Kennedale | Fort Worth | Tarrant | Texas | 76140 | hydroelectric | Hydroelectric = 1.3 MW | Conventional Hydroelectric | 1.3 | 1.3 |  |  |  |  | 1.3 | [7 empty] | EIA-860, EIA-860M and EIA-923 | 202406 | -97.2429 | 32.6391
-9311222.0708 | 5024788.1405 | 43992 | 61356 | Valfilm Wind Project | 60996 | OEE XXV LLC | Industrial Non-CHP | 12325 Township Road 99 | Findlay | Hancock | Ohio | 45840 | wind | Wind = 3 MW | Onshore Wind Turbine | 3 | 3 | [10 empty] | 3 |  | EIA-860, EIA-860M and EIA-923 | 202406 | -83.6441 | 41.0843
-10703792.0538 | 5539714.2345 | 43993 | 61357 | Red Pine Wind Project | 57170 | EDF Renewable Asset Holdings, Inc. | IPP Non-CHP | 2782 260th Ave | Ivanhoe | Lincoln | Minnesota | 56142 | wind | Wind = 200 MW | Onshore Wind Turbine | 200 | 200 | [10 empty] | 200 |  | EIA-860, EIA-860M and EIA-923 | 202406 | -96.1538 | 44.478
-8521284.3812 | 4760420.8806 | 43994 | 61358 | IGS Solar I - BWI5 | 65164 | CleanCapital Holdings | IPP Non-CHP | 5501 Holabird Avenue | Baltimore | Baltimore | Maryland | 21224 | solar | Solar = 1.1 MW | Solar Photovoltaic | 1.1 | 1.1 | [9 empty] | 1.1 |  |  | EIA-860, EIA-860M and EIA-923 | 202406 | -76.548 | 39.27
-8266028.7889 | 4950880.8974 | 43995 | 61359 | IGS Solar I - EWR5 | 65164 | CleanCapital Holdings | IPP Non-CHP | 301 Blair Rd | Avenel | Middlesex | New Jersey | 7001 | solar | Solar = 1.9 MW | Solar Photovoltaic | 1.9 | 1.9 | [9 empty] | 1.9 |  |  | EIA-860, EIA-860M and EIA-923 | 202406 | -74.255 | 40.582
-8266251.4278 | 4951027.4726 | 43996 | 61360 | IGS Solar I - EWR6 | 65164 | CleanCapital Holdings | IPP Non-CHP | 275 Omar Avenue | Avenel | Middlesex | New Jersey | 7001 | solar | Solar = 1.9 MW | Solar Photovoltaic | 1.9 | 1.9 | [9 empty] | 1.9 |  |  | EIA-860, EIA-860M and EIA-923 | 202406 | -74.257 | 40.583
-11296614.7625 | 3785327.6063 | 43997 | 61362 | NRG Elbow Creek Energy Storage Project | 54888 | NRG Texas Power LLC | IPP Non-CHP | 1003 FM 818 W. | Big Spring | Howard | Texas | 79720 | batteries | Battery = 2 MW | Batteries | 2 | 2 | 2 | [11 empty] | EIA-860, EIA-860M and EIA-923 | 202406 | -101.4792 | 32.1676
-10355238.1491 | 5578503.7995 | 43998 | 61363 | Equuleus Community Solar Gardens | 61944 | MN8 Energy LLC | IPP Non-CHP | 4421 160th St. East | Rosemount | Dakota | Minnesota | 55068 | solar | Solar = 5 MW | Solar Photovoltaic | 5 | 5 | [9 empty] | 5 |  |  | EIA-860, EIA-860M and EIA-923 | 202406 | -93.0227 | 44.7261
-13050576.348 | 3946417.6959 | 43999 | 61365 | Fallbrook Energy Storage | 16609 | San Diego Gas & Electric Co | Electric Utility | 1405 East Mission Road | Fallbrook | San Diego | California | 92028 | batteries | Battery = 40 MW | Batteries | 40 | 40 | 40 | [11 empty] | EIA-860, EIA-860M and EIA-923 | 202406 | -117.2353 | 33.3842
-13043058.8315 | 3878882.8242 | 44000 | 61366 | Top Gun Energy Storage | 16609 | San Diego Gas & Electric Co | Electric Utility | 6875 Consolidated Way | San Diego | San Diego | California | 92121 | batteries | Battery = 30 MW | Batteries | 30 | 30 | 30 | [11 empty] | EIA-860, EIA-860M and EIA-923 | 202406 | -117.1678 | 32.8762
-8076329.2446 | 5181664.6351 | 44001 | 61367 | Smith & Wesson at Springfield MA PV | 57319 | Luminace Solar Massachusetts, LLC | IPP Non-CHP | 2100 Roosevelt Avenue | Springfield | Hampden | Massachusetts | 1104 | solar | Solar = 1.4 MW | Solar Photovoltaic | 1.9 | 1.4 | [9 empty] | 1.4 |  |  | EIA-860, EIA-860M and EIA-923 | 202406 | -72.5509 | 42.1379
-11379472.0859 | 3632165.1361 | 44002 | 61368 | Midway Solar - TX | 61801 | Midway Solar | IPP Non-CHP | FM highway 1901 at CO-OP Road | Fort Stockton | Pecos | Texas | 79735 | solar | Solar = 182 MW | Solar Photovoltaic | 182 | 182 | [9 empty] | 182 |  |  | EIA-860, EIA-860M and EIA-923 | 202406 | -102.2235 | 30.9955
-12209908.2515 | 5105574.7766 | 44003 | 61369 | Sweetwater Solar | 61005 | Sweetwater Solar LLC | IPP Non-CHP | 7500 Highway 372 | Green River | Sweetwater | Wyoming | 82935 | solar | Solar = 92 MW | Solar Photovoltaic | 92 | 92 | [9 empty] | 92 |  |  | EIA-860, EIA-860M and EIA-923 | 202406 | -109.6835 | 41.6291
-10883535.6281 | 3773643.0367 | 44004 | 61370 | Walnut Springs Solar | 61060 | Cypress Creek Renewables | IPP Non-CHP | 563 Farm Road 203 | Walnut Springs | Bosque | Texas | 76690 | solar | Solar = 5 MW | Solar Photovoltaic | 5 | 5 | [9 empty] | 5 |  |  | EIA-860, EIA-860M and EIA-923 | 202406 | -97.7685 | 32.0787
-7951105.9494 | 5198953.2808 | 44005 | 61371 | Centaurus Solar - MA | 61009 | LSE Centaurus LLC | IPP Non-CHP | 175 Butterfield Dr | Ashland | Middlesex | Massachusetts | 1721 | solar | Solar = 2.4 MW | Solar Photovoltaic | 2.4 | 2.4 | [9 empty] | 2.4 |  |  | EIA-860, EIA-860M and EIA-923 | 202406 | -71.426 | 42.253
-7954730.7347 | 5171647.2337 | 44006 | 61373 | Kearsarge Bellingham PV | 61011 | Kearsarge Bellingham LLC | IPP Non-CHP | 119 South Maple Street | Bellingham | Norfolk | Massachusetts | 2019 | solar | Solar = 2.9 MW | Solar Photovoltaic | 2.9 | 2.9 | [9 empty] | 2.9 |  |  | EIA-860, EIA-860M and EIA-923 | 202406 | -71.4586 | 42.0712
-8698305.4147 | 4730965.0402 | 44007 | 61374 | Hecate Energy Clarke County LLC | 58468 | Dominion Renewable Energy | IPP Non-CHP | 275 Double Tollegate Rd | White Post | Clarke | Virginia | 22663 | solar | Solar = 10 MW | Solar Photovoltaic | 10 | 10 | [9 empty] | 10 |  |  | EIA-860, EIA-860M and EIA-923 | 202406 | -78.1382 | 39.0648
-8451060.8182 | 4490806.2688 | 44008 | 61375 | Hecate Energy Cherrydale LLC | 58468 | Dominion Renewable Energy | IPP Non-CHP | 6451 Cherrydale Dr | Cape Charles | Northampton | Virginia | 23310 | solar | Solar = 20 MW | Solar Photovoltaic | 20 | 20 | [9 empty] | 20 |  |  | EIA-860, EIA-860M and EIA-923 | 202406 | -75.9172 | 37.37
-8182725.2969 | 4960690.1484 | 44009 | 61376 | Cedar Creek PV | 61012 | AES Distributed Energy | IPP Non-CHP | 3340 Merrick Road | Seaford | Nassau | New York | 11783 | solar | Solar = 1.8 MW | Solar Photovoltaic | 1.8 | 1.8 | [9 empty] | 1.8 |  |  | EIA-860, EIA-860M and EIA-923 | 202406 | -73.5067 | 40.6489
-13488173.7116 | 4504666.8172 | 44010 | 61377 | Amazon - Patterson PV | 61012 | AES Distributed Energy | IPP Non-CHP | 255 Park Center Drive | Patterson | Stanislaus | California | 95363 | solar | Solar = 2.5 MW | Solar Photovoltaic | 2.5 | 2.5 | [9 empty] | 2.5 |  |  | EIA-860, EIA-860M and EIA-923 | 202406 | -121.1663 | 37.4689
-8207106.8258 | 5041418.8687 | 44011 | 61378 | Northern Westchester Hospital | 61013 | Northern Westchester Hospital | Commercial Non-CHP | 400 East Main Street | Mount Kisco | Westchester | New York | 10549 | petroleum | Natural Gas = 1 MW, Petroleum = 3 MW | Natural Gas Internal Combustion Engine; Petroleum Liquids; | 4 | 4 | [6 empty] | 1 |  | 3 |  |  |  | EIA-860, EIA-860M and EIA-923 | 202406 | -73.7257 | 41.1968
-10318203.6016 | 5471699.0938 | 44012 | 61379 | DodgeSun CSG | 62759 | National Grid Renewables | IPP Non-CHP | 27235 625th St. | Kasson | Dodge | Minnesota | 55944 | solar | Solar = 5 MW | Solar Photovoltaic | 5 | 5 | [9 empty] | 5 |  |  | EIA-860, EIA-860M and EIA-923 | 202406 | -92.69 | 44.0404
-10707491.4232 | 5451855.3888 | 44013 | 61380 | Johnson Solar CSG | 62759 | National Grid Renewables | IPP Non-CHP | 437 140th Ave | Edgerton | Pipestone | Minnesota | 56178 | solar | Solar = 4.7 MW | Solar Photovoltaic | 4.7 | 4.7 | [9 empty] | 4.7 |  |  | EIA-860, EIA-860M and EIA-923 | 202406 | -96.187 | 43.9121
-10450258.24 | 5493744.9718 | 44014 | 61381 | Koppelman Sun CSG | 62759 | National Grid Renewables | IPP Non-CHP | 22262 604th Ave. | Eagle Lake | Blue Earth | Minnesota | 56024 | solar | Solar = 5 MW | Solar Photovoltaic | 5 | 5 | [9 empty] | 5 |  |  | EIA-860, EIA-860M and EIA-923 | 202406 | -93.8763 | 44.1826
-10330070.148 | 5672023.309 | 44015 | 61382 | Lindstrom Solar CSG | 62759 | National Grid Renewables | IPP Non-CHP | 25501 Olinda Trail | Lindstrom | Chisago | Minnesota | 55045 | solar | Solar = 3 MW | Solar Photovoltaic | 3 | 3 | [9 empty] | 3 |  |  | EIA-860, EIA-860M and EIA-923 | 202406 | -92.7966 | 45.3199
-10496211.2598 | 5505689.2433 | 44016 | 61383 | Rengstorf Solar CSG | 62759 | National Grid Renewables | IPP Non-CHP | 51298 Co Rd 21 | Coutland | Nicollet | Minnesota | 56021 | solar | Solar = 5 MW | Solar Photovoltaic | 5 | 5 | [9 empty] | 5 |  |  | EIA-860, EIA-860M and EIA-923 | 202406 | -94.2891 | 44.2595
-10477536.7473 | 5696993.6093 | 44017 | 61384 | St. Cloud Solar CSG | 62759 | National Grid Renewables | IPP Non-CHP | 24588 Franklin Road | St. Cloud | Stearns | Minnesota | 56301 | solar | Solar = 5 MW | Solar Photovoltaic | 5 | 5 | [9 empty] | 5 |  |  | EIA-860, EIA-860M and EIA-923 | 202406 | -94.1213 | 45.4774
-9324748.3908 | 4024101.7383 | 44018 | 61385 | Georgia LFG Oak Grove Plant | 61038 | Cube District Energy, LLC | IPP Non-CHP | 967 Carl Bethlehem Rd | Winder | Barrow | Georgia | 30680 | biomass | Biomass = 6.3 MW | Landfill Gas | 6.6 | 6.3 |  | 6.3 | [10 empty] | EIA-860, EIA-860M and EIA-923 | 202406 | -83.7656 | 33.965
-9364420.9875 | 3927761.4032 | 44019 | 61386 | Georgia LFG Pine Ridge Plant | 61038 | Cube District Energy, LLC | IPP Non-CHP | 105 Bailey Jester RD | Griffin | Spalding | Georgia | 30223 | biomass | Biomass = 6.3 MW | Landfill Gas | 6.6 | 6.3 |  | 6.3 | [10 empty] | EIA-860, EIA-860M and EIA-923 | 202406 | -84.122 | 33.2442
-9354552.626 | 4045887.4315 | 44020 | 61387 | Georgia LFG Richland Creek Plant | 61038 | Cube District Energy, LLC | IPP Non-CHP | 5691 S. Richland Creek RD | Buford | Gwinnett | Georgia | 30288 | biomass | Biomass = 10.8 MW | Landfill Gas | 11.2 | 10.8 |  | 10.8 | [10 empty] | EIA-860, EIA-860M and EIA-923 | 202406 | -84.0334 | 34.1271
-9093293.2395 | 3571038.9376 | 44021 | 61388 | AEP Jacksonville Solar Project | 60571 | AEP Onsite Partners, LLC | IPP Non-CHP | 2600 Arnold Road | Duval | Duval | Florida | 32218 | solar | Solar = 7.1 MW | Solar Photovoltaic | 7.1 | 7.1 | [9 empty] | 7.1 |  |  | EIA-860, EIA-860M and EIA-923 | 202406 | -81.6864 | 30.5236
-8702904.3569 | 5254153.7115 | 44022 | 61389 | Letchworth Solar Project | 60571 | AEP Onsite Partners, LLC | IPP Non-CHP | 5550 School Rd | Gainesville | Wyoming | New York | 14406 | solar | Solar = 1.2 MW | Solar Photovoltaic | 1.2 | 1.2 | [9 empty] | 1.2 |  |  | EIA-860, EIA-860M and EIA-923 | 202406 | -78.1795 | 42.619
-9864466.359 | 5908297.7944 | 44023 | 61391 | A.J. Mihm Generating Station | 61029 | Upper Michigan Energy Resources Company | Electric Utility | 16017 Sarya Road | Pelkie | Baraga | Michigan | 49958 | natural gas | Natural Gas = 56.5 MW | Natural Gas Internal Combustion Engine | 56.4 | 56.5 | [6 empty] | 56.5 | [5 empty] | EIA-860, EIA-860M and EIA-923 | 202406 | -88.614 | 46.7927
-9741651.1271 | 5862893.4063 | 44024 | 61392 | F.D. Kuester Generating Station | 61029 | Upper Michigan Energy Resources Company | Electric Utility | 80 Eagle Mills Road | Negaunee | Marquette | Michigan | 49866 | natural gas | Natural Gas = 131.6 MW | Natural Gas Internal Combustion Engine | 131.6 | 131.6 | [6 empty] | 131.6 | [5 empty] | EIA-860, EIA-860M and EIA-923 | 202406 | -87.5107 | 46.5127
-9465607.6216 | 3650684.0686 | 44025 | 61397 | Georgia Power at Jakin GA PV | 61032 | Luminace Solar Georgia 2, LLC | IPP Non-CHP | 290 Hunter Road | Jakin | Early | Georgia | 39861 | solar | Solar = 1.5 MW | Solar Photovoltaic | 1.5 | 1.5 | [9 empty] | 1.5 |  |  | EIA-860, EIA-860M and EIA-923 | 202406 | -85.031 | 31.138
-8087361.0061 | 5162327.6958 | 44026 | 61398 | Canis Major Solar Farm | 61025 | LSE Canis Major LLC | IPP Non-CHP | 138 Wendover Road | Suffield | Hartford | Connecticut | 6078 | solar | Solar = 2 MW | Solar Photovoltaic | 2 | 2 | [9 empty] | 2 |  |  | EIA-860, EIA-860M and EIA-923 | 202406 | -72.65 | 42.009
-7996079.0237 | 5263390.731 | 44027 | 61399 | Ashby Duffy CSG Solar Farm | 61028 | LSE Cassiopeia LLC | IPP Non-CHP | 1130 Main Street | Ashby | Middlesex | Massachusetts | 1431 | solar | Solar = 1.8 MW | Solar Photovoltaic | 1.8 | 1.8 | [9 empty] | 1.8 |  |  | EIA-860, EIA-860M and EIA-923 | 202406 | -71.83 | 42.68
-11103036.9585 | 4017436.56 | 44028 | 61402 | Foard City Wind | 61037 | Foard City Wind, LLC | IPP Non-CHP | 195 CR 337 | Crowell | Foard | Texas | 79227 | wind | Wind = 350.3 MW | Onshore Wind Turbine | 352.8 | 350.3 | [10 empty] | 350.3 |  | EIA-860, EIA-860M and EIA-923 | 202406 | -99.7403 | 33.9153
-8816434.0961 | 4119239.3696 | 44029 | 61403 | Deep Branch Farm | 64778 | Strata Manager, LLC | IPP Non-CHP | 418 S Jones Street | Pembroke | Robeson | North Carolina | 28372 | solar | Solar = 5 MW | Solar Photovoltaic | 5 | 5 | [9 empty] | 5 |  |  | EIA-860, EIA-860M and EIA-923 | 202406 | -79.1994 | 34.6708
-8680601.0516 | 4229051.8546 | 44030 | 61404 | Pikeville Farm | 58468 | Dominion Renewable Energy | IPP Non-CHP | 4514-U North US 117 Hwy | Pikeville | Wayne | North Carolina | 27863 | solar | Solar = 5 MW | Solar Photovoltaic | 5 | 5 | [9 empty] | 5 |  |  | EIA-860, EIA-860M and EIA-923 | 202406 | -77.9792 | 35.4782
-8663872.2925 | 4205508.9578 | 44031 | 61405 | Moorings Farm 2, LLC | 58468 | Dominion Renewable Energy | IPP Non-CHP | 3000 Promise Land Road | LaGrange | Lenoir | North Carolina | 28551 | solar | Solar = 5 MW | Solar Photovoltaic | 5 | 5 | [9 empty] | 5 |  |  | EIA-860, EIA-860M and EIA-923 | 202406 | -77.8289 | 35.3057
-8549333.2194 | 4556015.2974 | 44032 | 61406 | Essex Solar Center | 61230 | Arevon Energy, Inc. | IPP Non-CHP | Tidewater Trail | Dunnsville | Essex | Virginia | 22454 | solar | Solar = 20 MW | Solar Photovoltaic | 20 | 20 | [9 empty] | 20 |  |  | EIA-860, EIA-860M and EIA-923 | 202406 | -76.8 | 37.8341
-10954500.9129 | 4900904.4631 | 44033 | 61407 | Cottonwood Wind Energy Center | 61042 | Cottonwood Wind Project | IPP Non-CHP | 2045 Road 1800 | Blue Hill | Webster | Nebraska | 68930 | wind | Wind = 89.7 MW | Onshore Wind Turbine | 89.7 | 89.7 | [10 empty] | 89.7 |  | EIA-860, EIA-860M and EIA-923 | 202406 | -98.406 | 40.2402
-8124758.7891 | 5144964.3656 | 44034 | 61408 | Canis Minor Solar Farm | 61043 | LSE Canis Minor LLC | IPP Non-CHP | 31 New Hartford Road | Barkhamsted | Litchfield | Connecticut | 6063 | solar | Solar = 1 MW | Solar Photovoltaic | 1 | 1 | [9 empty] | 1 |  |  | EIA-860, EIA-860M and EIA-923 | 202406 | -72.986 | 41.893
-10763531.4359 | 3977146.9547 | 44035 | 61409 | Highway 56 Solar | 61060 | Cypress Creek Renewables | IPP Non-CHP | 16480 Hwy 56 | Sherman | Grayson | Texas | 75092 | solar | Solar = 5.3 MW | Solar Photovoltaic | 5.3 | 5.3 | [9 empty] | 5.3 |  |  | EIA-860, EIA-860M and EIA-923 | 202406 | -96.6904 | 33.6144
-10783376.6955 | 3977426.3323 | 44036 | 61410 | Whitesboro Solar | 61060 | Cypress Creek Renewables | IPP Non-CHP | 4899 FM 901 | Whitesboro | Grayson | Texas | 76273 | solar | Solar = 5 MW | Solar Photovoltaic | 5 | 5 | [9 empty] | 5 |  |  | EIA-860, EIA-860M and EIA-923 | 202406 | -96.8687 | 33.6165
-10783237.8801 | 3978539.4986 | 44037 | 61411 | Whitesboro Solar II | 61060 | Cypress Creek Renewables | IPP Non-CHP | 4899 FM 901 | Whitesboro | Grayson | Texas | 76273 | solar | Solar = 5 MW | Solar Photovoltaic | 5 | 5 | [9 empty] | 5 |  |  | EIA-860, EIA-860M and EIA-923 | 202406 | -96.8675 | 33.6249
-9926085.0368 | 4205596.259 | 44038 | 61412 | Latitude Solar Center | 61230 | Arevon Energy, Inc. | IPP Non-CHP | 1630 Whiteville-Newcastle Rd | Whiteville | Hardeman | Tennessee | 38075 | solar | Solar = 15 MW | Solar Photovoltaic | 15 | 15 | [9 empty] | 15 |  |  | EIA-860, EIA-860M and EIA-923 | 202406 | -89.1675 | 35.3064
-8233810.8131 | 4951392.4545 | 44039 | 61413 | NYC-HH - CONEY ISLAND HOSPITAL | 61049 | NYC-HH Coney Island Hospital | Commercial Non-CHP | 2601 Ocean Parkway | Brooklyn | Kings | New York | 11235 | petroleum | Petroleum = 3.1 MW | Petroleum Liquids | 3.1 | 3.1 | [8 empty] | 3.1 |  |  |  | EIA-860, EIA-860M and EIA-923 | 202406 | -73.9656 | 40.5855
-8218820.1966 | 4979269.0062 | 44040 | 61414 | NY Times Daily Production Facility | 61050 | The NY Times Production Facility | Industrial Non-CHP | 1 New York Times Plz | Flushing | Queens | New York | 11354 | petroleum | Petroleum = 12 MW | Petroleum Liquids | 12 | 12 | [8 empty] | 12 |  |  |  | EIA-860, EIA-860M and EIA-923 | 202406 | -73.8309 | 40.7754
-7989526.2019 | 5210745.8309 | 44041 | 61415 | West Boylston Community Shared Solar | 20326 | Town of West Boylston - (MA) | Electric Utility | 225 Shrewsbury Street | West Boylston | Worcester | Massachusetts | 1583 | solar | Solar = 1.5 MW | Solar Photovoltaic | 1.5 | 1.5 | [9 empty] | 1.5 |  |  | EIA-860, EIA-860M and EIA-923 | 202406 | -71.7711 | 42.3314
-8232487.0018 | 4981414.4125 | 44042 | 61416 | Mount Sinai Hospital | 61053 | Mount Sinai Hospital | Commercial Non-CHP | 1 Gustave L Levy Pl | New York | New York | New York | 10029 | petroleum | Petroleum = 18.2 MW | Petroleum Liquids | 18.2 | 18.2 | [8 empty] | 18.2 |  |  |  | EIA-860, EIA-860M and EIA-923 | 202406 | -73.9537 | 40.79
-11266529.3343 | 3878733.7091 | 44043 | 61417 | Gopher Creek Wind Farm | 61054 | Fluvanna Wind Energy 2 LLC | IPP Non-CHP | TBD | Fluvanna | Borden | Texas | 79517 | wind | Wind = 158 MW | Onshore Wind Turbine | 158 | 158 | [10 empty] | 158 |  | EIA-860, EIA-860M and EIA-923 | 202406 | -101.209 | 32.8751
-12871626.7044 | 3901089.9092 | 44044 | 61418 | Valencia 1 Solar CA | 60281 | Altus Power America Management, LLC | IPP Non-CHP | 5376 Martin Road | Westmorland | Imperial | California | 92281 | solar | Solar = 3 MW | Solar Photovoltaic | 3 | 3 | [9 empty] | 3 |  |  | EIA-860, EIA-860M and EIA-923 | 202406 | -115.6278 | 33.0436
-13128641.59 | 4111767.6236 | 44045 | 61419 | One Ten Partners PV | 61058 | One Ten Partners, LLC | IPP Non-CHP | 40177 110th St. East | Palmdale | Los Angeles | California | 93591 | solar | Solar = 2 MW | Solar Photovoltaic | 2 | 2 | [9 empty] | 2 |  |  | EIA-860, EIA-860M and EIA-923 | 202406 | -117.9366 | 34.6156
-13456086.425 | 4437639.8395 | 44046 | 61420 | Merced 1 PV | 60059 | ZGlobal Inc | IPP Non-CHP | 20685 Ortigalita Rd | Los Banos | Merced | California | 93635 | solar | Solar = 3 MW | Solar Photovoltaic | 3 | 3 | [9 empty] | 3 |  |  | EIA-860, EIA-860M and EIA-923 | 202406 | -120.8781 | 36.9895
-13376931.5879 | 4446980.6237 | 44047 | 61421 | Madera 1 PV | 60059 | ZGlobal Inc | IPP Non-CHP | 20995 Avenue 21 | Madera | Madera | California | 93638 | solar | Solar = 1.5 MW | Solar Photovoltaic | 1.5 | 1.5 | [9 empty] | 1.5 |  |  | EIA-860, EIA-860M and EIA-923 | 202406 | -120.167 | 37.0565
-8590079.8266 | 4385439.0714 | 44048 | 61422 | Southampton Solar, LLC | 58468 | Dominion Renewable Energy | IPP Non-CHP | 20515 General Thomas Highway | Newsoms | Southampton | Virginia | 23874 | solar | Solar = 103.6 MW | Solar Photovoltaic | 100 | 103.6 | [9 empty] | 103.6 |  |  | EIA-860, EIA-860M and EIA-923 | 202406 | -77.166 | 36.614
-13537737.4904 | 5165524.114 | 44049 | 61423 | OR Solar 5, LLC | 59462 | Heelstone Energy Holdings, LLC | IPP Non-CHP | 21439 Highway 39 S | Merrill | Klamath | Oregon | 97633 | solar | Solar = 8 MW | Solar Photovoltaic | 8 | 8 | [9 empty] | 8 |  |  | EIA-860, EIA-860M and EIA-923 | 202406 | -121.6116 | 42.0303
-13534873.0172 | 5196831.15 | 44050 | 61424 | OR Solar 8, LLC | 59462 | Heelstone Energy Holdings, LLC | IPP Non-CHP | 1050 Mitchell Road | Dairy | Klamath | Oregon | 97625 | solar | Solar = 10 MW | Solar Photovoltaic | 10 | 10 | [9 empty] | 10 |  |  | EIA-860, EIA-860M and EIA-923 | 202406 | -121.5858 | 42.2389
-11703177.254 | 4939011.0334 | 44051 | 61425 | Coyote Ridge Community Solar | 15257 | Poudre Valley REA, Inc | Electric Utility | 5887 S Taft Hill Rd | Fort Collins | Larimer | Colorado | 80526 | solar | Solar = 1.5 MW | Solar Photovoltaic | 1.5 | 1.5 | [9 empty] | 1.5 |  |  | EIA-860, EIA-860M and EIA-923 | 202406 | -105.1314 | 40.501
-10316996.5644 | 5684486.6793 | 44052 | 61426 | Gopher CSG | 60520 | SoCore Energy LLC | IPP Non-CHP | 1080 1st St. | Taylor Falls | Chisago | Minnesota | 55084 | solar | Solar = 5 MW | Solar Photovoltaic | 5 | 5 | [9 empty] | 5 |  |  | EIA-860, EIA-860M and EIA-923 | 202406 | -92.6792 | 45.3986
-10521233.321 | 5694010.8883 | 44053 | 61427 | Richmond CSG | 60520 | SoCore Energy LLC | IPP Non-CHP | 23206 County Rd 9 | Richmond | Stearns | Minnesota | 56368 | solar | Solar = 5 MW | Solar Photovoltaic | 5 | 5 | [9 empty] | 5 |  |  | EIA-860, EIA-860M and EIA-923 | 202406 | -94.5138 | 45.4586
-10317574.6465 | 5683421.3796 | 44054 | 61428 | Taylors Falls CSG | 60520 | SoCore Energy LLC | IPP Non-CHP | 495 Herberg Rd | Taylor Falls | Chisago | Minnesota | 55084 | solar | Solar = 5 MW | Solar Photovoltaic | 5 | 5 | [9 empty] | 5 |  |  | EIA-860, EIA-860M and EIA-923 | 202406 | -92.6843 | 45.3918
-7872083.3598 | 5146357.4691 | 44055 | 61429 | Big George PV CSG | 60281 | Altus Power America Management, LLC | IPP Non-CHP | Federal Furnace Road | Plymouth | Plymouth | Massachusetts | 2360 | solar | Solar = 1 MW | Solar Photovoltaic | 1 | 1 | [9 empty] | 1 |  |  | EIA-860, EIA-860M and EIA-923 | 202406 | -70.7161 | 41.9023
-13399282.9831 | 5192336.4228 | 44056 | 61430 | OR Solar 6, LLC | 59462 | Heelstone Energy Holdings, LLC | IPP Non-CHP | 19250, Roberta Road | Lakeview | Lake | Oregon | 97630 | solar | Solar = 10 MW | Solar Photovoltaic | 10 | 10 | [9 empty] | 10 |  |  | EIA-860, EIA-860M and EIA-923 | 202406 | -120.3678 | 42.209
-13138763.3147 | 4198796.8783 | 44057 | 61431 | Beacon BESS 1 | 11208 | Los Angeles Department of Water & Power | Electric Utility | 29956 Highway 14 | Cantil | Kern | California | 95319 | batteries | Battery = 20 MW | Batteries | 20 | 20 | 20 | [11 empty] | EIA-860, EIA-860M and EIA-923 | 202406 | -118.0275 | 35.2565
-9028678.6203 | 3880712.3885 | 44058 | 61432 | SCE&G Curie CSG | 61060 | Cypress Creek Renewables | IPP Non-CHP | 606 Bamberg Hwy | Hampton | Hampton | South Carolina | 29924 | solar | Solar = 2 MW | Solar Photovoltaic | 2 | 2 | [9 empty] | 2 |  |  | EIA-860, EIA-860M and EIA-923 | 202406 | -81.106 | 32.89
-9011990.0475 | 3828828.0504 | 44059 | 61433 | SCE&G Nimitz CSG | 61060 | Cypress Creek Renewables | IPP Non-CHP | 1105 Fordville Road | Ridgeland | Jasper | South Carolina | 29936 | solar | Solar = 8 MW | Solar Photovoltaic | 8 | 8 | [9 empty] | 8 |  |  | EIA-860, EIA-860M and EIA-923 | 202406 | -80.9561 | 32.4978
-9049940.643 | 3960658.8259 | 44060 | 61434 | SCE&G Springfield CSG | 61060 | Cypress Creek Renewables | IPP Non-CHP | 1538 Springfield Road | Springfield | Orangeburg | South Carolina | 29146 | solar | Solar = 6.1 MW | Solar Photovoltaic | 6.1 | 6.1 | [9 empty] | 6.1 |  |  | EIA-860, EIA-860M and EIA-923 | 202406 | -81.297 | 33.491
-9461849.9209 | 5151115.5934 | 44061 | 61435 | DG AMP Solar Coldwater | 60370 | DG AMP Solar, LLC | IPP Non-CHP | 77 Hooker St | Coldwater | Branch | Michigan | 49036 | solar | Solar = 1.3 MW | Solar Photovoltaic | 1.3 | 1.3 | [9 empty] | 1.3 |  |  | EIA-860, EIA-860M and EIA-923 | 202406 | -84.9972 | 41.9341
-9101421.5661 | 4991187.8354 | 44062 | 61436 | DG AMP Solar Orrville 3 | 60370 | DG AMP Solar, LLC | IPP Non-CHP | 183-185 Allen Drive | Orrville | Wayne | Ohio | 44667 | solar | Solar = 2.3 MW | Solar Photovoltaic | 2.3 | 2.3 | [9 empty] | 2.3 |  |  | EIA-860, EIA-860M and EIA-923 | 202406 | -81.7595 | 40.8564
-9406252.0692 | 4898065.8238 | 44063 | 61437 | DG AMP Solar Versailles | 60370 | DG AMP Solar, LLC | IPP Non-CHP | Near 350 Grand Ave | Versailles | Darke | Ohio | 45380 | solar | Solar = 1.8 MW | Solar Photovoltaic | 1.8 | 1.8 | [9 empty] | 1.8 |  |  | EIA-860, EIA-860M and EIA-923 | 202406 | -84.4978 | 40.2207
-9356096.7386 | 4930816.224 | 44064 | 61438 | DG AMP Solar Jackson Center | 60370 | DG AMP Solar, LLC | IPP Non-CHP | Jerry Drive | Jackson Center | Shelby | Ohio | 45334 | solar | Solar = 1.6 MW | Solar Photovoltaic | 1.6 | 1.6 | [9 empty] | 1.6 |  |  | EIA-860, EIA-860M and EIA-923 | 202406 | -84.0472 | 40.445
-11664222.5566 | 4838184.6552 | 44065 | 61439 | Panasonic Carport Solar Hybrid | 15466 | Public Service Co of Colorado | Electric Utility | 6157 N Panasonic Way | Denver | Adams | Colorado | 80249 | solar | Battery = 1 MW, Solar = 1.3 MW | Batteries; Solar Photovoltaic; | 2.3 | 2.3 | 1 | [8 empty] | 1.3 |  |  | EIA-860, EIA-860M and EIA-923 | 202406 | -104.7815 | 39.8087
-9328573.3285 | 3671771.4488 | 44066 | 61441 | Denver Braswell PV | 61077 | IGS ORIX Solar I, LLC | IPP Non-CHP | Woodmen Road | Moultrie | Colquitt | Georgia | 31768 | solar | Solar = 1.6 MW | Solar Photovoltaic | 1.4 | 1.6 | [9 empty] | 1.6 |  |  | EIA-860, EIA-860M and EIA-923 | 202406 | -83.8 | 31.3
-13512182.4315 | 4364656.3265 | 44067 | 61442 | Foundation California Training Facility | 61070 | Foundation CA Fund IX Manager, LLC | IPP Non-CHP | Highway 101 North | Soledad | Monterey | California | 93960 | wind | Wind = 1.8 MW | Onshore Wind Turbine | 1.8 | 1.8 | [10 empty] | 1.8 |  | EIA-860, EIA-860M and EIA-923 | 202406 | -121.382 | 36.464
-13520197.4348 | 4370194.4519 | 44068 | 61443 | Foundation Mann Packing | 61070 | Foundation CA Fund IX Manager, LLC | IPP Non-CHP | 49 Katherine Street | Gonzales | Monterey | California | 93926 | wind | Wind = 1.8 MW | Onshore Wind Turbine | 1.8 | 1.8 | [10 empty] | 1.8 |  | EIA-860, EIA-860M and EIA-923 | 202406 | -121.454 | 36.504
-13510957.9171 | 4366040.5898 | 44069 | 61444 | Foundation SaIinas Valley State Prison | 61070 | Foundation CA Fund IX Manager, LLC | IPP Non-CHP | 31625 Highway 101 | Soledad | Monterey | California | 93960 | wind | Wind = 1.8 MW | Onshore Wind Turbine | 1.8 | 1.8 | [10 empty] | 1.8 |  | EIA-860, EIA-860M and EIA-923 | 202406 | -121.371 | 36.474
-13198437.1296 | 4141180.5837 | 44070 | 61445 | Gaskell West 1 Solar Facility | 17650 | Southern Power Co | IPP Non-CHP | 23555 Gaskell Road | Lancaster | Kern | California | 93536 | solar | Solar = 20 MW | Solar Photovoltaic | 20 | 20 | [9 empty] | 20 |  |  | EIA-860, EIA-860M and EIA-923 | 202406 | -118.5636 | 34.8328
-13197057.1019 | 4141473.2543 | 44071 | 61446 | RE Gaskell West 2 LLC | 61069 | RE Gaskell West LLC | IPP Non-CHP | 23555 Gaskell Road | Rosamond | Kern | California | 93560 | solar | Solar = 45 MW | Solar Photovoltaic | 45 | 45 | [9 empty] | 45 |  |  | EIA-860, EIA-860M and EIA-923 | 202406 | -118.5512 | 34.8349
-13197057.1019 | 4141473.2543 | 44072 | 61447 | RE Gaskell West 3 LLC | 61069 | RE Gaskell West LLC | IPP Non-CHP | 23555 Gaskell Road | Rosamond | Kern | California | 93560 | solar | Solar = 20 MW | Solar Photovoltaic | 20 | 20 | [9 empty] | 20 |  |  | EIA-860, EIA-860M and EIA-923 | 202406 | -118.5512 | 34.8349
-13198949.1992 | 4140514.3052 | 44073 | 61448 | RE Gaskell West 4 LLC | 61069 | RE Gaskell West LLC | IPP Non-CHP | 23555 Gaskell Road | Rosamond | Kern | California | 93560 | solar | Solar = 20 MW | Solar Photovoltaic | 20 | 20 | [9 empty] | 20 |  |  | EIA-860, EIA-860M and EIA-923 | 202406 | -118.5682 | 34.8279
-13197057.1019 | 4141473.2543 | 44074 | 61449 | RE Gaskell West 5 LLC | 61069 | RE Gaskell West LLC | IPP Non-CHP | 23555 Gaskell Road | Rosamond | Kern | California | 93560 | solar | Solar = 20 MW | Solar Photovoltaic | 20 | 20 | [9 empty] | 20 |  |  | EIA-860, EIA-860M and EIA-923 | 202406 | -118.5512 | 34.8349
-10066369.5251 | 4544919.9953 | 44075 | 61450 | Farmington Solar Farm | 12670 | Missouri Jnt Muni.Pwr Elec. Ut. Comm. | IPP Non-CHP | 4609 Korber Road | Farmington | St Francois | Missouri | 63640 | solar | Solar = 2.5 MW | Solar Photovoltaic | 2.5 | 2.5 | [9 empty] | 2.5 |  |  | EIA-860, EIA-860M and EIA-923 | 202406 | -90.4277 | 37.7553
-10366588.3957 | 5536574.8252 | 44076 | 61451 | Northfield Holdco CSG | 61071 | Northfield Holdco LLC | IPP Non-CHP | 8780 90th Street E | Northfield | Rice | Minnesota | 55057 | solar | Solar = 5 MW | Solar Photovoltaic | 5 | 5 | [9 empty] | 5 |  |  | EIA-860, EIA-860M and EIA-923 | 202406 | -93.1246 | 44.4579
-10374819.5815 | 5539319.058 | 44077 | 61452 | Waterford Holdco CSG | 61072 | Waterford Holdco LLC | IPP Non-CHP | 330th Street W | Waterford | Rice | Minnesota | 55057 | solar | Solar = 2.7 MW | Solar Photovoltaic | 2.7 | 2.7 | [9 empty] | 2.7 |  |  | EIA-860, EIA-860M and EIA-923 | 202406 | -93.1986 | 44.4755
-10424313.3403 | 5632469.4828 | 44078 | 61453 | B.R. Corcoran CSG | 61075 | Minnesota Solar CSG 19, LLC | IPP Non-CHP | 23710 US Highway 55 | Corcoran | Hennepin | Minnesota | 55357 | solar | Solar = 5 MW | Solar Photovoltaic | 5 | 5 | [9 empty] | 5 |  |  | EIA-860, EIA-860M and EIA-923 | 202406 | -93.6432 | 45.0695
-10489123.5478 | 5726826.7962 | 44079 | 61454 | B.R. Sartell CSG | 61074 | Minnesota Solar CSG 21, LLC | IPP Non-CHP | 3401 Pinecone Road | Sartell | Stearns | Minnesota | 56377 | solar | Solar = 3 MW | Solar Photovoltaic | 3 | 3 | [9 empty] | 3 |  |  | EIA-860, EIA-860M and EIA-923 | 202406 | -94.2254 | 45.665
-10472737.3187 | 5720234.6683 | 44080 | 61455 | B.R. Sauk Rapids CSG | 61073 | Minnesota Solar CSG 9, LLC | IPP Non-CHP | 4013 Golden Spike Road NE | Sauk Rapids | Benton | Minnesota | 56379 | solar | Solar = 5 MW | Solar Photovoltaic | 5 | 5 | [9 empty] | 5 |  |  | EIA-860, EIA-860M and EIA-923 | 202406 | -94.0782 | 45.6236
-10470221.4983 | 5613920.842 | 44081 | 61456 | Montgomery Winsted CSG | 61076 | Minnesota Solar CSG 4, LLC | IPP Non-CHP | 23121 Babcock Avenue | Winsted | McLeod | Minnesota | 55395 | solar | Solar = 3 MW | Solar Photovoltaic | 3 | 3 | [9 empty] | 3 |  |  | EIA-860, EIA-860M and EIA-923 | 202406 | -94.0556 | 44.9517
-8708630.9654 | 4574798.9567 | 44082 | 61457 | Palmer Solar Center | 61230 | Arevon Energy, Inc. | IPP Non-CHP | 987 Little Creek Road | Troy | Fluvanna | Virginia | 22974 | solar | Solar = 5 MW | Solar Photovoltaic | 5 | 5 | [9 empty] | 5 |  |  | EIA-860, EIA-860M and EIA-923 | 202406 | -78.231 | 37.9672
-8688396.1989 | 4562559.608 | 44083 | 61458 | Martin Solar Center | 61230 | Arevon Energy, Inc. | IPP Non-CHP | 5092 Shannon Hill Road | Kents Store | Goochland | Virginia | 23084 | solar | Solar = 5 MW | Solar Photovoltaic | 5 | 5 | [9 empty] | 5 |  |  | EIA-860, EIA-860M and EIA-923 | 202406 | -78.0492 | 37.8805
-9163931.8016 | 3842990.9228 | 44084 | 61459 | Georgia Power at Swainsboro | 61032 | Luminace Solar Georgia 2, LLC | IPP Non-CHP | 106 Highway 56 N | Swainsboro | Emanuel | Georgia | 30401 | solar | Solar = 2.9 MW | Solar Photovoltaic | 2.9 | 2.9 | [9 empty] | 2.9 |  |  | EIA-860, EIA-860M and EIA-923 | 202406 | -82.321 | 32.605
-7774330.598 | 5590717.8947 | 44085 | 61460 | IOS - MEW Phase 1 | 61077 | IGS ORIX Solar I, LLC | IPP Non-CHP | 6 Business Park Drive | Madison | Somerset | Maine | 4950 | solar | Solar = 4.1 MW | Solar Photovoltaic | 4.1 | 4.1 | [9 empty] | 4.1 |  |  | EIA-860, EIA-860M and EIA-923 | 202406 | -69.838 | 44.804
-7968917.0679 | 5157370.0643 | 44086 | 61461 | North Smithfield Solar Power 1 | 60571 | AEP Onsite Partners, LLC | IPP Non-CHP | Intersection of Pound Hill Roa | North Smithfield | Providence | Rhode Island | 2896 | solar | Solar = 2 MW | Solar Photovoltaic | 2 | 2 | [9 empty] | 2 |  |  | EIA-860, EIA-860M and EIA-923 | 202406 | -71.586 | 41.9759
-11654267.5885 | 4892387.7856 | 44087 | 61462 | SR Platte Solar Farm | 61081 | SR Platte, LLC | IPP Non-CHP | 19028 County Rd. 28 | Platteville | Weld | Colorado | 80651 | solar | Solar = 16 MW | Solar Photovoltaic | 16 | 16 | [9 empty] | 16 |  |  | EIA-860, EIA-860M and EIA-923 | 202406 | -104.6921 | 40.1817
-13415109.8317 | 4129919.268 | 44088 | 61463 | Vandenberg Solar Project | 61944 | MN8 Energy LLC | IPP Non-CHP | 30101 Mountain View Blvd | Vandenberg Airforce B | Santa Barbara | California | 93437 | solar | Solar = 25.3 MW | Solar Photovoltaic | 25.3 | 25.3 | [9 empty] | 25.3 |  |  | EIA-860, EIA-860M and EIA-923 | 202406 | -120.51 | 34.7497
-13577716.8836 | 4491681.4728 | 44089 | 61464 | CoreSite Real Estate 2972 Stender, L.P. | 61078 | CoreSite Real Estate 2972 Stender, L.P. | Commercial Non-CHP | 2972 Stender Way | Santa Clara | Santa Clara | California | 95054 | petroleum | Petroleum = 12 MW | Petroleum Liquids | 12 | 12 | [8 empty] | 12 |  |  |  | EIA-860, EIA-860M and EIA-923 | 202406 | -121.9707 | 37.3762
-8521284.3812 | 4759989.5146 | 44090 | 61465 | IGS Solar I - BWI2 | 61077 | IGS ORIX Solar I, LLC | IPP Non-CHP | 2010 Broening Highway | Baltimore | Baltimore | Maryland | 21224 | solar | Solar = 1.4 MW | Solar Photovoltaic | 1.4 | 1.4 | [9 empty] | 1.4 |  |  | EIA-860, EIA-860M and EIA-923 | 202406 | -76.548 | 39.267
-8262689.2041 | 4952786.5463 | 44091 | 61466 | IOS - ERW9 | 61077 | IGS ORIX Solar I, LLC | IPP Non-CHP | 8003 Industrial Avenue | Carteret | Middlesex | New Jersey | 7008 | solar | Solar = 5 MW | Solar Photovoltaic | 5.3 | 5 | [9 empty] | 5 |  |  | EIA-860, EIA-860M and EIA-923 | 202406 | -74.225 | 40.595
-11102338.0948 | 4976565.0219 | 44092 | 61467 | City of Lexington | 61077 | IGS ORIX Solar I, LLC | IPP Non-CHP | 2601 South Taft Street | Lexington | Dawson | Nebraska | 68850 | solar | Solar = 3.6 MW | Solar Photovoltaic | 3.5 | 3.6 | [9 empty] | 3.6 |  |  | EIA-860, EIA-860M and EIA-923 | 202406 | -99.734 | 40.757
-9272913.5831 | 3619769.0382 | 44093 | 61468 | Valdosta Prison | 61077 | IGS ORIX Solar I, LLC | IPP Non-CHP | 3363 Val Tech Road | Valdosta | Lowndes | Georgia | 31601 | solar | Solar = 1.2 MW | Solar Photovoltaic | 1 | 1.2 | [9 empty] | 1.2 |  |  | EIA-860, EIA-860M and EIA-923 | 202406 | -83.3 | 30.9
-8700528.9102 | 5315024.6163 | 44094 | 61469 | Lichtenthal | 61012 | AES Distributed Energy | IPP Non-CHP | 8169 Bank Street Road | Batavia | Genesee | New York | 14020 | solar | Solar = 2 MW | Solar Photovoltaic | 2 | 2 | [9 empty] | 2 |  |  | EIA-860, EIA-860M and EIA-923 | 202406 | -78.1582 | 43.0201
-8703769.8659 | 5317726.2495 | 44095 | 61470 | Call Farms 1 | 61012 | AES Distributed Energy | IPP Non-CHP | 7755 Oak Oarchard Road | Batavia | Genesee | New York | 14020 | solar | Solar = 2 MW | Solar Photovoltaic | 2 | 2 | [9 empty] | 2 |  |  | EIA-860, EIA-860M and EIA-923 | 202406 | -78.1873 | 43.0378
-8702800.9411 | 5315480.3413 | 44096 | 61471 | Call Farms 3 | 61012 | AES Distributed Energy | IPP Non-CHP | 8005 Call Pkwy | Batavia | Genesee | New York | 14020 | solar | Solar = 2 MW | Solar Photovoltaic | 2 | 2 | [9 empty] | 2 |  |  | EIA-860, EIA-860M and EIA-923 | 202406 | -78.1786 | 43.023
-11801972.7455 | 4448607.7691 | 44097 | 61472 | San Luis Solar Garden | 61012 | AES Distributed Energy | IPP Non-CHP | 37980 State Highway 17 | Antonito | Conejos | Colorado | 81120 | solar | Solar = 1.2 MW | Solar Photovoltaic | 1.2 | 1.2 | [9 empty] | 1.2 |  |  | EIA-860, EIA-860M and EIA-923 | 202406 | -106.0189 | 37.0681
-8327242.9316 | 4913722.1846 | 44098 | 61473 | Hopewell Valley High School Hybrid | 61091 | Hopewell Valley High School | Electric Utility | 259 Pennington Titusville Rd | Pennington | Mercer | New Jersey | 8534 | batteries | Battery = 1 MW, Solar = 0.9 MW | Batteries; Solar Photovoltaic; | 1.9 | 1.9 | 1 | [8 empty] | 0.9 |  |  | EIA-860, EIA-860M and EIA-923 | 202406 | -74.8049 | 40.328
-13568913.293 | 4485786.0395 | 44099 | 61474 | CoreSite Real Estate 55 S. Market Street | 61088 | CoreSite Real Estate 55 S. Market Street, LLC | Commercial Non-CHP | 55 Market Street | San Jose | Santa Clara | California | 95113 | petroleum | Petroleum = 8 MW | Petroleum Liquids | 8 | 8 | [8 empty] | 8 |  |  |  | EIA-860, EIA-860M and EIA-923 | 202406 | -121.8916 | 37.3342
-13571654.6468 | 4495811.8006 | 44100 | 61475 | CoreSite Real Estate 1656 McCarthy, L.P. | 61089 | CoreSite Real Estate 1656 McCarthy, L.P. | Commercial Non-CHP | 1656 McCarthy Boulevard | Milpitas | Santa Clara | California | 95035 | petroleum | Petroleum = 5 MW | Petroleum Liquids | 5 | 5 | [8 empty] | 5 |  |  |  | EIA-860, EIA-860M and EIA-923 | 202406 | -121.9162 | 37.4057
-13577830.6521 | 4491519.1175 | 44101 | 61476 | CoreSite Real Estate 2901 Coronado, L.P. | 61086 | CoreSite Real Estate 2901 Coronado, L.P. | Commercial Non-CHP | 2901 Coronado Drive | Santa Clara | Santa Clara | California | 95054 | petroleum | Petroleum = 10 MW | Petroleum Liquids | 10 | 10 | [8 empty] | 10 |  |  |  | EIA-860, EIA-860M and EIA-923 | 202406 | -121.9717 | 37.3751
-10365002.5382 | 5567404.7966 | 44102 | 61478 | SunE Feely 1 CSG, LLC | 58970 | Ecoplexus, Inc | IPP Non-CHP | 2180 200th St. W. | Farmington | Dakota | Minnesota | 55024 | solar | Solar = 5 MW | Solar Photovoltaic | 5 | 5 | [9 empty] | 5 |  |  | EIA-860, EIA-860M and EIA-923 | 202406 | -93.1104 | 44.6552
-13577983.0485 | 4491672.0872 | 44103 | 61482 | CoreSite Real Estate 3032 Coronado, L.P. | 61087 | CoreSite Real Estate 3032 Coronado, L.P. | Commercial Non-CHP | 3020 Coronado Drive | Santa Clara | Santa Clara | California | 95054 | petroleum | Petroleum = 39 MW | Petroleum Liquids | 39 | 39 | [8 empty] | 39 |  |  |  | EIA-860, EIA-860M and EIA-923 | 202406 | -121.9731 | 37.3762
-10338647.9827 | 5596701.2896 | 44104 | 61483 | Cottage Grove CSG, LLC | 58970 | Ecoplexus, Inc | IPP Non-CHP | 11433 70th St. S | Cottage Grove | Washington | Minnesota | 55016 | solar | Solar = 5 MW | Solar Photovoltaic | 5 | 5 | [9 empty] | 5 |  |  | EIA-860, EIA-860M and EIA-923 | 202406 | -92.8737 | 44.8421
-10317237.0145 | 5683548.3528 | 44105 | 61484 | Fox CSG, LLC | 58970 | Ecoplexus, Inc | IPP Non-CHP | 500 Herberg Rd | Taylors Falls | Chisago | Minnesota | 55084 | solar | Solar = 5 MW | Solar Photovoltaic | 5 | 5 | [9 empty] | 5 |  |  | EIA-860, EIA-860M and EIA-923 | 202406 | -92.6813 | 45.3926
-10391726.7857 | 5492389.9067 | 44106 | 61485 | SunE Stolee CSG, LLC | 58970 | Ecoplexus, Inc | IPP Non-CHP | 20050 Lamb Ave. #1 | Kenyon | Rice | Minnesota | 55946 | solar | Solar = 3 MW | Solar Photovoltaic | 3 | 3 | [9 empty] | 3 |  |  | EIA-860, EIA-860M and EIA-923 | 202406 | -93.3505 | 44.1739
-10347146.6692 | 5676791.1512 | 44107 | 61486 | Wyoming 2 CSG, LLC | 58970 | Ecoplexus, Inc | IPP Non-CHP | 8117 Pioneer Road | Wyoming | Chisago | Minnesota | 55092 | solar | Solar = 5 MW | Solar Photovoltaic | 5 | 5 | [9 empty] | 5 |  |  | EIA-860, EIA-860M and EIA-923 | 202406 | -92.95 | 45.35
-8168160.3661 | 4972721.9106 | 44108 | 61487 | SL Babylon | 61093 | SL Babylon, LLC | IPP Non-CHP | 1000 Straight Path | West Babylon | Suffolk | New York | 11704 | solar | Solar = 9 MW | Solar Photovoltaic | 9 | 9 | [9 empty] | 9 |  |  | EIA-860, EIA-860M and EIA-923 | 202406 | -73.3758 | 40.7308
-8234550.5312 | 4975062.9196 | 44109 | 61488 | NYU LANGONE HEALTH | 61094 | NYU LANGONE HEALTH | Commercial CHP | 550 1st Avenue | New York | New York | New York | 10016 | petroleum | Natural Gas = 7.5 MW, Petroleum = 19.1 MW | Natural Gas Fired Combustion Turbine; Petroleum Liquids; | 34 | 26.6 | [6 empty] | 7.5 |  | 19.1 |  |  |  | EIA-860, EIA-860M and EIA-923 | 202406 | -73.9722 | 40.7468
-8984262.1435 | 3971743.0664 | 44110 | 61489 | Cameron Solar | 61096 | Cameron Solar, LLC | IPP Non-CHP | 5585 Cameron Road | Cameron | Calhoun | South Carolina | 29030 | solar | Solar = 20 MW | Solar Photovoltaic | 20 | 20 | [9 empty] | 20 |  |  | EIA-860, EIA-860M and EIA-923 | 202406 | -80.707 | 33.574
-9043834.8803 | 3863999.8597 | 44111 | 61490 | Estill Solar | 61097 | Estill Solar I, LLC | IPP Non-CHP | 136 Park Avenue West | Estill | Hampton | South Carolina | 29918 | solar | Solar = 20 MW | Solar Photovoltaic | 20 | 20 | [9 empty] | 20 |  |  | EIA-860, EIA-860M and EIA-923 | 202406 | -81.2422 | 32.7638
-10704475.5555 | 3470273.8837 | 44112 | 61493 | E-Volve Energy Holdings LLC | 61100 | E-Volve Energy Holdings LLC | IPP Non-CHP | 886 FM 3013 | Sealy | Austin | Texas | 77474 | solar | Solar = 1.2 MW | Solar Photovoltaic | 1.2 | 1.2 | [9 empty] | 1.2 |  |  | EIA-860, EIA-860M and EIA-923 | 202406 | -96.1599 | 29.7408
-10434432.282 | 5650393.04 | 44113 | 61494 | Wright Cuddyer CSG | 61101 | Minnesota Solar CSG 1, LLC | IPP Non-CHP | 2100 Hamlin Ave | St. Michael | Wright | Minnesota | 55376 | solar | Solar = 4 MW | Solar Photovoltaic | 4 | 4 | [9 empty] | 4 |  |  | EIA-860, EIA-860M and EIA-923 | 202406 | -93.7341 | 45.1831
-10449749.8439 | 5591204.2784 | 44114 | 61495 | Carver Gladden CSG | 61102 | Minnesota Solar CSG 8, LLC | IPP Non-CHP | 13685 Highway 5 | Norwood Young America | Carver | Minnesota | 55397 | solar | Solar = 3 MW | Solar Photovoltaic | 3 | 3 | [9 empty] | 3 |  |  | EIA-860, EIA-860M and EIA-923 | 202406 | -93.8717 | 44.8071
-13483239.3639 | 5570501.1799 | 44115 | 61496 | Adams Solar Center | 60888 | GCL New Energy, Inc. | IPP Non-CHP | 2250 North Adams Drive | Madras | Jefferson | Oregon | 97741 | solar | Solar = 10 MW | Solar Photovoltaic | 10 | 10 | [9 empty] | 10 |  |  | EIA-860, EIA-860M and EIA-923 | 202406 | -121.122 | 44.675
-13492478.8816 | 5561582.5509 | 44116 | 61497 | Elbe Solar Center | 60888 | GCL New Energy, Inc. | IPP Non-CHP | 2401-B SW Belmont Lane | Madras | Jefferson | Oregon | 97741 | solar | Solar = 10 MW | Solar Photovoltaic | 10 | 10 | [9 empty] | 10 |  |  | EIA-860, EIA-860M and EIA-923 | 202406 | -121.205 | 44.618
-9032018.205 | 3879519.335 | 44117 | 61498 | Hampton Solar 2 | 61095 | Hampton Solar II, LLC | IPP Non-CHP | 2191 Augusta Hwy | Hampton | Hampton | South Carolina | 29924 | solar | Solar = 20 MW | Solar Photovoltaic | 20 | 20 | [9 empty] | 20 |  |  | EIA-860, EIA-860M and EIA-923 | 202406 | -81.136 | 32.881
-7991292.2856 | 5130320.7311 | 44118 | 61499 | CED Foster | 56769 | Consolidated Edison Development Inc. | IPP Non-CHP | 188 1/2 Danielson Pike | Foster | Providence | Rhode Island | 2825 | solar | Solar = 2 MW | Solar Photovoltaic | 2 | 2 | [9 empty] | 2 |  |  | EIA-860, EIA-860M and EIA-923 | 202406 | -71.787 | 41.795
-10439363.4014 | 5598099.3036 | 44119 | 61500 | Porter Way Community Solar Garden | 60571 | AEP Onsite Partners, LLC | IPP Non-CHP | 13200 78th Street | Waconia | Carver | Minnesota | 55387 | solar | Solar = 3 MW | Solar Photovoltaic | 3 | 3 | [9 empty] | 3 |  |  | EIA-860, EIA-860M and EIA-923 | 202406 | -93.7784 | 44.851
-13295205.8271 | 4228225.9469 | 44120 | 61501 | ABEC #2 dba West-Star Dairy | 61105 | ABEC #2 LLC | IPP Non-CHP | 26953 Riverside Street | Buttonwillow | Kern | California | 93206 | biomass | Biomass = 1 MW | Other Waste Biomass | 1 | 1 |  | 1 | [10 empty] | EIA-860, EIA-860M and EIA-923 | 202406 | -119.4329 | 35.4721
-13269614.3667 | 4193036.4779 | 44121 | 61502 | ABEC #3 dba Lakeview Dairy | 61106 | ABEC #3 LLC | IPP Non-CHP | 17702 Bear Mountain Blvd | Bakersfield | Kern | California | 93311 | biomass | Biomass = 1 MW | Other Waste Biomass | 1 | 1 |  | 1 | [10 empty] | EIA-860, EIA-860M and EIA-923 | 202406 | -119.203 | 35.2143
-13259975.212 | 4187424.2477 | 44122 | 61503 | ABEC #4 dba CE&S Dairy | 61107 | ABEC #4 LLC | IPP Non-CHP | 20229 Old River Road | Bakersfield | Kern | California | 93311 | biomass | Biomass = 1 MW | Other Waste Biomass | 1 | 1 |  | 1 | [10 empty] | EIA-860, EIA-860M and EIA-923 | 202406 | -119.1164 | 35.1731
-10383783.6948 | 5484814.8615 | 44123 | 61504 | RJC I CSG | 61108 | RJC I CSG LLC | IPP Non-CHP | 3763 Runway Road | Owatonna | Steele | Minnesota | 55060 | solar | Solar = 1 MW | Solar Photovoltaic | 1 | 1 | [9 empty] | 1 |  |  | EIA-860, EIA-860M and EIA-923 | 202406 | -93.2791 | 44.1251
-10315915.7635 | 5578612.0677 | 44124 | 61505 | Huneke I CSG | 61109 | Huneke I CSG LLC | IPP Non-CHP | 46580 180th Ave | Zumbrota | Goodhue | Minnesota | 55992 | solar | Solar = 1 MW | Solar Photovoltaic | 1 | 1 | [9 empty] | 1 |  |  | EIA-860, EIA-860M and EIA-923 | 202406 | -92.6694 | 44.7268
-10598697.4377 | 5589403.8481 | 44125 | 61506 | Krause CSG | 61110 | Krause CSG LLC | IPP Non-CHP | 215 Emerson Ave NE | Renville | Renville | Minnesota | 56284 | solar | Solar = 1 MW | Solar Photovoltaic | 1 | 1 | [9 empty] | 1 |  |  | EIA-860, EIA-860M and EIA-923 | 202406 | -95.2097 | 44.7956
-8350536.6463 | 4804404.6228 | 44126 | 61507 | DG New Jersey Solar RLS Logistics | 61111 | DG New Jersey Solar, LLC | IPP Non-CHP | 1194 Dutch Mill Road | Newfield | Gloucester | New Jersey | 8344 | solar | Solar = 4 MW | Solar Photovoltaic | 4 | 4 | [9 empty] | 4 |  |  | EIA-860, EIA-860M and EIA-923 | 202406 | -75.0141 | 39.5752
-12430266.0741 | 4901273.7153 | 44127 | 61508 | Provo Power Plant | 24431 | Utah Municipal Power Agency | Electric Utility | 669 N. Freedom Boulevard | Provo | Utah | Utah | 84601 | natural gas | Natural Gas = 12 MW | Natural Gas Internal Combustion Engine | 12 | 12 | [6 empty] | 12 | [5 empty] | EIA-860, EIA-860M and EIA-923 | 202406 | -111.663 | 40.2427
-8615264.0802 | 5338504.8719 | 44128 | 61509 | Monroe County Sites A & B | 61012 | AES Distributed Energy | IPP Non-CHP | 1714 Kennedy Road | Webster | Monroe | New York | 14580 | solar | Solar = 3.4 MW | Solar Photovoltaic | 3.4 | 3.4 | [9 empty] | 3.4 |  |  | EIA-860, EIA-860M and EIA-923 | 202406 | -77.3922 | 43.1741
-8654000.3687 | 5360621.5046 | 44129 | 61510 | Monroe County Sites C, D, & E | 61012 | AES Distributed Energy | IPP Non-CHP | 170 Payne Beach Road | Hilton | Monroe | New York | 14468 | solar | Solar = 6 MW | Solar Photovoltaic | 6 | 6 | [9 empty] | 6 |  |  | EIA-860, EIA-860M and EIA-923 | 202406 | -77.7402 | 43.3188
-8717994.6044 | 4366230.1094 | 44130 | 61512 | Bullock Solar, LLC | 61060 | Cypress Creek Renewables | IPP Non-CHP | 5495 Jacksontown Road | Manson | Vance | North Carolina | 27553 | solar | Solar = 50 MW | Solar Photovoltaic | 50 | 50 | [9 empty] | 50 |  |  | EIA-860, EIA-860M and EIA-923 | 202406 | -78.3151 | 36.4754
-10784321.1301 | 3670043.918 | 44131 | 61513 | Marlin Solar | 61060 | Cypress Creek Renewables | IPP Non-CHP | 253 CR 2861 | Marlin | Limestone | Texas | 76661 | solar | Solar = 5.3 MW | Solar Photovoltaic | 5.3 | 5.3 | [9 empty] | 5.3 |  |  | EIA-860, EIA-860M and EIA-923 | 202406 | -96.8772 | 31.2867
-10814529.2324 | 3982713.8615 | 44132 | 61514 | North Gainesville Solar | 61060 | Cypress Creek Renewables | IPP Non-CHP | 2651 N. Weaver Street | Gainesville | Cooke | Texas | 76420 | solar | Solar = 5.2 MW | Solar Photovoltaic | 5.2 | 5.2 | [9 empty] | 5.2 |  |  | EIA-860, EIA-860M and EIA-923 | 202406 | -97.1486 | 33.6561
-8362164.3011 | 4853012.9592 | 44133 | 61515 | DG Camden LLC Holtec | 61113 | DG Camden, LLC | IPP Non-CHP | 2500 Broadway | Camden | Camden | New Jersey | 8104 | solar | Solar = 2.2 MW | Solar Photovoltaic | 2.2 | 2.2 | [9 empty] | 2.2 |  |  | EIA-860, EIA-860M and EIA-923 | 202406 | -75.1186 | 39.911
-10460570.321 | 5493180.1041 | 44134 | 61516 | School Sisters CSG | 61114 | School Sisters CSG LLC | IPP Non-CHP | 1095 N Victory Drive | Mankato | Blue Earth | Minnesota | 56001 | solar | Solar = 1 MW | Solar Photovoltaic | 1 | 1 | [9 empty] | 1 |  |  | EIA-860, EIA-860M and EIA-923 | 202406 | -93.9689 | 44.179
-8073087.621 | 5169248.5777 | 44135 | 61518 | 301 Chestnut Solar NG | 59254 | NuGen Capital Management | IPP Non-CHP | 301 Chestnut Street | East Longmeadow | Hampden | Massachusetts | 1028 | solar | Solar = 2 MW | Solar Photovoltaic | 2 | 2 | [9 empty] | 2 |  |  | EIA-860, EIA-860M and EIA-923 | 202406 | -72.5218 | 42.0552
-8612055.9638 | 4803700.0087 | 44136 | 61519 | Baker Point | 61060 | Cypress Creek Renewables | IPP Non-CHP | 12303 Old Frederick Road | Thurmont | Frederick | Maryland | 21788 | solar | Solar = 9 MW | Solar Photovoltaic | 9 | 9 | [9 empty] | 9 |  |  | EIA-860, EIA-860M and EIA-923 | 202406 | -77.3634 | 39.5703
-8694841.4861 | 4223495.7384 | 44137 | 61520 | Rosewood Solar | 61060 | Cypress Creek Renewables | IPP Non-CHP | 297 Ebenezer Church Road | Goldsboro | Wayne | North Carolina | 27530 | solar | Solar = 2 MW | Solar Photovoltaic | 2 | 2 | [9 empty] | 2 |  |  | EIA-860, EIA-860M and EIA-923 | 202406 | -78.1071 | 35.4375
-9045395.0229 | 4000840.4815 | 44138 | 61521 | Swamp Fox Solar | 61126 | Swamp Fox Solar, LLC | IPP Non-CHP | 711 Old Charleston Road | Pelion | Lexington | South Carolina | 29123 | solar | Solar = 10.8 MW | Solar Photovoltaic | 10.8 | 10.8 | [9 empty] | 10.8 |  |  | EIA-860, EIA-860M and EIA-923 | 202406 | -81.2562 | 33.7915
-9046090.8811 | 4001272.7389 | 44139 | 61522 | Champion Solar | 61127 | Champion Solar, LLC | IPP Non-CHP | 723 Old Charleston Road | Pelion | Lexington | South Carolina | 29123 | solar | Solar = 10.8 MW | Solar Photovoltaic | 10.8 | 10.8 | [9 empty] | 10.8 |  |  | EIA-860, EIA-860M and EIA-923 | 202406 | -81.2624 | 33.7947
-9049536.5533 | 3898410.5996 | 44140 | 61523 | Haley Solar | 61128 | Haley Solar, LLC | IPP Non-CHP | 432 Erwin Street | Allendale | Allendale | South Carolina | 29810 | solar | Solar = 8.2 MW | Solar Photovoltaic | 8.2 | 8.2 | [9 empty] | 8.2 |  |  | EIA-860, EIA-860M and EIA-923 | 202406 | -81.2934 | 33.0234
-10728849.4033 | 3961618.0603 | 44141 | 61524 | Whitewright Solar | 61060 | Cypress Creek Renewables | IPP Non-CHP | 15058 N. W. State Highway 11 | Whitewright | Fannin | Texas | 75491 | solar | Solar = 10 MW | Solar Photovoltaic | 10 | 10 | [9 empty] | 10 |  |  | EIA-860, EIA-860M and EIA-923 | 202406 | -96.3789 | 33.4982
-8877537.142 | 4263360.0483 | 44142 | 61525 | ABD Farms | 61060 | Cypress Creek Renewables | IPP Non-CHP | 3205 US Highway 64 E | Asheboro | Randolph | North Carolina | 27203 | solar | Solar = 5 MW | Solar Photovoltaic | 5 | 5 | [9 empty] | 5 |  |  | EIA-860, EIA-860M and EIA-923 | 202406 | -79.7483 | 35.7287
-8009312.2395 | 5198618.0572 | 44143 | 61526 | Antanavica Solar | 61060 | Cypress Creek Renewables | IPP Non-CHP | 9 McNeil Highway | Leicester | Worcester | Massachusetts | 1524 | solar | Solar = 1 MW | Solar Photovoltaic | 1 | 1 | [9 empty] | 1 |  |  | EIA-860, EIA-860M and EIA-923 | 202406 | -71.9489 | 42.2508
-8832920.0675 | 4310582.4321 | 44144 | 61527 | Bakatsias Solar | 61060 | Cypress Creek Renewables | IPP Non-CHP | 150 Kronbergs Court | Haw River | Alamance | North Carolina | 27258 | solar | Solar = 5 MW | Solar Photovoltaic | 5 | 5 | [9 empty] | 5 |  |  | EIA-860, EIA-860M and EIA-923 | 202406 | -79.3475 | 36.0724
-8550475.246 | 4184058.1386 | 44145 | 61528 | Bayboro Solar Farm | 61060 | Cypress Creek Renewables | IPP Non-CHP | 251 Mill Pond Road | Alliance | Pamlico | North Carolina | 28509 | solar | Solar = 5 MW | Solar Photovoltaic | 5 | 5 | [9 empty] | 5 |  |  | EIA-860, EIA-860M and EIA-923 | 202406 | -76.8102 | 35.1483
-9045093.0132 | 3859235.0081 | 44146 | 61529 | Estill Solar II | 61060 | Cypress Creek Renewables | IPP Non-CHP | 5031 Steep Bottom Road | Estill | Allendale | South Carolina | 29918 | solar | Solar = 10.2 MW | Solar Photovoltaic | 10.2 | 10.2 | [9 empty] | 10.2 |  |  | EIA-860, EIA-860M and EIA-923 | 202406 | -81.2535 | 32.7278
-9029184.6787 | 3998583.953 | 44147 | 61530 | Gaston Solar I - SC | 61060 | Cypress Creek Renewables | IPP Non-CHP | 260 George Derrick Road | Gaston | Lexington | South Carolina | 29160 | solar | Solar = 10.2 MW | Solar Photovoltaic | 10.2 | 10.2 | [9 empty] | 10.2 |  |  | EIA-860, EIA-860M and EIA-923 | 202406 | -81.1105 | 33.7747
-10713358.7396 | 3916712.1875 | 44148 | 61532 | Leon Solar | 61060 | Cypress Creek Renewables | IPP Non-CHP | 639 CR 1119 | Greenville | Hunt | Texas | 75401 | solar | Solar = 10 MW | Solar Photovoltaic | 10 | 10 | [9 empty] | 10 |  |  | EIA-860, EIA-860M and EIA-923 | 202406 | -96.2397 | 33.1611
-8858356.4598 | 4220581.386 | 44149 | 61533 | Mustang Solar | 58468 | Dominion Renewable Energy | IPP Non-CHP | 415 Gardenia Road | Robbins | Moore | North Carolina | 27325 | solar | Solar = 5 MW | Solar Photovoltaic | 5 | 5 | [9 empty] | 5 |  |  | EIA-860, EIA-860M and EIA-923 | 202406 | -79.576 | 35.4162
-9107275.1902 | 4204413.386 | 44150 | 61534 | Old Caroleen Solar Farm | 61060 | Cypress Creek Renewables | IPP Non-CHP | 2046 Old Caroleen Road | Forest City | Rutherford | North Carolina | 28043 | solar | Solar = 2 MW | Solar Photovoltaic | 2 | 2 | [9 empty] | 2 |  |  | EIA-860, EIA-860M and EIA-923 | 202406 | -81.812 | 35.2977
-8984863.8253 | 4264863.9009 | 44151 | 61535 | Statesville Solar | 61060 | Cypress Creek Renewables | IPP Non-CHP | 12958 Statesville Blvd & 5755 | Cleveland | Rowan | North Carolina | 27013 | solar | Solar = 5 MW | Solar Photovoltaic | 5 | 5 | [9 empty] | 5 |  |  | EIA-860, EIA-860M and EIA-923 | 202406 | -80.7124 | 35.7397
-8717696.8248 | 4275090.5457 | 44152 | 61536 | Wakefield Solar | 61060 | Cypress Creek Renewables | IPP Non-CHP | 505 S Wakefield Street | Nebulon | Wake | North Carolina | 27597 | solar | Solar = 5 MW | Solar Photovoltaic | 5 | 5 | [9 empty] | 5 |  |  | EIA-860, EIA-860M and EIA-923 | 202406 | -78.3124 | 35.8142
-7935131.6025 | 5217251.844 | 44153 | 61537 | Weston Landfill Solar | 61146 | Ameresco, Inc - Weston | IPP Non-CHP | 195 Church Street | Weston | Middlesex | Massachusetts | 2493 | solar | Solar = 1.8 MW | Solar Photovoltaic | 1.8 | 1.8 | [9 empty] | 1.8 |  |  | EIA-860, EIA-860M and EIA-923 | 202406 | -71.2825 | 42.3746
-7903436.4944 | 5192077.3268 | 44154 | 61538 | Braintree Landfill Solar | 61147 | Ameresco, Inc - Braintree | IPP Non-CHP | 257 Ivory Street | Braintree | Norfolk | Massachusetts | 2184 | solar | Solar = 1 MW | Solar Photovoltaic | 1 | 1 | [9 empty] | 1 |  |  | EIA-860, EIA-860M and EIA-923 | 202406 | -70.9978 | 42.2073
-7959343.5917 | 5200347.3905 | 44155 | 61539 | GELD Solar Farm | 61148 | Ameresco, Inc - GELD | IPP Non-CHP | 600 Cow Pond Brook Road | Groton | Middlesex | Massachusetts | 1540 | solar | Solar = 2.3 MW | Solar Photovoltaic | 2.3 | 2.3 | [9 empty] | 2.3 |  |  | EIA-860, EIA-860M and EIA-923 | 202406 | -71.5 | 42.2623
-11065737.8047 | 4703684.3746 | 44156 | 61540 | Fort Hays State University Wind Farm | 61149 | Fort Hays State University | Commercial Non-CHP | 1298 200th Avenue | Hays | Ellis | Kansas | 67601 | wind | Wind = 4 MW | Onshore Wind Turbine | 4 | 4 | [10 empty] | 4 |  | EIA-860, EIA-860M and EIA-923 | 202406 | -99.4052 | 38.8743
-8085469.7993 | 5107684.9013 | 44157 | 61541 | Town of Rocky Hill PV CSG | 57313 | Tesla Inc. | IPP Non-CHP | R013 Old Forge Road & Dividend | Rocky Hill | Hartford | Connecticut | 6067 | solar | Solar = 3 MW | Solar Photovoltaic | 3 | 3 | [9 empty] | 3 |  |  | EIA-860, EIA-860M and EIA-923 | 202406 | -72.633 | 41.6432
-10633924.7132 | 5723392.868 | 44158 | 61542 | PopeSun CSG, LLC | 61060 | Cypress Creek Renewables | IPP Non-CHP | 28800 180th Street | Starbuck | Pope | Minnesota | 56381 | solar | Solar = 5 MW | Solar Photovoltaic | 5 | 5 | [9 empty] | 5 |  |  | EIA-860, EIA-860M and EIA-923 | 202406 | -95.5262 | 45.6434
-10397427.9021 | 5479963.7074 | 44159 | 61543 | CF Novel Solar CSG Gardens Five, LLC | 61060 | Cypress Creek Renewables | IPP Non-CHP | 9803 NW 16th Street | Waseca | Steele | Minnesota | 56093 | solar | Solar = 3.4 MW | Solar Photovoltaic | 3.4 | 3.4 | [9 empty] | 3.4 |  |  | EIA-860, EIA-860M and EIA-923 | 202406 | -93.4017 | 44.0938
-10414208.0908 | 5498533.0783 | 44160 | 61544 | LeSun CSG, LLC | 61060 | Cypress Creek Renewables | IPP Non-CHP | 14437 State Hwy 60 | Waterville | Le Sueur | Minnesota | 56096 | solar | Solar = 5 MW | Solar Photovoltaic | 5 | 5 | [9 empty] | 5 |  |  | EIA-860, EIA-860M and EIA-923 | 202406 | -93.5524 | 44.2134
-10338796.0376 | 5597610.665 | 44161 | 61545 | CGSun, LLC Community Solar | 61060 | Cypress Creek Renewables | IPP Non-CHP | 11301 70th Street | Cottage Grove | Washington | Minnesota | 55016 | solar | Solar = 4 MW | Solar Photovoltaic | 4 | 4 | [9 empty] | 4 |  |  | EIA-860, EIA-860M and EIA-923 | 202406 | -92.875 | 44.8479
-10432681.8943 | 5655658.557 | 44162 | 61547 | WrightSun CSG, LLC | 61060 | Cypress Creek Renewables | IPP Non-CHP | 8361 45th Street NE | St. Michael | Wright | Minnesota | 55376 | solar | Solar = 5 MW | Solar Photovoltaic | 5 | 5 | [9 empty] | 5 |  |  | EIA-860, EIA-860M and EIA-923 | 202406 | -93.7184 | 45.2164
-10466467.805 | 5689600.1376 | 44163 | 61548 | CF Novel Solar CSG Gardens Seven, LLC | 61060 | Cypress Creek Renewables | IPP Non-CHP | 9542 70th Avenue SE | Clear Lake | Sherburne | Minnesota | 55319 | solar | Solar = 3.3 MW | Solar Photovoltaic | 3.3 | 3.3 | [9 empty] | 3.3 |  |  | EIA-860, EIA-860M and EIA-923 | 202406 | -94.0219 | 45.4308
-7916684.4044 | 5284162.223 | 44164 | 61550 | DG Haverhill CSG | 64647 | DG Haverhill | IPP Non-CHP | 1050 Hilldale Avenue | Haverhill | Essex | Massachusetts | 1832 | solar | Solar = 3 MW | Solar Photovoltaic | 3 | 3 | [9 empty] | 3 |  |  | EIA-860, EIA-860M and EIA-923 | 202406 | -71.1168 | 42.817
-8252715.2004 | 5028801.5298 | 44165 | 61551 | Good Samaritan Hospital | 61152 | Good Samaritan Hospital | Commercial Non-CHP | 255 Lafayatte Avenue | Suffern | Rockland | New York | 10901 | petroleum | Natural Gas = 0.2 MW, Petroleum = 1.7 MW | Natural Gas Internal Combustion Engine; Petroleum Liquids; | 1.9 | 1.9 | [6 empty] | 0.2 |  | 1.7 |  |  |  | EIA-860, EIA-860M and EIA-923 | 202406 | -74.1354 | 41.1115
-8621694.5619 | 4784895.2083 | 44166 | 61552 | Fort Detrick Solar PV | 61153 | Montevue Lane Solar, LLC | IPP Non-CHP | Fort Detrick USAG Area B , Mon | Frederick | Frederick | Maryland | 21702 | solar | Battery = 6 MW, Solar = 15.7 MW | Batteries; Solar Photovoltaic; | 21.7 | 21.7 | 6 | [8 empty] | 15.7 |  |  | EIA-860, EIA-860M and EIA-923 | 202406 | -77.45 | 39.44
-13554706.477 | 5188431.4962 | 44167 | 61553 | Klamath Falls Solar 2 CSG | 61944 | MN8 Energy LLC | IPP Non-CHP | 1845 Southside Bypass | Klamath Falls | Klamath | Oregon | 97603 | solar | Solar = 2.9 MW | Solar Photovoltaic | 2.9 | 2.9 | [9 empty] | 2.9 |  |  | EIA-860, EIA-860M and EIA-923 | 202406 | -121.764 | 42.183
-9255536.6106 | 4041457.809 | 44168 | 61554 | Comer Solar | 7140 | Georgia Power Co | Electric Utility | 4375 Highway 172 | Comer | Madison | Georgia | 30629 | solar | Solar = 2.2 MW | Solar Photovoltaic | 2 | 2.2 | [9 empty] | 2.2 |  |  | EIA-860, EIA-860M and EIA-923 | 202406 | -83.1439 | 34.0942
-7847498.2277 | 5113140.4284 | 44169 | 61555 | DG Crystal Spring CSG | 64638 | DG Crystal Spring CSG | IPP Non-CHP | 16 Crystal Spring Rd | Mattapoisett | Plymouth | Massachusetts | 2739 | solar | Solar = 4.2 MW | Solar Photovoltaic | 4.2 | 4.2 | [9 empty] | 4.2 |  |  | EIA-860, EIA-860M and EIA-923 | 202406 | -70.4953 | 41.6798
-11884691.4761 | 4140938.37 | 44170 | 61556 | Facebook 1 Solar Energy Center | 61156 | NMRD Data Center, LLC | IPP Non-CHP | 1501 Athene Drive | Los Lunas | Valencia | New Mexico | 87031 | solar | Solar = 10 MW | Solar Photovoltaic | 10 | 10 | [9 empty] | 10 |  |  | EIA-860, EIA-860M and EIA-923 | 202406 | -106.762 | 34.831
-11896157.3836 | 4174758.146 | 44171 | 61557 | Facebook 2 Solar Energy Center | 61156 | NMRD Data Center, LLC | IPP Non-CHP | 501 Lost Horizon Drive NW | Albuquerque | Bernalillo | New Mexico | 87121 | solar | Solar = 10 MW | Solar Photovoltaic | 10 | 10 | [9 empty] | 10 |  |  | EIA-860, EIA-860M and EIA-923 | 202406 | -106.865 | 35.08
-11896157.3836 | 4174078.0212 | 44172 | 61558 | Facebook 3 Solar Energy Center | 61156 | NMRD Data Center, LLC | IPP Non-CHP | 501 Lost Horizon Drive NW | Albuquerque | Bernalillo | New Mexico | 87121 | solar | Solar = 10 MW | Solar Photovoltaic | 10 | 10 | [9 empty] | 10 |  |  | EIA-860, EIA-860M and EIA-923 | 202406 | -106.865 | 35.075
-13533963.203 | 5196463.5247 | 44173 | 61559 | Woodline Solar | 61160 | Woodline Solar, LLC | IPP Non-CHP | 17017 Hwy 140 | Dairy | Klamath | Oregon | 97625 | solar | Solar = 8 MW | Solar Photovoltaic | 8 | 8 | [9 empty] | 8 |  |  | EIA-860, EIA-860M and EIA-923 | 202406 | -121.5777 | 42.2364
-13673280.659 | 5221209.8187 | 44174 | 61560 | Eagle Point Solar | 61161 | Norwest Energy 7, LLC | IPP Non-CHP | 5842 McLoughlin Dr | Central Point | Jackson | Oregon | 97502 | solar | Solar = 9.9 MW | Solar Photovoltaic | 9.9 | 9.9 | [9 empty] | 9.9 |  |  | EIA-860, EIA-860M and EIA-923 | 202406 | -122.8292 | 42.4008
-8752322.4184 | 4139924.2758 | 44175 | 61561 | Bladen Solar | 61060 | Cypress Creek Renewables | IPP Non-CHP | 1116 Braxton Edge Road | Fayetteville | Bladen | North Carolina | 28312 | solar | Solar = 50 MW | Solar Photovoltaic | 50 | 50 | [9 empty] | 50 |  |  | EIA-860, EIA-860M and EIA-923 | 202406 | -78.6235 | 34.8235
-7859001.4272 | 5102752.9658 | 44176 | 61562 | Falmouth Landfill Solar | 58871 | Citizens Enterprises Corporation | IPP Non-CHP | 458 Thomas B. Landers Rd | Falmouth | Barnstable | Massachusetts | 2536 | solar | Solar = 3 MW | Solar Photovoltaic | 3 | 3 | [9 empty] | 3 |  |  | EIA-860, EIA-860M and EIA-923 | 202406 | -70.5986 | 41.6101
-11646371.9197 | 4831025.5245 | 44177 | 61563 | Denver Metro Solar | 61163 | Denver Metro Solar LLC | IPP Non-CHP | 2950- A North Hudson Rd | Watkins | Adams | Colorado | 80137 | solar | Solar = 1.6 MW | Solar Photovoltaic | 1.6 | 1.6 | [9 empty] | 1.6 |  |  | EIA-860, EIA-860M and EIA-923 | 202406 | -104.6211 | 39.7593
-10614246.3215 | 5343594.6276 | 44178 | 61564 | Upland Prairie | 9417 | Interstate Power and Light Co | Electric Utility | 2810 11th Ave SW | Spencer | Clay | Iowa | 51301 | wind | Wind = 299.3 MW | Onshore Wind Turbine | 299.3 | 299.3 | [10 empty] | 299.3 |  | EIA-860, EIA-860M and EIA-923 | 202406 | -95.3494 | 43.2074
-10286720.2232 | 5096783.5847 | 44179 | 61565 | English Farms | 9417 | Interstate Power and Light Co | Electric Utility | 4983 190th St | Montezuma | Poweshiek | Iowa | 50171 | wind | Wind = 171.5 MW | Onshore Wind Turbine | 171.5 | 171.5 | [10 empty] | 171.5 |  | EIA-860, EIA-860M and EIA-923 | 202406 | -92.4072 | 41.57
-10464325.0161 | 4559484.893 | 44180 | 61566 | El Dorado Springs Solar Farm | 12670 | Missouri Jnt Muni.Pwr Elec. Ut. Comm. | IPP Non-CHP | 1312 Industrial Parkway East | El Dorado Springs | Cedar | Missouri | 64744 | solar | Solar = 2.5 MW | Solar Photovoltaic | 2.5 | 2.5 | [9 empty] | 2.5 |  |  | EIA-860, EIA-860M and EIA-923 | 202406 | -94.0026 | 37.8587
-8231170.2035 | 4968892.9383 | 44181 | 61567 | Woodhull Hospital | 61162 | Woodhull Hospital | Commercial Non-CHP | 760 Broadway | Brooklyn | Kings | New York | 11206 | petroleum | Petroleum = 8 MW | Petroleum Liquids | 8 | 8 | [8 empty] | 8 |  |  |  | EIA-860, EIA-860M and EIA-923 | 202406 | -73.9419 | 40.7048
-8227953.8495 | 4993666.6557 | 44182 | 61568 | The Allen Hospital | 61164 | The Allen Hospital | Commercial Non-CHP | 5141 Broadway | New York | New York | New York | 10034 | petroleum | Petroleum = 1 MW | Petroleum Liquids | 1 | 1 | [8 empty] | 1 |  |  |  | EIA-860, EIA-860M and EIA-923 | 202406 | -73.913 | 40.8733
-8235593.7061 | 4972989.5688 | 44183 | 61569 | Mount Sinai Beth Israel | 61165 | Mount Sinai Beth Israel | Commercial Non-CHP | First Avenue at 16th Street | New York | New York | New York | 10003 | petroleum | Petroleum = 3.8 MW | Petroleum Liquids | 3.6 | 3.8 | [8 empty] | 3.8 |  |  |  | EIA-860, EIA-860M and EIA-923 | 202406 | -73.9816 | 40.7327
-10393510.5692 | 5547331.8722 | 44184 | 61570 | Veseli Community Solar Garden | 61168 | Veseli Solar I LLC | IPP Non-CHP | 5216 40th Street W | Webster | Rice | Minnesota | 55088 | solar | Solar = 1 MW | Solar Photovoltaic | 1 | 1 | [9 empty] | 1 |  |  | EIA-860, EIA-860M and EIA-923 | 202406 | -93.3665 | 44.5268
-10464126.4222 | 5606645.3275 | 44185 | 61571 | New Germany Community Solar Garden | 61169 | New Germany Solar I LLC | IPP Non-CHP | 5495 Yancy Ave | New Germany | Carver | Minnesota | 55367 | solar | Solar = 1 MW | Solar Photovoltaic | 1 | 1 | [9 empty] | 1 |  |  | EIA-860, EIA-860M and EIA-923 | 202406 | -94.0008 | 44.9054
-10443439.2533 | 5601858.0875 | 44186 | 61572 | Lake Waconia Community Solar Garden | 61170 | Lake Waconia Solar LLC | IPP Non-CHP | 7190 County Rd 10N | Waconia | Carver | Minnesota | 55387 | solar | Solar = 1 MW | Solar Photovoltaic | 1 | 1 | [9 empty] | 1 |  |  | EIA-860, EIA-860M and EIA-923 | 202406 | -93.815 | 44.875
-10443439.2533 | 5601858.0875 | 44187 | 61573 | Lake Waconia IV Community Solar Garden | 61171 | Lake Waconia Solar IV LLC | IPP Non-CHP | 7190 County Rd 10N | Waconia | Carver | Minnesota | 55387 | solar | Solar = 1 MW | Solar Photovoltaic | 1 | 1 | [9 empty] | 1 |  |  | EIA-860, EIA-860M and EIA-923 | 202406 | -93.815 | 44.875
-10316014.9491 | 5515015.9851 | 44188 | 61574 | Zumbro Community Solar Garden | 61172 | Zumbro Solar LLC | IPP Non-CHP | 43004 County 6 Blvd | Zumbrota | Goodhue | Minnesota | 55992 | solar | Solar = 1 MW | Solar Photovoltaic | 1 | 1 | [9 empty] | 1 |  |  | EIA-860, EIA-860M and EIA-923 | 202406 | -92.6703 | 44.3195
-8506461.5231 | 5335065.8409 | 44189 | 61575 | Anheuser-Busch Baldwinsville | 61012 | AES Distributed Energy | IPP Non-CHP | 1299 Kingdom Road | Baldwinsville | Onondaga | New York | 13027 | solar | Solar = 2 MW | Solar Photovoltaic | 2 | 2 | [9 empty] | 2 |  |  | EIA-860, EIA-860M and EIA-923 | 202406 | -76.4148 | 43.1515
-8267008.8457 | 5068421.7047 | 44190 | 61576 | Columbia University - Johnson Farms | 61012 | AES Distributed Energy | IPP Non-CHP | 124 Johnson Road | Chester | Orange | New York | 10918 | solar | Solar = 2 MW | Solar Photovoltaic | 2 | 2 | [9 empty] | 2 |  |  | EIA-860, EIA-860M and EIA-923 | 202406 | -74.2638 | 41.3791
-8396882.6239 | 5339973.1113 | 44191 | 61577 | Time Warner Cable Enterprises - Martino | 61012 | AES Distributed Energy | IPP Non-CHP | 6607 Bartlett Road | Rome | Oneida | New York | 13440 | solar | Solar = 2 MW | Solar Photovoltaic | 2 | 2 | [9 empty] | 2 |  |  | EIA-860, EIA-860M and EIA-923 | 202406 | -75.4305 | 43.1837
-8299363.633 | 5055766.3072 | 44192 | 61578 | Columbia University - Minisink | 61012 | AES Distributed Energy | IPP Non-CHP | 234 State Line Road | Minisink | Orange | New York | 10988 | solar | Solar = 2 MW | Solar Photovoltaic | 2 | 2 | [9 empty] | 2 |  |  | EIA-860, EIA-860M and EIA-923 | 202406 | -74.5545 | 41.2937
-8446061.0146 | 5454986.4165 | 44193 | 61579 | St. Lawrence University - Sutton | 61012 | AES Distributed Energy | IPP Non-CHP | 24805 County Route 67 | Watertown | Jefferson | New York | 13601 | solar | Solar = 2 MW | Solar Photovoltaic | 2 | 2 | [9 empty] | 2 |  |  | EIA-860, EIA-860M and EIA-923 | 202406 | -75.8723 | 43.9324
-13495607.6272 | 5495292.1333 | 44194 | 61580 | Tumbleweed Solar, LLC | 59462 | Heelstone Energy Holdings, LLC | IPP Non-CHP | 9500 S Hwy 97 | Redmond | Deschutes | Oregon | 97756 | solar | Solar = 9.9 MW | Solar Photovoltaic | 9.9 | 9.9 | [9 empty] | 9.9 |  |  | EIA-860, EIA-860M and EIA-923 | 202406 | -121.2331 | 44.1926
-8519196.0276 | 4315401.9491 | 44195 | 61581 | Davis Lane Solar, LLC | 59462 | Heelstone Energy Holdings, LLC | IPP Non-CHP | 132 Davis Lane | Edenton | Perquimans | North Carolina | 27932 | solar | Solar = 5 MW | Solar Photovoltaic | 5 | 5 | [9 empty] | 5 |  |  | EIA-860, EIA-860M and EIA-923 | 202406 | -76.5292 | 36.1073
-13165602.1099 | 4173857.2616 | 44196 | 61582 | Voyager Wind II | 2770 | Terra-Gen Operating Co-Wind | IPP Non-CHP | 7021 Oak Creek Rd | Mojave | Kern | California | 93501 | wind | Wind = 128.7 MW | Onshore Wind Turbine | 128.7 | 128.7 | [10 empty] | 128.7 |  | EIA-860, EIA-860M and EIA-923 | 202406 | -118.2686 | 35.0734
-13165169.9677 | 4172142.342 | 44197 | 61583 | Voyager Wind III | 2770 | Terra-Gen Operating Co-Wind | IPP Non-CHP | 7021 Oak Creek Rd | Mojave | Kern | California | 93501 | wind | Wind = 43.2 MW | Onshore Wind Turbine | 43.2 | 43.2 | [10 empty] | 43.2 |  | EIA-860, EIA-860M and EIA-923 | 202406 | -118.2647 | 35.0608
-13163496.3905 | 4174468.6798 | 44198 | 61584 | Voyager Wind IV | 2770 | Terra-Gen Operating Co-Wind | IPP Non-CHP | 7021 Oak Creek Rd | Mojave | Kern | California | 93501 | wind | Wind = 21.6 MW | Onshore Wind Turbine | 21.6 | 21.6 | [10 empty] | 21.6 |  | EIA-860, EIA-860M and EIA-923 | 202406 | -118.2497 | 35.0779
-10338975.8186 | 5661407.8599 | 44199 | 61585 | Scandia CSG | 61187 | DG Minnesota CSG, LLC | IPP Non-CHP | 11275 Scandia Trail N. | Scandia | Washington | Minnesota | 55073 | solar | Solar = 5 MW | Solar Photovoltaic | 5 | 5 | [9 empty] | 5 |  |  | EIA-860, EIA-860M and EIA-923 | 202406 | -92.8766 | 45.2528
-10453418.489 | 5631016.8086 | 44200 | 61586 | MontSun Community Solar | 61194 | Generate Capital | IPP Non-CHP | 700 Buffalo Avenue South | Montrose | Wright | Minnesota | 55363 | solar | Solar = 5 MW | Solar Photovoltaic | 5 | 5 | [9 empty] | 5 |  |  | EIA-860, EIA-860M and EIA-923 | 202406 | -93.9047 | 45.0603
-10461831.6822 | 5631105.2201 | 44201 | 61587 | WaveSun Community Solar | 61194 | Generate Capital | IPP Non-CHP | 6100 Emerson Ave SW | Waverly | Wright | Minnesota | 55390 | solar | Solar = 5 MW | Solar Photovoltaic | 5 | 5 | [9 empty] | 5 |  |  | EIA-860, EIA-860M and EIA-923 | 202406 | -93.9802 | 45.0608
-10494088.3971 | 4727402.85 | 44202 | 61588 | Independence II Solar Farm | 58822 | MC Power Companies Inc | IPP Non-CHP | 2400 S Maywood Ave | Independence | Jackson | Missouri | 64052 | solar | Solar = 8.5 MW | Solar Photovoltaic | 8.5 | 8.5 | [9 empty] | 8.5 |  |  | EIA-860, EIA-860M and EIA-923 | 202406 | -94.27 | 39.04
-11330556.4092 | 4159263.2693 | 44203 | 61589 | UL Advanced Wind Turbine Test Facility | 61188 | West Texas A&M University | Commercial Non-CHP | 3700 E. Nance Rd | Canyon | Randall | Texas | 79015 | wind | Wind = 3.5 MW | Onshore Wind Turbine | 3.5 | 3.5 | [10 empty] | 3.5 |  | EIA-860, EIA-860M and EIA-923 | 202406 | -101.7841 | 34.966
-7919414.6262 | 5169379.6132 | 44204 | 61590 | DG Foxborough Elm CSG | 64643 | DG Foxborough Elm | IPP Non-CHP | 65 Elm Street | Foxborough | Norfolk | Massachusetts | 2035 | solar | Solar = 2 MW | Solar Photovoltaic | 2 | 2 | [9 empty] | 2 |  |  | EIA-860, EIA-860M and EIA-923 | 202406 | -71.1413 | 42.0561
-7918758.0638 | 5169922.6654 | 44205 | 61591 | Town of Foxborough - Landfill (SREC II) CSG | 61190 | Town of Foxborough - Landfill (SREC II) | IPP Non-CHP | 60 E Belcher Rd | Foxborough | Norfolk | Massachusetts | 2035 | solar | Solar = 1.2 MW | Solar Photovoltaic | 1.2 | 1.2 | [9 empty] | 1.2 |  |  | EIA-860, EIA-860M and EIA-923 | 202406 | -71.1354 | 42.0597
-13167599.4042 | 3997024.545 | 44206 | 61593 | Westmont 301 | 60281 | Altus Power America Management, LLC | Commercial Non-CHP | 301 Westmont Dr. | San Pedro | Los Angeles | California | 90731 | solar | Solar = 1.8 MW | Solar Photovoltaic | 1.8 | 1.8 | [9 empty] | 1.8 |  |  | EIA-860, EIA-860M and EIA-923 | 202406 | -118.2866 | 33.763
-13167783.7493 | 3996945.4085 | 44207 | 61594 | Westmont 401 | 60281 | Altus Power America Management, LLC | Commercial Non-CHP | 401 Westmont Dr. | San Pedro | Los Angeles | California | 90731 | solar | Solar = 2 MW | Solar Photovoltaic | 2.9 | 2 | [9 empty] | 2 |  |  | EIA-860, EIA-860M and EIA-923 | 202406 | -118.2882 | 33.7624
-10071185.6516 | 5738271.09 | 44208 | 61595 | Flambeau Solar Partners | 61202 | Flambeau Solar Partners, LLC | IPP Non-CHP | N10070 County Road | Phillips | Price | Wisconsin | 54555 | solar | Solar = 2.5 MW | Solar Photovoltaic | 2.5 | 2.5 | [9 empty] | 2.5 |  |  | EIA-860, EIA-860M and EIA-923 | 202406 | -90.471 | 45.7368
-8081484.5615 | 5174918.7889 | 44209 | 61596 | Citizens Agawam Landfill Solar | 58871 | Citizens Enterprises Corporation | IPP Non-CHP | 15 Agawam Ave | Agawam | Hampden | Massachusetts | 1089 | solar | Solar = 1.8 MW | Solar Photovoltaic | 1.8 | 1.8 | [9 empty] | 1.8 |  |  | EIA-860, EIA-860M and EIA-923 | 202406 | -72.5972 | 42.093
-7920440.1014 | 5154926.9451 | 44210 | 61597 | Norton Landfill Solar | 58871 | Citizens Enterprises Corporation | IPP Non-CHP | 0 Hill Street | Norton | Bristol | Massachusetts | 2766 | solar | Solar = 1.5 MW | Solar Photovoltaic | 1.5 | 1.5 | [9 empty] | 1.5 |  |  | EIA-860, EIA-860M and EIA-923 | 202406 | -71.1505 | 41.9596
-7953386.2178 | 5261837.8554 | 44211 | 61598 | Tyngsborough Solar | 58871 | Citizens Enterprises Corporation | IPP Non-CHP | 500 Dunstable Road | Tyngsborough | Middlesex | Massachusetts | 1879 | solar | Solar = 2.6 MW | Solar Photovoltaic | 2.6 | 2.6 | [9 empty] | 2.6 |  |  | EIA-860, EIA-860M and EIA-923 | 202406 | -71.4465 | 42.6697
-8300847.9671 | 4924713.9202 | 44212 | 61599 | New Road Solar, LLC | 56990 | NJR Clean Energy Ventures Corporation | IPP Non-CHP | 147 East New Road | S Brunswick | Monmouth | New Jersey | 8852 | solar | Solar = 10 MW | Solar Photovoltaic | 10 | 10 | [9 empty] | 10 |  |  | EIA-860, EIA-860M and EIA-923 | 202406 | -74.5678 | 40.4032
-8264734.8111 | 4930728.8983 | 44213 | 61600 | Old Bridge Solar Farm | 56990 | NJR Clean Energy Ventures Corporation | IPP Non-CHP | 27 Industrial Drive | Old Bridge | Monmouth | New Jersey | 8859 | solar | Solar = 8.8 MW | Solar Photovoltaic | 8.8 | 8.8 | [9 empty] | 8.8 |  |  | EIA-860, EIA-860M and EIA-923 | 202406 | -74.2434 | 40.4444
-8333714.7128 | 4932117.4253 | 44214 | 61601 | Raritan Solar - 53 Highway | 56990 | NJR Clean Energy Ventures Corporation | IPP Non-CHP | 53 Highway 202/31 South | Raritan Township | Hunterdon | New Jersey | 8551 | solar | Solar = 8.4 MW | Solar Photovoltaic | 8.4 | 8.4 | [9 empty] | 8.4 |  |  | EIA-860, EIA-860M and EIA-923 | 202406 | -74.863 | 40.4539
-8076343.8274 | 5191574.9352 | 44215 | 61602 | CED Chicopee Solar | 56769 | Consolidated Edison Development Inc. | IPP Non-CHP | 0 Goodwin Street | Chicopee | Hampden | Massachusetts | 1022 | solar | Solar = 3 MW | Solar Photovoltaic | 3 | 3 | [9 empty] | 3 |  |  | EIA-860, EIA-860M and EIA-923 | 202406 | -72.551 | 42.2039
-8074280.966 | 5219776.6118 | 44216 | 61603 | UMASS | 56769 | Consolidated Edison Development Inc. | IPP Non-CHP | 360 Campus Way | Amherst | Hampshire | Massachusetts | 1003 | solar | Solar = 4 MW | Solar Photovoltaic | 4 | 4 | [9 empty] | 4 |  |  | EIA-860, EIA-860M and EIA-923 | 202406 | -72.5325 | 42.3913
-8426358.1326 | 5359629.4638 | 44217 | 61604 | Camden CSD Solar Array | 60571 | AEP Onsite Partners, LLC | IPP Non-CHP | 2906 NY Route 69 | Camden | Oneida | New York | 13316 | solar | Solar = 1.8 MW | Solar Photovoltaic | 1.8 | 1.8 | [9 empty] | 1.8 |  |  | EIA-860, EIA-860M and EIA-923 | 202406 | -75.6953 | 43.3123
-11824356.3121 | 4547971.1126 | 44218 | 61605 | San Luis Valley Solar Array | 60571 | AEP Onsite Partners, LLC | IPP Non-CHP | 43001 County Road C | Center | Saguache | Colorado | 81125 | solar | Solar = 2.7 MW | Solar Photovoltaic | 2.7 | 2.7 | [9 empty] | 2.7 |  |  | EIA-860, EIA-860M and EIA-923 | 202406 | -106.22 | 37.777
-11406462.9436 | 4492767.4548 | 44219 | 61606 | Vilas Solar Array | 60571 | AEP Onsite Partners, LLC | IPP Non-CHP | County Road DD | Springfield | Baca | Colorado | 81073 | solar | Solar = 4 MW | Solar Photovoltaic | 4 | 4 | [9 empty] | 4 |  |  | EIA-860, EIA-860M and EIA-923 | 202406 | -102.466 | 37.384
-13435260.6633 | 4207453.3471 | 44220 | 61607 | Stenner Creek Solar | 61210 | Stenner Creek Solar LLC | Commercial Non-CHP | Highway 1 | San Luis Obispo | San Luis Obispo | California | 93407 | solar | Solar = 4.5 MW | Solar Photovoltaic | 4.5 | 4.5 | [9 empty] | 4.5 |  |  | EIA-860, EIA-860M and EIA-923 | 202406 | -120.691 | 35.32
-8597872.1909 | 4737870.8026 | 44221 | 61608 | Montgomery County Solar | 61211 | Montgomery County Solar | Commercial Non-CHP | 100 Edison Park Dr. | Gaithersburg | Montgomery | Maryland | 20878 | solar | Solar = 1.9 MW | Solar Photovoltaic | 1.9 | 1.9 | [9 empty] | 1.9 |  |  | EIA-860, EIA-860M and EIA-923 | 202406 | -77.236 | 39.113
-10553309.253 | 5117843.1377 | 44222 | 61609 | Heartland Divide Wind Project, LLC | 61214 | Heartland Divide Wind Project, LLC | IPP Non-CHP | 2040 Pheasant Ave | Melville | Audubon | Iowa | 50025 | wind | Wind = 103.5 MW | Onshore Wind Turbine | 103.5 | 103.5 | [10 empty] | 103.5 |  | EIA-860, EIA-860M and EIA-923 | 202406 | -94.802 | 41.7114
-8960940.7101 | 4203702.1137 | 44223 | 61610 | NC 102 Project LLC | 61209 | NC 102 Project LLC | IPP Non-CHP | 9375 US Hwy 601 S | Midland | Cabarrus | North Carolina | 28025 | solar | Solar = 74.8 MW | Solar Photovoltaic | 74.8 | 74.8 | [9 empty] | 74.8 |  |  | EIA-860, EIA-860M and EIA-923 | 202406 | -80.4975 | 35.2925
-12798890.1038 | 4280184.669 | 44224 | 61611 | Techren Solar I LLC | 61532 | Techren Solar I LLC | IPP Non-CHP | 15103 Highway US 95 South | Boulder | Clark | Nevada | 89005 | solar | Solar = 100 MW | Solar Photovoltaic | 100 | 100 | [9 empty] | 100 |  |  | EIA-860, EIA-860M and EIA-923 | 202406 | -114.9744 | 35.8513
-7973211.8852 | 5085147.5056 | 44225 | 61612 | WED Kingstown Solar I, LLC - West | 65164 | CleanCapital Holdings | IPP Non-CHP | 421 Kingstown Road | Richmond | Washington | Rhode Island | 2892 | solar | Solar = 1.5 MW | Solar Photovoltaic | 1.5 | 1.5 | [9 empty] | 1.5 |  |  | EIA-860, EIA-860M and EIA-923 | 202406 | -71.6246 | 41.4918
-7980100.3353 | 5089161.0692 | 44226 | 61613 | WED Stilson Solar | 65164 | CleanCapital Holdings | IPP Non-CHP | 56 Stilson Road | Richmond | Washington | Rhode Island | 2898 | solar | Solar = 2 MW | Solar Photovoltaic | 2 | 2 | [9 empty] | 2 |  |  | EIA-860, EIA-860M and EIA-923 | 202406 | -71.6865 | 41.5188
-10934676.6927 | 4150041.9491 | 44227 | 61614 | Cyril | 20447 | Western Farmers Elec Coop, Inc | Electric Utility | 23067 ST HWY 19 | Cyril | Caddo | Oklahoma | 73029 | solar | Solar = 5 MW | Solar Photovoltaic | 5 | 5 | [9 empty] | 5 |  |  | EIA-860, EIA-860M and EIA-923 | 202406 | -98.2279 | 34.8981
-10952241.6839 | 4231307.7656 | 44228 | 61615 | Hinton | 20447 | Western Farmers Elec Coop, Inc | Electric Utility | 6085 CS 2585 | Hinton | Caddo | Oklahoma | 73047 | solar | Solar = 3 MW | Solar Photovoltaic | 3 | 3 | [9 empty] | 3 |  |  | EIA-860, EIA-860M and EIA-923 | 202406 | -98.3857 | 35.4947
-10810080.7942 | 4021175.4403 | 44229 | 61616 | Marietta | 20447 | Western Farmers Elec Coop, Inc | Electric Utility | 8793 Ward Ranch Rd | Marietta | Love | Oklahoma | 73448 | solar | Solar = 3 MW | Solar Photovoltaic | 3 | 3 | [9 empty] | 3 |  |  | EIA-860, EIA-860M and EIA-923 | 202406 | -97.1086 | 33.9432
-10958815.7677 | 4165701.8919 | 44230 | 61617 | Pine Ridge | 20447 | Western Farmers Elec Coop, Inc | Electric Utility | 38017 CS 2550 | Apache | Caddo | Oklahoma | 73006 | solar | Solar = 3 MW | Solar Photovoltaic | 3 | 3 | [9 empty] | 3 |  |  | EIA-860, EIA-860M and EIA-923 | 202406 | -98.4447 | 35.0134
-10892225.6728 | 4200164.3002 | 44231 | 61618 | Tuttle | 20447 | Western Farmers Elec Coop, Inc | Electric Utility | 865 C.S. 2890 | Tuttle | Grady | Oklahoma | 73089 | solar | Solar = 4 MW | Solar Photovoltaic | 4 | 4 | [9 empty] | 4 |  |  | EIA-860, EIA-860M and EIA-923 | 202406 | -97.8465 | 35.2666
-13577707.3101 | 4625116.1739 | 44232 | 61619 | CDCR (CA) - Solano State Prison | 61224 | SunE Solano SP Owner, LLC | IPP Non-CHP | 2100 Peabody Road | Vacaville | Solano | California | 95687 | solar | Solar = 1.1 MW | Solar Photovoltaic | 1.1 | 1.1 | [9 empty] | 1.1 |  |  | EIA-860, EIA-860M and EIA-923 | 202406 | -121.9706 | 38.3227
-13309086.6997 | 4309571.7159 | 44233 | 61620 | CDCR (CA) - Corcoran State Prison | 61225 | SunE Corcoran SP Owner, LLC | IPP Non-CHP | CDCR (CA) - Corcoran State Pri | Corcoran | Kings | California | 93212 | solar | Solar = 5 MW | Solar Photovoltaic | 5 | 5 | [9 empty] | 5 |  |  | EIA-860, EIA-860M and EIA-923 | 202406 | -119.5576 | 36.065
-13291954.6301 | 4245793.2216 | 44234 | 61621 | CDCR (CA) - Wasco State Prison | 61226 | SunE Wasco SP Owner, LLC | IPP Non-CHP | 701 Scofield Avenue | Wasco | Kern | California | 93280 | solar | Solar = 1.5 MW | Solar Photovoltaic | 1.5 | 1.5 | [9 empty] | 1.5 |  |  | EIA-860, EIA-860M and EIA-923 | 202406 | -119.4037 | 35.6005
-7972603.3015 | 5085222.2588 | 44235 | 61622 | WED Kingstown Solar I - East Array | 65164 | CleanCapital Holdings | IPP Non-CHP | 421 Kingstown Road | Washington | Washington | Rhode Island | 2892 | solar | Solar = 3 MW | Solar Photovoltaic | 3 | 3 | [9 empty] | 3 |  |  | EIA-860, EIA-860M and EIA-923 | 202406 | -71.6191 | 41.4923
-10756624.2842 | 3977553.859 | 44236 | 61625 | West Moore Solar II | 61060 | Cypress Creek Renewables | IPP Non-CHP | 1917 W. Moore Street | Sherman | Grayson | Texas | 75092 | solar | Solar = 5 MW | Solar Photovoltaic | 5 | 5 | [9 empty] | 5 |  |  | EIA-860, EIA-860M and EIA-923 | 202406 | -96.6284 | 33.6175
-10374678.9849 | 5533732.5703 | 44237 | 61626 | Dundas Solar Holdings LLC CSG | 60281 | Altus Power America Management, LLC | IPP Non-CHP | 10150 Dundas Blvd. | Northfield | Rice | Minnesota | 55057 | solar | Solar = 5 MW | Solar Photovoltaic | 5 | 5 | [9 empty] | 5 |  |  | EIA-860, EIA-860M and EIA-923 | 202406 | -93.1973 | 44.4396
-10416294.886 | 5495995.1644 | 44238 | 61627 | Waterville CSG Solar Holdings LLC | 60281 | Altus Power America Management, LLC | IPP Non-CHP | 51380 147th Ave. | Waterville | Le Sueur | Minnesota | 56096 | solar | Solar = 5 MW | Solar Photovoltaic | 5 | 5 | [9 empty] | 5 |  |  | EIA-860, EIA-860M and EIA-923 | 202406 | -93.5712 | 44.1971
-13050446.6608 | 3886830.283 | 44239 | 61628 | Kilroy Solar | 61227 | Nautilus Solar Solutions | IPP Non-CHP | 3661 Valley Centre Dr | San Diego | San Diego | California | 92130 | solar | Solar = 1.1 MW | Solar Photovoltaic | 1.1 | 1.1 | [9 empty] | 1.1 |  |  | EIA-860, EIA-860M and EIA-923 | 202406 | -117.2342 | 32.9361
-8038412.8242 | 5201888.8354 | 44240 | 61629 | West Brookfield Solar - Gilbertsville Rd (CSG) | 61227 | Nautilus Solar Solutions | IPP Non-CHP | 50 Gilbertsville Road | West Brookfield | Worcester | Massachusetts | 1082 | solar | Solar = 4 MW | Solar Photovoltaic | 4 | 4 | [9 empty] | 4 |  |  | EIA-860, EIA-860M and EIA-923 | 202406 | -72.2103 | 42.2725
-8290614.8116 | 4985070.4666 | 44241 | 61630 | William G Mennen Sports Solar | 58753 | Sunlight General Morris Solar LLC | IPP Non-CHP | 161 East Hanover Ave | Morristown | Morris | New Jersey | 7960 | solar | Solar = 1.3 MW | Solar Photovoltaic | 1.3 | 1.3 | [9 empty] | 1.3 |  |  | EIA-860, EIA-860M and EIA-923 | 202406 | -74.4759 | 40.8149
-13565532.0748 | 5252907.7383 | 44242 | 61631 | Chiloquin Solar, LLC | 59462 | Heelstone Energy Holdings, LLC | IPP Non-CHP | 42433 Cattle Drive | Chiloquin | Klamath | Oregon | 97624 | solar | Solar = 9.9 MW | Solar Photovoltaic | 9.9 | 9.9 | [9 empty] | 9.9 |  |  | EIA-860, EIA-860M and EIA-923 | 202406 | -121.8612 | 42.6107
-7980056.6981 | 5196634.931 | 44243 | 61633 | DG Tufts Science LLC CSG | 64665 | DG Tufts Science, LLC | IPP Non-CHP | 19 yorkshire lane | North Grafton | Worcester | Massachusetts | 1536 | solar | Solar = 1 MW | Solar Photovoltaic | 1 | 1 | [9 empty] | 1 |  |  | EIA-860, EIA-860M and EIA-923 | 202406 | -71.6861 | 42.2376
-7919806.8048 | 5131289.9844 | 44244 | 61634 | DG Dighton LLC CSG | 64630 | DG Dighton, LLC | IPP Non-CHP | 2729 ELM STREET | Dighton | Bristol | Massachusetts | 2715 | solar | Solar = 3.1 MW | Solar Photovoltaic | 3.1 | 3.1 | [9 empty] | 3.1 |  |  | EIA-860, EIA-860M and EIA-923 | 202406 | -71.1448 | 41.8015
-7978527.0569 | 5197487.0471 | 44245 | 61635 | DG Tufts Knoll LLC CSG | 64664 | DG Tufts Knoll, LLC | IPP Non-CHP | 200 Westboro Rd | North Grafton | Worcester | Massachusetts | 1536 | solar | Solar = 2 MW | Solar Photovoltaic | 2 | 2 | [9 empty] | 2 |  |  | EIA-860, EIA-860M and EIA-923 | 202406 | -71.6723 | 42.2433
-7960852.6387 | 5223181.2097 | 44246 | 61636 | DG Webster LLC CSG | 64666 | DG Webster, LLC | IPP Non-CHP | 23 cudworth rd | Webster | Worcester | Massachusetts | 1536 | solar | Solar = 1.3 MW | Solar Photovoltaic | 1.3 | 1.3 | [9 empty] | 1.3 |  |  | EIA-860, EIA-860M and EIA-923 | 202406 | -71.5136 | 42.4139
-9185856.9545 | 4876605.1425 | 44247 | 61637 | Denison Solar Array | 60571 | AEP Onsite Partners, LLC | IPP Non-CHP | 1205 North St. | Granville | Licking | Ohio | 43023 | solar | Solar = 1.9 MW | Solar Photovoltaic | 1.9 | 1.9 | [9 empty] | 1.9 |  |  | EIA-860, EIA-860M and EIA-923 | 202406 | -82.518 | 40.0733
-10334846.5334 | 5377592.2495 | 44248 | 61638 | Turtle Creek Wind Farm LLC | 61330 | Turtle Creek Wind Farm LLC | IPP Non-CHP | 1901 440th St. | St. Ansgar | Mitchell | Iowa | 50461 | wind | Wind = 199.2 MW | Onshore Wind Turbine | 199.2 | 199.2 | [10 empty] | 199.2 |  | EIA-860, EIA-860M and EIA-923 | 202406 | -92.8395 | 43.4296
-7373253.0405 | 2085500.3993 | 44249 | 61639 | Holsum de Puerto Rico, Inc. | 61250 | Holsum de Puerto Rico, Inc. | Industrial Non-CHP | Road #2 km 20.1 Bo. Candelaria | San Juan | Toa Baja | Puerto Rico | 951 | petroleum | Petroleum = 4 MW | Petroleum Liquids | 4 | 4 | [8 empty] | 4 |  |  |  | EIA-860, EIA-860M and EIA-923 | 202406 | -66.2351 | 18.4092
-8110698.0242 | 5194203.8062 | 44250 | 61640 | Texon Hydroelectric Project | 61253 | Hitchcock Hydro, LLC | IPP Non-CHP | 1190 Huntington Rd. | Russell | Hampden | Massachusetts | 1071 | hydroelectric | Hydroelectric = 1.5 MW | Conventional Hydroelectric | 1.5 | 1.5 |  |  |  |  | 1.5 | [7 empty] | EIA-860, EIA-860M and EIA-923 | 202406 | -72.8596 | 42.2214
-8547858.5701 | 5299088.3646 | 44251 | 61641 | Seneca Falls Hydroelectric Project | 61252 | C-S Canal Hydro, LLC | IPP Non-CHP | Johnston St. | Seneca Falls | Seneca | New York | 13148 | hydroelectric | Hydroelectric = 5.1 MW | Conventional Hydroelectric | 5.1 | 5.1 |  |  |  |  | 5.1 | [7 empty] | EIA-860, EIA-860M and EIA-923 | 202406 | -76.7867 | 42.9153
-8556275.4368 | 5297054.0545 | 44252 | 61642 | Waterloo Hydroelectric Project | 61252 | C-S Canal Hydro, LLC | IPP Non-CHP | 43 Washington St. | Waterloo | Seneca | New York | 13165 | hydroelectric | Hydroelectric = 1.5 MW | Conventional Hydroelectric | 1.5 | 1.5 |  |  |  |  | 1.5 | [7 empty] | EIA-860, EIA-860M and EIA-923 | 202406 | -76.8623 | 42.9019
-10821333.4136 | 3923859.0819 | 44253 | 61643 | Denton Energy Center | 5063 | City of Denton - (TX) | Electric Utility | 8161 Jim Christal Road | Denton | Denton | Texas | 76207 | natural gas | Natural Gas = 225.6 MW | Natural Gas Internal Combustion Engine | 225.6 | 225.6 | [6 empty] | 225.6 | [5 empty] | EIA-860, EIA-860M and EIA-923 | 202406 | -97.2097 | 33.2149
-10516978.8013 | 4977728.127 | 44254 | 61644 | August Wind Farm | 61254 | August Wind Energy, LLC | IPP Non-CHP | 3384 190th St | Clearfield | Taylor | Iowa | 50840 | wind | Wind = 1.8 MW | Onshore Wind Turbine | 1.8 | 1.8 | [10 empty] | 1.8 |  | EIA-860, EIA-860M and EIA-923 | 202406 | -94.4756 | 40.7649
-10406795.1033 | 5453840.1503 | 44255 | 61645 | Altair Community Solar Garden | 62759 | National Grid Renewables | IPP Non-CHP | 25296 State Hwy 13 | New Richmond | Waseca | Minnesota | 56072 | solar | Solar = 1 MW | Solar Photovoltaic | 1 | 1 | [9 empty] | 1 |  |  | EIA-860, EIA-860M and EIA-923 | 202406 | -93.4858 | 43.925
-10167015.5918 | 3563475.9515 | 44256 | 61646 | LA3 West Baton Rouge Solar Facility | 61677 | Sol Systems | IPP Non-CHP | TBD | West Baton Rouge | West Baton Rouge | Louisiana | 70767 | solar | Solar = 50 MW | Solar Photovoltaic | 50 | 50 | [9 empty] | 50 |  |  | EIA-860, EIA-860M and EIA-923 | 202406 | -91.3319 | 30.4651
-10021422.8335 | 3505016.4484 | 44257 | 61647 | ENO Paterson Solar | 13478 | Entergy New Orleans, LLC | Electric Utility | 4201 Jourdan Rd. | New Orleans | Orleans | Louisiana | 70126 | solar | Solar = 1.1 MW | Solar Photovoltaic | 1.1 | 1.1 | [9 empty] | 1.1 |  |  | EIA-860, EIA-860M and EIA-923 | 202406 | -90.024 | 30.0114
-9308133.6228 | 3853067.5547 | 44258 | 61648 | Robins Air Force Base Solar | 7140 | Georgia Power Co | Electric Utility | 9431 McArrell Drive | Macon | Bibb | Georgia | 31216 | solar | Solar = 128 MW | Solar Photovoltaic | 128 | 128 | [9 empty] | 128 |  |  | EIA-860, EIA-860M and EIA-923 | 202406 | -83.6164 | 32.6812
-10725940.1797 | 5534612.8931 | 44259 | 61650 | Blazing Star 2 Wind Farm | 13781 | Northern States Power Co - Minnesota | Electric Utility | County Road 102 | Hendricks | Lincoln | Minnesota | 56136 | wind | Wind = 200 MW | Onshore Wind Turbine | 200 | 200 | [10 empty] | 200 |  | EIA-860, EIA-860M and EIA-923 | 202406 | -96.3528 | 44.4453
-10543896.4108 | 5684515.2159 | 44260 | 61651 | Capricornus Community Solar Garden | 62759 | National Grid Renewables | IPP Non-CHP | 18978 293rd Ave | Paynsville | Stearns | Minnesota | 56632 | solar | Solar = 1 MW | Solar Photovoltaic | 1 | 1 | [9 empty] | 1 |  |  | EIA-860, EIA-860M and EIA-923 | 202406 | -94.7174 | 45.3987
-9950392.8721 | 5603828.0171 | 44261 | 61652 | Fiber Recovery, Inc. | 61266 | Fiber Recovery, Inc | IPP CHP | 172900 STATE Highway 29 | Ringle | Marathon | Wisconsin | 54471 | biomass | Biomass = 2.4 MW | Landfill Gas | 2.4 | 2.4 |  | 2.4 | [10 empty] | EIA-860, EIA-860M and EIA-923 | 202406 | -89.3859 | 44.8875
-9131048.9146 | 3214119.8752 | 44262 | 61653 | Alafia Solar | 18454 | Tampa Electric Co | Electric Utility | 4500 Bethlehem Road | Mulberry | Polk | Florida | 33860 | solar | Solar = 60 MW | Solar Photovoltaic | 60 | 60 | [9 empty] | 60 |  |  | EIA-860, EIA-860M and EIA-923 | 202406 | -82.0256 | 27.7232
-9154317.1372 | 3219106.1096 | 44263 | 61654 | Balm Solar | 18454 | Tampa Electric Co | Electric Utility | 14350 County Road 672 | Wimauma | Hillsborough | Florida | 33598 | solar | Solar = 74.4 MW | Solar Photovoltaic | 74.4 | 74.4 | [9 empty] | 74.4 |  |  | EIA-860, EIA-860M and EIA-923 | 202406 | -82.2346 | 27.7628
-9126770.016 | 3235122.4474 | 44264 | 61655 | Bonnie Mine Solar | 18454 | Tampa Electric Co | Electric Utility | 2200 Bonnie Mine Rd | Bartow | Polk | Florida | 33830 | solar | Solar = 37.5 MW | Solar Photovoltaic | 37.5 | 37.5 | [9 empty] | 37.5 |  |  | EIA-860, EIA-860M and EIA-923 | 202406 | -81.9872 | 27.8901
-9146527.6671 | 3208849.3408 | 44265 | 61656 | Grange Hall Solar | 18454 | Tampa Electric Co | Electric Utility | 20290 Stanaland Rd | Wimauma | Hillsborough | Florida | 33598 | solar | Solar = 61.1 MW | Solar Photovoltaic | 61.1 | 61.1 | [9 empty] | 61.1 |  |  | EIA-860, EIA-860M and EIA-923 | 202406 | -82.1647 | 27.6813
-9131970.7513 | 3213609.5686 | 44266 | 61657 | Lake Hancock Solar | 18454 | Tampa Electric Co | Electric Utility | 4545 Highway 98 S | Bartow | Polk | Florida | 33830 | solar | Solar = 49.5 MW | Solar Photovoltaic | 49.5 | 49.5 | [9 empty] | 49.5 |  |  | EIA-860, EIA-860M and EIA-923 | 202406 | -82.0339 | 27.7191
-8814350.084 | 4226899.0474 | 44267 | 61658 | Cougar Solar, LLC | 61269 | Cougar Solar, LLC | IPP Non-CHP | 1751 W. Garden St. | Sanford | Lee | North Carolina | 27331 | solar | Solar = 1.9 MW | Solar Photovoltaic | 1.9 | 1.9 | [9 empty] | 1.9 |  |  | EIA-860, EIA-860M and EIA-923 | 202406 | -79.1807 | 35.4624
-7341331.3973 | 2066186.0816 | 44268 | 61659 | Janssen Ortho LLC | 61268 | Janssen Ortho LLC | Industrial Non-CHP | PR-933, Km. 0.1 | Gurabo | Gurabo | Puerto Rico | 777 | petroleum | Petroleum = 16.5 MW,Solar = 2.2 MW | Petroleum Liquids; Solar Photovoltaic; | 18.7 | 18.7 | [8 empty] | 16.5 | 2.2 |  |  | EIA-860, EIA-860M and EIA-923 | 202406 | -65.9483 | 18.2445
-9418726.1973 | 4885039.8034 | 44269 | 61660 | Whirlpool Corp-Greenville Wind Farm | 61278 | OEE XXVI LLC | IPP Non-CHP | 1701 Kitchen Aid Way | Greenville | Darke | Ohio | 45331 | wind | Wind = 4.5 MW | Onshore Wind Turbine | 4.5 | 4.5 | [10 empty] | 4.5 |  | EIA-860, EIA-860M and EIA-923 | 202406 | -84.6099 | 40.1313
-13052639.0982 | 3922409.9015 | 44270 | 61661 | Vista Energy Storage System | 61277 | Vista Energy Storage, LLC | IPP Non-CHP | 552 Olive Ave | Vista | San Diego | California | 90283 | batteries | Battery = 40 MW | Batteries | 40 | 40 | 40 | [11 empty] | EIA-860, EIA-860M and EIA-923 | 202406 | -117.2539 | 33.204
-11771794.0315 | 3976594.9031 | 44271 | 61662 | Carrizozo Solar | 60520 | SoCore Energy LLC | IPP Non-CHP | 125 Snell Rd | Carrizozo | Lincoln | New Mexico | 88301 | solar | Solar = 3 MW | Solar Photovoltaic | 3 | 3 | [9 empty] | 3 |  |  | EIA-860, EIA-860M and EIA-923 | 202406 | -105.7478 | 33.6103
-9146527.6671 | 3217902.4954 | 44272 | 61663 | Lithia Solar | 18454 | Tampa Electric Co | Electric Utility | 17649 Bledsoe Loop | Lithia | Hillsborough | Florida | 33547 | solar | Solar = 74.5 MW | Solar Photovoltaic | 74.5 | 74.5 | [9 empty] | 74.5 |  |  | EIA-860, EIA-860M and EIA-923 | 202406 | -82.1647 | 27.7533
-9152736.4004 | 3299244.5195 | 44273 | 61664 | Mountain View Solar (FL) | 18454 | Tampa Electric Co | Electric Utility | 36100 Frazee Hill Road | Dade City | Pasco | Florida | 33523 | solar | Solar = 54.6 MW | Solar Photovoltaic | 54.6 | 54.6 | [9 empty] | 54.6 |  |  | EIA-860, EIA-860M and EIA-923 | 202406 | -82.2204 | 28.398
-9124215.4563 | 3206750.8185 | 44274 | 61665 | Payne Creek Solar | 18454 | Tampa Electric Co | Electric Utility | 5473 Fort Green Road | Bowling Green | Polk | Florida | 33834 | solar | Solar = 70.3 MW | Solar Photovoltaic | 70.3 | 70.3 | [9 empty] | 70.3 |  |  | EIA-860, EIA-860M and EIA-923 | 202406 | -81.9642 | 27.6646
-9107059.8983 | 3238048.05 | 44275 | 61666 | Peace Creek Solar | 18454 | Tampa Electric Co | Electric Utility | 3300 East Hwy 60 | Bartow | Polk | Florida | 33830 | solar | Solar = 55.4 MW | Solar Photovoltaic | 55.4 | 55.4 | [9 empty] | 55.4 |  |  | EIA-860, EIA-860M and EIA-923 | 202406 | -81.8101 | 27.9133
-9157531.4875 | 3215027.4831 | 44276 | 61667 | Wimauma Solar | 18454 | Tampa Electric Co | Electric Utility | 16101 Balm Wimauma Road | Wimauma | Hillsborough | Florida | 33598 | solar | Solar = 74.8 MW | Solar Photovoltaic | 74.8 | 74.8 | [9 empty] | 74.8 |  |  | EIA-860, EIA-860M and EIA-923 | 202406 | -82.2635 | 27.7304
-10841516.5278 | 5112717.7388 | 44277 | 61668 | Creston Ridge II, LLC | 61280 | Creston Ridge II, LLC | IPP Non-CHP | 45248 205th Ave | Creston | Platte | Nebraska | 68631 | wind | Wind = 6.9 MW | Onshore Wind Turbine | 6.9 | 6.9 | [10 empty] | 6.9 |  | EIA-860, EIA-860M and EIA-923 | 202406 | -97.391 | 41.677
-10331840.2393 | 5666845.9733 | 44278 | 61669 | Scandia Community Solar Garden | 61284 | Scandia CSG LLC | IPP Non-CHP | 23359 Oldfield Ave A | Scandia | Washington | Minnesota | 55073 | solar | Solar = 2.5 MW | Solar Photovoltaic | 2.5 | 2.5 | [9 empty] | 2.5 |  |  | EIA-860, EIA-860M and EIA-923 | 202406 | -92.8125 | 45.2872
-10381338.6735 | 5486954.8989 | 44279 | 61670 | RJC II Community Solar Garden | 61285 | RJC II CSG LLC | IPP Non-CHP | 2501 NW 46th St | Owatonna | Steele | Minnesota | 55060 | solar | Solar = 1 MW | Solar Photovoltaic | 1 | 1 | [9 empty] | 1 |  |  | EIA-860, EIA-860M and EIA-923 | 202406 | -93.2572 | 44.1389
-10307734.2262 | 5526371.4997 | 44280 | 61671 | Betcher Community Solar Garden | 61256 | Betcher CSG LLC | IPP Non-CHP | 38369 215th Avenue | Goodhue | Goodhue | Minnesota | 55027 | solar | Solar = 1 MW | Solar Photovoltaic | 1 | 1 | [9 empty] | 1 |  |  | EIA-860, EIA-860M and EIA-923 | 202406 | -92.596 | 44.3924
-10468948.6712 | 5690760.726 | 44281 | 61672 | Sherburne Community Solar | 60571 | AEP Onsite Partners, LLC | IPP Non-CHP | 9038 58th Ave, SE | Clear Lake | Sherburne | Minnesota | 55319 | solar | Solar = 5 MW | Solar Photovoltaic | 5 | 5 | [9 empty] | 5 |  |  | EIA-860, EIA-860M and EIA-923 | 202406 | -94.0442 | 45.4381
-8821254.898 | 5223335.1572 | 44282 | 61673 | Arkwright Summit Wind Farm LLC | 58261 | Arkwright Summit Wind Farm LLC | IPP Non-CHP | 9574 Center Road | Fredonia | Chautauqua | New York | 14063 | wind | Wind = 78.4 MW | Onshore Wind Turbine | 78.4 | 78.4 | [10 empty] | 78.4 |  | EIA-860, EIA-860M and EIA-923 | 202406 | -79.2427 | 42.4149
-11461666.2791 | 3965812.3419 | 44283 | 61674 | Wildcat Ranch Wind Project | 61291 | Wildcat Ranch Wind Project, LLC | IPP Non-CHP | 2176 County Road 97 | Morton | Cochran | Texas | 79346 | wind | Wind = 150 MW | Onshore Wind Turbine | 150 | 150 | [10 empty] | 150 |  | EIA-860, EIA-860M and EIA-923 | 202406 | -102.9619 | 33.5296
-8757918.7832 | 4269785.7144 | 44284 | 61675 | NCSU CCUP Cogeneration Plant | 61292 | NC State University, Energy Systems | Commercial CHP | 830 Main Campus Drive | Raleigh | Wake | North Carolina | 27695 | natural gas | Natural Gas = 6.3 MW | Natural Gas Fired Combustion Turbine; Natural Gas Steam Turbine; | 6.6 | 6.3 | [6 empty] | 6.3 | [5 empty] | EIA-860, EIA-860M and EIA-923 | 202406 | -78.6737 | 35.7756
-8758027.9876 | 4270944.3691 | 44285 | 61676 | NCSU Cates Cogeneration Plant | 61292 | NC State University, Energy Systems | Commercial CHP | 2815 Cates Avenue | Raleigh | Wake | North Carolina | 27695 | natural gas | Natural Gas = 9.4 MW | Natural Gas Fired Combustion Turbine | 11.2 | 9.4 | [6 empty] | 9.4 | [5 empty] | EIA-860, EIA-860M and EIA-923 | 202406 | -78.6747 | 35.784
-10869536.5342 | 4958193.5696 | 44286 | 61677 | Perennial Windfarm | 61288 | Perennial Wind, LLC | IPP Non-CHP | 2008 Rd. 12 | Fairmont | Fillmore | Nebraska | 68354 | wind | Wind = 6.9 MW | Onshore Wind Turbine | 6.9 | 6.9 | [10 empty] | 6.9 |  | EIA-860, EIA-860M and EIA-923 | 202406 | -97.6427 | 40.6319
-12417812.8739 | 3878816.4181 | 44287 | 61678 | Pinal Central Energy Center Hybrid | 61295 | Pinal Central Energy Center, LLC | IPP Non-CHP | 19 S. Sunshine Blvd | Casa Grande | Pinal | Arizona | 85194 | solar | Battery = 10 MW, Solar = 20 MW | Batteries; Solar Photovoltaic; | 30 | 30 | 10 | [8 empty] | 20 |  |  | EIA-860, EIA-860M and EIA-923 | 202406 | -111.5511 | 32.8757
-10451149.4639 | 5654763.5333 | 44288 | 61680 | Tatanka Wi | 61299 | HQC Tatanka Wi Solar Power Generation LLC | IPP Non-CHP | 4240, County Highway 12 North | Buffalo | Wright | Minnesota | 55313 | solar | Solar = 7.1 MW | Solar Photovoltaic | 7.1 | 7.1 | [9 empty] | 7.1 |  |  | EIA-860, EIA-860M and EIA-923 | 202406 | -93.8843 | 45.2108
-11507238.6975 | 3892468.5929 | 44289 | 61681 | Middle Daisy | 60584 | Onyx Asset Services Group | IPP Non-CHP | 1802 Oak Avenue | Lovington | Lea | New Mexico | 88260 | solar | Solar = 5 MW | Solar Photovoltaic | 5 | 5 | [9 empty] | 5 |  |  | EIA-860, EIA-860M and EIA-923 | 202406 | -103.3713 | 32.9786
-12897179.6482 | 3867831.1644 | 44290 | 61682 | USG 1 | 60059 | ZGlobal Inc | IPP Non-CHP | 3810 W. Evan Hewes Hwy | El Centro | Imperial | California | 92243 | solar | Solar = 1 MW | Solar Photovoltaic | 1 | 1 | [9 empty] | 1 |  |  | EIA-860, EIA-860M and EIA-923 | 202406 | -115.8573 | 32.7928
-12897833.9842 | 3867516.3988 | 44291 | 61683 | USG 2 | 60059 | ZGlobal Inc | IPP Non-CHP | 3810 W. Evan Hewes Hwy | El Centro | Imperial | California | 92243 | solar | Solar = 1 MW | Solar Photovoltaic | 1 | 1 | [9 empty] | 1 |  |  | EIA-860, EIA-860M and EIA-923 | 202406 | -115.8632 | 32.7904
-14814993.394 | 7469979.1627 | 44292 | 61684 | Klawock Power Generation Station | 219 | Alaska Power and Telephone Co | Electric Utility | 6698 Klawock - Hollis Highway | Klawock | Prince of Wales Ketchikan | Alaska | 99925 | petroleum | Petroleum = 2.5 MW | Petroleum Liquids | 2.5 | 2.5 | [8 empty] | 2.5 |  |  |  | EIA-860, EIA-860M and EIA-923 | 202406 | -133.0854 | 55.5532
-15984239.7807 | 9001083.0172 | 44293 | 61685 | Slana Generating Station | 219 | Alaska Power and Telephone Co | Electric Utility | Mile 1 Nabesna Road | Slana | Southeast Fairbanks | Alaska | 99586 | petroleum | Petroleum = 1.2 MW | Petroleum Liquids | 1.2 | 1.2 | [8 empty] | 1.2 |  |  |  | EIA-860, EIA-860M and EIA-923 | 202406 | -143.5889 | 62.5928
-10332139.0208 | 5697907.7836 | 44294 | 61686 | Johnson 1 Community Solar | 61287 | Johnson I CSG LLC | IPP Non-CHP | 36875 Oriole Avenue | Lindstrom | Chisago | Minnesota | 55045 | solar | Solar = 1 MW | Solar Photovoltaic | 1 | 1 | [9 empty] | 1 |  |  | EIA-860, EIA-860M and EIA-923 | 202406 | -92.8152 | 45.4832
-12752627.2819 | 5318839.0482 | 44295 | 61688 | North Gooding Main Hydro | 61305 | North Gooding Main Hydro LLC | IPP Non-CHP | North of intersection at 750 R | Gooding | Gooding | Idaho | 83330 | hydroelectric | Hydroelectric = 1.3 MW | Conventional Hydroelectric | 1.3 | 1.3 |  |  |  |  | 1.3 | [7 empty] | EIA-860, EIA-860M and EIA-923 | 202406 | -114.5588 | 43.0451
-10531863.7757 | 5579335.194 | 44296 | 61689 | Grimm Community Solar | 61303 | Grimm CSG LLC | IPP Non-CHP | 52301 590th Avenue | Buffalo Lake | Renville | Minnesota | 55314 | solar | Solar = 1 MW | Solar Photovoltaic | 1 | 1 | [9 empty] | 1 |  |  | EIA-860, EIA-860M and EIA-923 | 202406 | -94.6093 | 44.7314
-10312287.7499 | 5551475.507 | 44297 | 61690 | Foreman's Hill Community Solar | 61304 | Foreman's Hill CSG LLC | IPP Non-CHP | 1651 Old Highway 19 | Red Wing | Goodhue | Minnesota | 55073 | solar | Solar = 5 MW | Solar Photovoltaic | 5 | 5 | [9 empty] | 5 |  |  | EIA-860, EIA-860M and EIA-923 | 202406 | -92.6369 | 44.5533
-8807209.1613 | 4477686.6618 | 44298 | 61691 | Depot Solar Center, LLC | 63237 | Emerald Hills Holding I, LLC | IPP Non-CHP | Depot Road | Rustburg | Campbell | Virginia | 24588 | solar | Solar = 15 MW | Solar Photovoltaic | 15 | 15 | [9 empty] | 15 |  |  | EIA-860, EIA-860M and EIA-923 | 202406 | -79.1165 | 37.2763
-12858139.1235 | 3873007.3977 | 44299 | 61692 | IVC Solar | 9216 | Imperial Irrigation District | IPP Non-CHP | 380 E Aten Road | Imperial | Imperial | California | 92251 | solar | Solar = 3 MW | Solar Photovoltaic | 3 | 3 | [9 empty] | 3 |  |  | EIA-860, EIA-860M and EIA-923 | 202406 | -115.5066 | 32.8319
-8616795.6138 | 4215735.54 | 44300 | 61693 | Buckleberry Solar | 61694 | John Laing US Solar Corp. | IPP Non-CHP | 1048 Brown Hodges Rd | Grifton | Lenoir | North Carolina | 28530 | solar | Solar = 52.1 MW | Solar Photovoltaic | 52.1 | 52.1 | [9 empty] | 52.1 |  |  | EIA-860, EIA-860M and EIA-923 | 202406 | -77.406 | 35.3807
-9040964.7298 | 3317153.4787 | 44301 | 61694 | Lockheed Martin Solar | 61307 | Lockheed Martin RMS | Industrial Non-CHP | 100 Global Innovation Circle | Orlando | Orange | Florida | 32825 | petroleum | Petroleum = 2 MW,Solar = 1.9 MW | Petroleum Liquids; Solar Photovoltaic; | 3.9 | 3.9 | [8 empty] | 2 | 1.9 |  |  | EIA-860, EIA-860M and EIA-923 | 202406 | -81.2164 | 28.5394
-10336479.2564 | 5699306.6924 | 44302 | 61695 | Johnson II Community Solar | 61309 | Johnson II CSG LLC | IPP Non-CHP | 12169 375th Street | North Branch | Chisago | Minnesota | 55056 | solar | Solar = 1 MW | Solar Photovoltaic | 1 | 1 | [9 empty] | 1 |  |  | EIA-860, EIA-860M and EIA-923 | 202406 | -92.8542 | 45.492
-9294202.2112 | 3842990.5264 | 44303 | 61696 | Twiggs Solar | 60453 | Onward Energy | IPP Non-CHP | TBD | Dry Branch | Twiggs | Georgia | 31020 | solar | Solar = 204 MW | Solar Photovoltaic | 204 | 204 | [9 empty] | 204 |  |  | EIA-860, EIA-860M and EIA-923 | 202406 | -83.4912 | 32.605
-11341810.5871 | 3857314.3118 | 44304 | 61697 | Lamesa II | 62080 | Lamesa Solar II, L.L.C. | IPP Non-CHP | 2060 County Rd O | Lamesa | Dawson | Texas | 79331 | solar | Solar = 50 MW | Solar Photovoltaic | 50 | 50 | [9 empty] | 50 |  |  | EIA-860, EIA-860M and EIA-923 | 202406 | -101.8852 | 32.7133
-13487469.5045 | 4676935.6635 | 44305 | 61698 | Folsom SP and CSP Sacramento | 58970 | Ecoplexus, Inc | IPP Non-CHP | 300 Prison Road | Represa | Sacramento | California | 95671 | solar | Solar = 1.3 MW | Solar Photovoltaic | 1.3 | 1.3 | [9 empty] | 1.3 |  |  | EIA-860, EIA-860M and EIA-923 | 202406 | -121.16 | 38.687
-9022600.5761 | 4019728.6055 | 44306 | 61699 | Otarre Solar Park | 61322 | TIG Sun Energy IV, LLC | IPP Non-CHP | 241 Saxe Gotha Rd. | Cayce | Lexington | South Carolina | 29033 | solar | Solar = 1.6 MW | Solar Photovoltaic | 1.6 | 1.6 | [9 empty] | 1.6 |  |  | EIA-860, EIA-860M and EIA-923 | 202406 | -81.0514 | 33.9324
-10874228.9847 | 3537771.8392 | 44307 | 61700 | PowerFin Kingsbery | 61323 | PowerFin ASL 1, LLC | IPP Non-CHP | 942 Lott Avenue | Austin | Travis | Texas | 78721 | solar | Solar = 2.6 MW | Solar Photovoltaic | 2.6 | 2.6 | [9 empty] | 2.6 |  |  | EIA-860, EIA-860M and EIA-923 | 202406 | -97.6849 | 30.2659
-8988163.5576 | 3837633.6632 | 44308 | 61701 | Seabrook Solar | 5248 | Dominion Energy Inc. | IPP Non-CHP | 65 Keans Neck Road | Seabrook | Beaufort | South Carolina | 29940 | solar | Solar = 72.5 MW | Solar Photovoltaic | 72.5 | 72.5 | [9 empty] | 72.5 |  |  | EIA-860, EIA-860M and EIA-923 | 202406 | -80.742 | 32.5645
-7901230.9213 | 5119868.4106 | 44309 | 61702 | Greater New Bedford LFG Utiliz. Facility | 61335 | CommonWealth New Bedford Energy LLC | IPP Non-CHP | 300 Samuel Barnet Boulevard | New Bedford | Bristol | Massachusetts | 2745 | biomass | Biomass = 3.2 MW | Landfill Gas | 3.3 | 3.2 |  | 3.2 | [10 empty] | EIA-860, EIA-860M and EIA-923 | 202406 | -70.978 | 41.725
-8137304.4957 | 5049288.1672 | 44310 | 61703 | Sikorsky Aircraft CHP | 61332 | Sikorsky Aircraft Corporation | Industrial CHP | 6900 Main St | Stratford | Fairfield | Connecticut | 6615 | natural gas | Natural Gas = 10.9 MW, Solar = 0.1 MW | Natural Gas Fired Combustion Turbine; Natural Gas Steam Turbine; Solar Photovoltaic | 9.9 | 11 | [6 empty] | 10.9 |  |  | 0.1 |  |  | EIA-860, EIA-860M and EIA-923 | 202406 | -73.0987 | 41.25
-10613211.3842 | 5724605.9469 | 44311 | 61704 | Aquila Community Solar | 62759 | National Grid Renewables | IPP Non-CHP | 19592 State Hwy 28 | Glenwood | Pope | Minnesota | 56334 | solar | Solar = 1 MW | Solar Photovoltaic | 1 | 1 | [9 empty] | 1 |  |  | EIA-860, EIA-860M and EIA-923 | 202406 | -95.3401 | 45.6511
-10458957.8582 | 5509374.8539 | 44312 | 61705 | Acturus Community Solar | 62759 | National Grid Renewables | IPP Non-CHP | 34388 460th St | Kasota | Le Sueur | Minnesota | 56050 | solar | Solar = 1 MW | Solar Photovoltaic | 1 | 1 | [9 empty] | 1 |  |  | EIA-860, EIA-860M and EIA-923 | 202406 | -93.9544 | 44.2832
-10660773.3045 | 5462018.9268 | 44313 | 61706 | Auriga Community Solar | 62759 | National Grid Renewables | IPP Non-CHP | 1485 91st Street | Slayton | Murray | Minnesota | 56172 | solar | Solar = 1 MW | Solar Photovoltaic | 1 | 1 | [9 empty] | 1 |  |  | EIA-860, EIA-860M and EIA-923 | 202406 | -95.7674 | 43.9779
-10555675.5714 | 5689203.7382 | 44314 | 61707 | Canopus Community Solar | 62759 | National Grid Renewables | IPP Non-CHP | 34290 County Rd 178 | Belgrade | Stearns | Minnesota | 56132 | solar | Solar = 1 MW | Solar Photovoltaic | 1 | 1 | [9 empty] | 1 |  |  | EIA-860, EIA-860M and EIA-923 | 202406 | -94.8232 | 45.4283
-10618342.3221 | 5613390.4521 | 44315 | 61708 | Sagitta Community Solar | 62759 | National Grid Renewables | IPP Non-CHP | 10034 Hwy 7 SE | Clara City | Chippewa | Minnesota | 56222 | solar | Solar = 1 MW | Solar Photovoltaic | 1 | 1 | [9 empty] | 1 |  |  | EIA-860, EIA-860M and EIA-923 | 202406 | -95.3862 | 44.9483
-10618600.806 | 5727819.3812 | 44316 | 61709 | Libra Community Solar | 62759 | National Grid Renewables | IPP Non-CHP | 171 NW 22nd Ave | Glenwood | Pope | Minnesota | 56334 | solar | Solar = 1 MW | Solar Photovoltaic | 1 | 1 | [9 empty] | 1 |  |  | EIA-860, EIA-860M and EIA-923 | 202406 | -95.3885 | 45.6712
-10644381.5095 | 5500971.1822 | 44317 | 61710 | Aquarius Community Solar | 62759 | National Grid Renewables | IPP Non-CHP | 550 S 4th Street | Tracy | Lyon | Minnesota | 56175 | solar | Solar = 1 MW | Solar Photovoltaic | 1 | 1 | [9 empty] | 1 |  |  | EIA-860, EIA-860M and EIA-923 | 202406 | -95.6201 | 44.2291
-10611938.0005 | 5724014.5145 | 44318 | 61711 | Cassiopeia Community Solar | 62759 | National Grid Renewables | IPP Non-CHP | 19019 State Highway 28 | Glenwood | Pope | Minnesota | 56334 | solar | Solar = 1 MW | Solar Photovoltaic | 1 | 1 | [9 empty] | 1 |  |  | EIA-860, EIA-860M and EIA-923 | 202406 | -95.3287 | 45.6473
-10318557.5976 | 5471643.6549 | 44319 | 61712 | Crux Community Solar | 62759 | National Grid Renewables | IPP Non-CHP | 27235 625th St. | Kasson | Dodge | Minnesota | 55944 | solar | Solar = 1 MW | Solar Photovoltaic | 1 | 1 | [9 empty] | 1 |  |  | EIA-860, EIA-860M and EIA-923 | 202406 | -92.6932 | 44.0401
-10670060.1331 | 5462068.7386 | 44320 | 61713 | Leo Community Solar | 62759 | National Grid Renewables | IPP Non-CHP | 1061 91st Street | Hadley | Murray | Minnesota | 56151 | solar | Solar = 1 MW | Solar Photovoltaic | 1 | 1 | [9 empty] | 1 |  |  | EIA-860, EIA-860M and EIA-923 | 202406 | -95.8508 | 43.9782
-10556546.9804 | 5685370.8792 | 44321 | 61715 | Deneb Community Solar | 62759 | National Grid Renewables | IPP Non-CHP | 15515 Highway 55 SE | Belgrade | Kandiyohi | Minnesota | 56312 | solar | Solar = 1 MW | Solar Photovoltaic | 1 | 1 | [9 empty] | 1 |  |  | EIA-860, EIA-860M and EIA-923 | 202406 | -94.8311 | 45.4041
-10348412.5945 | 5473242.382 | 44322 | 61716 | Kaus Community Solar | 62759 | National Grid Renewables | IPP Non-CHP | 14137 U.S. 14 | Claremont | Dodge | Minnesota | 55924 | solar | Solar = 1 MW | Solar Photovoltaic | 1 | 1 | [9 empty] | 1 |  |  | EIA-860, EIA-860M and EIA-923 | 202406 | -92.9614 | 44.0504
-8404621.5549 | 5511985.8568 | 44323 | 61717 | IRE Solar I, LLC | 61347 | Scotch Settlement | IPP Non-CHP | 77 Scotch Settlement Road | Gouverneur | St Lawrence | New York | 13642 | solar | Solar = 1 MW | Solar Photovoltaic | 1 | 1 | [9 empty] | 1 |  |  | EIA-860, EIA-860M and EIA-923 | 202406 | -75.5 | 44.3
-13185944.5224 | 4054323.7614 | 44324 | 61718 | Aerolease | 61348 | PCS Energy, LLC | Industrial Non-CHP | 7943-7949 Woodley Avenue | Van Nuys | Los Angeles | California | 91406 | solar | Solar = 1.1 MW | Solar Photovoltaic | 1.3 | 1.1 | [9 empty] | 1.1 |  |  | EIA-860, EIA-860M and EIA-923 | 202406 | -118.4514 | 34.1899
-8382357.6567 | 5574415.6267 | 44325 | 61719 | CJ Solar I, LLC | 61345 | Lisbon West | IPP Non-CHP | 583 Five Mile Line Rd | Lisbon | St Lawrence | New York | 13658 | solar | Solar = 2 MW | Solar Photovoltaic | 2 | 2 | [9 empty] | 2 |  |  | EIA-860, EIA-860M and EIA-923 | 202406 | -75.3 | 44.7
-8382357.6567 | 5574415.6267 | 44326 | 61720 | COU Solar I, LLC | 61346 | Lisbon East | IPP Non-CHP | 583 Five Mile Line Rd | Lisbon | St Lawrence | New York | 13658 | solar | Solar = 1.5 MW | Solar Photovoltaic | 1.5 | 1.5 | [9 empty] | 1.5 |  |  | EIA-860, EIA-860M and EIA-923 | 202406 | -75.3 | 44.7
-13096386.9902 | 3984478.5162 | 44327 | 61721 | HEBT WLA 1 | 61344 | Electrodes | Commercial Non-CHP | 88 ICON, ACCESS ROAD SE/O ICON | Lake Forest | Orange | California | 92610 | batteries | Battery = 1 MW | Batteries | 1 | 1 | 1 | [11 empty] | EIA-860, EIA-860M and EIA-923 | 202406 | -117.6468 | 33.6693
-13119234.2024 | 3990395.1743 | 44328 | 61722 | HEBT Irvine 1 | 61344 | Electrodes | IPP Non-CHP | 2400 S. Grand Avenue | Santa Ana | Orange | California | 92795 | batteries | Battery = 5.5 MW | Batteries | 5.5 | 5.5 | 5.5 | [11 empty] | EIA-860, EIA-860M and EIA-923 | 202406 | -117.8521 | 33.7135
-13109898.5047 | 3983940.8256 | 44329 | 61723 | HEBT Irvine 2 | 61344 | Electrodes | IPP Non-CHP | 15882 Sand Canyon Ave | Irvine | Orange | California | 92618 | batteries | Battery = 5.8 MW | Batteries | 5.8 | 5.8 | 5.8 | [11 empty] | EIA-860, EIA-860M and EIA-923 | 202406 | -117.7682 | 33.6652
-8209239.7072 | 5326728.701 | 44330 | 61724 | Onyx - Saratoga Springs Landfill Solar CSG | 60584 | Onyx Asset Services Group | IPP Non-CHP | 41 Weibel Avenue | Saratoga Springs | Saratoga | New York | 12866 | solar | Solar = 2 MW | Solar Photovoltaic | 2 | 2 | [9 empty] | 2 |  |  | EIA-860, EIA-860M and EIA-923 | 202406 | -73.7449 | 43.0969
-8426994.3235 | 5316278.7129 | 44331 | 61725 | Madison County | 60571 | AEP Onsite Partners, LLC | IPP Non-CHP | 6590 Buyea Road | Canastota | Madison | New York | 13032 | solar | Solar = 1.8 MW | Solar Photovoltaic | 1.8 | 1.8 | [9 empty] | 1.8 |  |  | EIA-860, EIA-860M and EIA-923 | 202406 | -75.701 | 43.0283
-7881689.0074 | 5168458.0548 | 44332 | 61726 | Onyx - Pembroke Landfill Solar | 60584 | Onyx Asset Services Group | IPP Non-CHP | 174 Hobomock Street | Pembroke | Plymouth | Massachusetts | 2359 | solar | Solar = 2.4 MW | Solar Photovoltaic | 2.4 | 2.4 | [9 empty] | 2.4 |  |  | EIA-860, EIA-860M and EIA-923 | 202406 | -70.8024 | 42.0499
-7901841.0635 | 5170926.3888 | 44333 | 61727 | Onyx - Brockton Thatcher Landfill Solar CSG | 60584 | Onyx Asset Services Group | IPP Non-CHP | 413 Thatcher Street | Brockton | Plymouth | Massachusetts | 2302 | solar | Solar = 3.7 MW | Solar Photovoltaic | 3.7 | 3.7 | [9 empty] | 3.7 |  |  | EIA-860, EIA-860M and EIA-923 | 202406 | -70.9834 | 42.0664
-8002067.901 | 5152943.7746 | 44334 | 61728 | Barrett Farm Solar - Phase I | 60584 | Onyx Asset Services Group | IPP Non-CHP | 63 Thompson Road | Thompson | Windham | Connecticut | 6277 | solar | Solar = 1.2 MW | Solar Photovoltaic | 1.7 | 1.2 | [9 empty] | 1.2 |  |  | EIA-860, EIA-860M and EIA-923 | 202406 | -71.8838 | 41.9463
-9441697.5309 | 4841769.4121 | 44335 | 61729 | Richmond Solar Site 2 | 9234 | Indiana Municipal Power Agency | Electric Utility | 6200 E. National Rd | Richmond | Wayne | Indiana | 47374 | solar | Solar = 7.4 MW | Solar Photovoltaic | 7.4 | 7.4 | [9 empty] | 7.4 |  |  | EIA-860, EIA-860M and EIA-923 | 202406 | -84.8162 | 39.8335
-7986352.7058 | 5228737.4188 | 44336 | 61730 | MA Solar Storage 1 Hybrid | 58764 | Origis Energy USA, Inc | IPP Non-CHP | 15-23 Chocksett Road | Sterling | Worcester | Massachusetts | 1564 | solar | Battery = 1 MW, Solar = 1.1 MW | Batteries; Solar Photovoltaic; | 2.1 | 2.1 | 1 | [8 empty] | 1.1 |  |  | EIA-860, EIA-860M and EIA-923 | 202406 | -71.7426 | 42.4507
-7936331.5153 | 5167147.9072 | 44337 | 61731 | Solten Plainville 6000, LLC | 60281 | Altus Power America Management, LLC | IPP Non-CHP | 12 Belcher Street | Plainville | Norfolk | Massachusetts | 2762 | solar | Solar = 4.9 MW | Solar Photovoltaic | 4.9 | 4.9 | [9 empty] | 4.9 |  |  | EIA-860, EIA-860M and EIA-923 | 202406 | -71.2933 | 42.0412
-7912298.4164 | 5187614.7419 | 44338 | 61732 | Randolph | 60281 | Altus Power America Management, LLC | IPP Non-CHP | 2 Johnson Drive | Randolph | Norfolk | Massachusetts | 2364 | solar | Solar = 3.8 MW | Solar Photovoltaic | 3.8 | 3.8 | [9 empty] | 3.8 |  |  | EIA-860, EIA-860M and EIA-923 | 202406 | -71.0774 | 42.1776
-9939377.1406 | 4242640.6774 | 44339 | 61733 | Haywood Solar | 61357 | Haywood Solar, SMLLC | Industrial Non-CHP | 2043 US Hwy 79 N | Brownsville | Haywood | Tennessee | 38012 | solar | Solar = 3 MW | Solar Photovoltaic | 3 | 3 | [9 empty] | 3 |  |  | EIA-860, EIA-860M and EIA-923 | 202406 | -89.2869 | 35.5775
-8805672.2844 | 5248396.5668 | 44340 | 61734 | Seneca Nation Cattaraugus Wind Turbine | 61363 | Seneca Nation | Commercial Non-CHP | 11093 Erie Road | Irving | Erie | New York | 14081 | wind | Wind = 1.5 MW | Onshore Wind Turbine | 1.5 | 1.5 | [10 empty] | 1.5 |  | EIA-860, EIA-860M and EIA-923 | 202406 | -79.1027 | 42.5809
-9949847.4066 | 4870302.7559 | 44341 | 61735 | Hilltopper Wind Project | 61365 | Hilltopper Wind Project, LLC | IPP Non-CHP | 245 1500th Ave | Mt. Pulaski | Logan | Illinois | 62548 | wind | Wind = 185 MW | Onshore Wind Turbine | 185 | 185 | [10 empty] | 185 |  | EIA-860, EIA-860M and EIA-923 | 202406 | -89.381 | 40.03
-8006082.9724 | 5135823.0804 | 44342 | 61736 | Woods Hill Solar | 61366 | Woods Hill Solar, LLC | IPP Non-CHP | 101 Woods Hill Rd | Pomfret | Windham | Connecticut | 6234 | solar | Solar = 20 MW | Solar Photovoltaic | 20 | 20 | [9 empty] | 20 |  |  | EIA-860, EIA-860M and EIA-923 | 202406 | -71.9199 | 41.8318
-8369615.9165 | 4850002.5849 | 44343 | 61737 | Navy Yard Peaker Station | 61353 | Philadelphia Authority for Industrial Development | IPP Non-CHP | 1901 Kittyhawk Avenue | Philadelphia | Philadelphia | Pennsylvania | 19112 | natural gas | Battery = 6.2 MW, Natural Gas = 8 MW | Batteries; Natural Gas Internal Combustion Engine; | 14.2 | 14.2 | 6.2 | [5 empty] | 8 | [5 empty] | EIA-860, EIA-860M and EIA-923 | 202406 | -75.1855 | 39.8902
-8561470.3835 | 4724141.069 | 44344 | 61738 | GWCC PV Solar Farm | 61362 | GWCC PV Solar Farm | IPP Non-CHP | 5601 Sunnyside Ave | Beltsville | Prince Georges | Maryland | 20705 | solar | Solar = 1.6 MW | Solar Photovoltaic | 1.6 | 1.6 | [9 empty] | 1.6 |  |  | EIA-860, EIA-860M and EIA-923 | 202406 | -76.909 | 39.0172
-8481345.6196 | 5328665.0267 | 44345 | 61739 | Lockheed Martin RMS Syracuse | 61364 | Lockheed Martin RMS Syracuse | Industrial Non-CHP | 497 Electronics Pkwy | Liverpool | Onondaga | New York | 13088 | batteries | Battery = 1 MW | Batteries | 1 | 1 | 1 | [11 empty] | EIA-860, EIA-860M and EIA-923 | 202406 | -76.1892 | 43.1096
-9317147.0507 | 4007957.4556 | 44346 | 61740 | Gratis Road Solar Facility | 61361 | Walton Solar | IPP Non-CHP | 955 Wm Cap Jackson Rd | Monroe | Walton | Georgia | 30656 | solar | Solar = 3 MW | Solar Photovoltaic | 3 | 3 | [9 empty] | 3 |  |  | EIA-860, EIA-860M and EIA-923 | 202406 | -83.6974 | 33.8446
-10874371.251 | 3537791.3012 | 44347 | 61741 | Kingsberry Energy Storage System | 1015 | Austin Energy | Electric Utility | 5017 1/2 Alf Avenue | Austin | Travis | Texas | 78721 | batteries | Battery = 1.5 MW | Batteries | 1.5 | 1.5 | 1.5 | [11 empty] | EIA-860, EIA-860M and EIA-923 | 202406 | -97.6861 | 30.266
-10876894.7526 | 3531853.2969 | 44348 | 61742 | System Control Center | 1015 | Austin Energy | Electric Utility | 2500 Montopolis Dr | Austin | Travis | Texas | 78741 | other | Other = 5 MW | Flywheels | 5 | 5 | [11 empty] | 5 | EIA-860, EIA-860M and EIA-923 | 202406 | -97.7088 | 30.2199
-8024521.1536 | 5071521.8114 | 44349 | 61743 | Naval Sub Base New London Fuel Cell | 60195 | Groton Station Fuel Cell, LLC | IPP Non-CHP | Wahoo Avenue, U.S. Submarine B | Groton | New London | Connecticut | 3649 | natural gas | Natural Gas = 7.4 MW | Other Natural Gas | 7.4 | 7.4 | [6 empty] | 7.4 | [5 empty] | EIA-860, EIA-860M and EIA-923 | 202406 | -72.0855 | 41.4
-9418538.624 | 4719909.2834 | 44350 | 61744 | L'Oreal Solar - Florence | 57210 | L'Oreal USA Products Inc | Commercial Non-CHP | 7979 Vulcan Drive | Florence | Boone | Kentucky | 41042 | solar | Solar = 0.9 MW | Solar Photovoltaic | 1.1 | 0.9 | [9 empty] | 0.9 |  |  | EIA-860, EIA-860M and EIA-923 | 202406 | -84.6082 | 38.9877
-10994376.7791 | 5423882.0185 | 44351 | 61745 | Aurora County Wind | 56769 | Consolidated Edison Development Inc. | IPP Non-CHP | 37158 US Hwy. 16 | White Lake | Aurora | South Dakota | 57833 | wind | Wind = 20 MW | Onshore Wind Turbine | 20 | 20 | [10 empty] | 20 |  | EIA-860, EIA-860M and EIA-923 | 202406 | -98.7642 | 43.7308
-11011946.6683 | 5421751.2202 | 44352 | 61746 | Brule County Wind | 56769 | Consolidated Edison Development Inc. | IPP Non-CHP | 36384 252nd St | Kimball | Brule | South Dakota | 57355 | wind | Wind = 20 MW | Onshore Wind Turbine | 20 | 20 | [10 empty] | 20 |  | EIA-860, EIA-860M and EIA-923 | 202406 | -98.922 | 43.717
-11007279.376 | 5796101.594 | 44353 | 61747 | Foxtail Wind, LLC | 61374 | Foxtail Wind, LLC | Electric Utility | TBD | Forbes | Dickey | North Dakota | 58413 | wind | Wind = 150 MW | Onshore Wind Turbine | 150 | 150 | [10 empty] | 150 |  | EIA-860, EIA-860M and EIA-923 | 202406 | -98.8801 | 46.0982
-9040917.3077 | 3888305.9663 | 44354 | 61748 | Southern Current One, LLC | 61375 | Southern Current One, LLC | IPP Non-CHP | 1175 Bayshore Drive | Fairfax | Allendale | South Carolina | 29827 | solar | Solar = 10.2 MW | Solar Photovoltaic | 10.2 | 10.2 | [9 empty] | 10.2 |  |  | EIA-860, EIA-860M and EIA-923 | 202406 | -81.2159 | 32.9473
-12870648.206 | 3852376.9265 | 44355 | 61750 | Wistaria Ranch Solar | 56769 | Consolidated Edison Development Inc. | IPP Non-CHP | 394 Rockwood Road | Calexico | Imperial | California | 92231 | solar | Solar = 100 MW | Solar Photovoltaic | 106.7 | 100 | [9 empty] | 100 |  |  | EIA-860, EIA-860M and EIA-923 | 202406 | -115.619 | 32.676
-8296906.0326 | 4944587.7047 | 44356 | 61751 | Rotor Clip | 61373 | MERIT SI | IPP Non-CHP | 187 Davidson Avenue | Somerset | Somerset | New Jersey | 8801 | solar | Solar = 2.7 MW | Solar Photovoltaic | 2.8 | 2.7 | [9 empty] | 2.7 |  |  | EIA-860, EIA-860M and EIA-923 | 202406 | -74.5324 | 40.5391
-11650977.0957 | 4813535.1527 | 44357 | 61752 | Quincy II Solar Garden | 60571 | AEP Onsite Partners, LLC | IPP Non-CHP | 28102 E Quincy Ave | Aurora | Arapahoe | Colorado | 80127 | solar | Solar = 1.5 MW | Solar Photovoltaic | 1.5 | 1.5 | [9 empty] | 1.5 |  |  | EIA-860, EIA-860M and EIA-923 | 202406 | -104.6625 | 39.6384
-11642190.203 | 4835004.3414 | 44358 | 61753 | Imboden Solar Garden | 60571 | AEP Onsite Partners, LLC | IPP Non-CHP | 5135 Imboden Road | Watkins | Adams | Colorado | 80137 | solar | Solar = 3 MW | Solar Photovoltaic | 3 | 3 | [9 empty] | 3 |  |  | EIA-860, EIA-860M and EIA-923 | 202406 | -104.5836 | 39.7868
-13202734.7299 | 4177031.2896 | 44359 | 61754 | SunSelect1 | 63182 | SunSelect Produce (California) Inc | Industrial CHP | 20570 Pellisier Road | Tehachapi | Kern | California | 93561 | natural gas | Natural Gas = 6.6 MW | Natural Gas Internal Combustion Engine | 6.6 | 6.6 | [6 empty] | 6.6 | [5 empty] | EIA-860, EIA-860M and EIA-923 | 202406 | -118.6022 | 35.0967
-8153298.9914 | 5234283.0087 | 44360 | 61755 | East Acres Solar NG, LLC | 59254 | NuGen Capital Management | IPP Non-CHP | 21 East Acres Road | Pittsfield | Berkshire | Massachusetts | 1201 | solar | Solar = 5.8 MW | Solar Photovoltaic | 5.8 | 5.8 | [9 empty] | 5.8 |  |  | EIA-860, EIA-860M and EIA-923 | 202406 | -73.2423 | 42.4875
-9698934.4989 | 4967098.3757 | 44361 | 61756 | Meadow Lake Wind Farm VI LLC | 61381 | Meadow Lake Wind Farm VI LLC | IPP Non-CHP | 10296 E 600 N | Remington | Benton | Indiana | 47997 | wind | Wind = 200.4 MW | Onshore Wind Turbine | 200.4 | 200.4 | [10 empty] | 200.4 |  | EIA-860, EIA-860M and EIA-923 | 202406 | -87.127 | 40.6926
-9036025.7067 | 4216420.5534 | 44362 | 61758 | Gaston County Renewable Energy Center | 61382 | Gaston County Solid Waste and Recycling Division | IPP Non-CHP | 3150 Philadelphia Church Road | Dallas | Gaston | North Carolina | 28034 | biomass | Biomass = 4.2 MW | Landfill Gas | 4.2 | 4.2 |  | 4.2 | [10 empty] | EIA-860, EIA-860M and EIA-923 | 202406 | -81.172 | 35.3857
-10863211.5834 | 4344455.3146 | 44363 | 61759 | Covington Solar Farm | 14063 | Oklahoma Gas & Electric Co | Electric Utility | 7113 S. Hwy 74 | Covington | Garfield | Oklahoma | 73730 | solar | Solar = 10 MW | Solar Photovoltaic | 10 | 10 | [9 empty] | 10 |  |  | EIA-860, EIA-860M and EIA-923 | 202406 | -97.5859 | 36.3179
-13732554.7256 | 5356186.9059 | 44364 | 61761 | Douglas County Forest Products | 61393 | Douglas County Forest Products | Industrial CHP | 398 Del Rio Rd. | Roseburg | Douglas | Oregon | 97471 | biomass | Biomass = 6.3 MW | Wood/Wood Waste Biomass | 6.3 | 6.3 |  | 6.3 | [10 empty] | EIA-860, EIA-860M and EIA-923 | 202406 | -123.3616 | 43.2898
-10476755.9524 | 5700233.3318 | 44365 | 61762 | Sherburne North Project CSG | 61383 | MN Solar Community, LLC | IPP Non-CHP | 4899 Co. Rd. 8 SE | St. Cloud | Sherburne | Minnesota | 56304 | solar | Solar = 5 MW | Solar Photovoltaic | 5 | 5 | [9 empty] | 5 |  |  | EIA-860, EIA-860M and EIA-923 | 202406 | -94.1143 | 45.4978
-9211687.8631 | 3540881.3713 | 44366 | 61763 | Sunshine Gateway Solar Energy Center | 6452 | Florida Power & Light Co | Electric Utility | 4782 NW Suwannee Valley Road | Lake City | Columbia | Florida | 32055 | solar | Battery = 30 MW, Solar = 74.5 MW | Batteries; Solar Photovoltaic; | 104.5 | 104.5 | 30 | [8 empty] | 74.5 |  |  | EIA-860, EIA-860M and EIA-923 | 202406 | -82.75 | 30.29
-8162286.8158 | 5395048.6655 | 44367 | 61764 | Gore Mountain Solar II | 61391 | Gore Mountain Solar II, LLC | IPP Non-CHP | 3400 County Rt 21 | Whitehall | Washington | New York | 12887 | solar | Solar = 2 MW | Solar Photovoltaic | 2 | 2 | [9 empty] | 2 |  |  | EIA-860, EIA-860M and EIA-923 | 202406 | -73.3231 | 43.5434
-8162530.2715 | 5395100.5741 | 44368 | 61765 | HGS Solar I | 61387 | HGS solar I, LLC | IPP Non-CHP | 3400 County Rt 21 | Whitehall | Washington | New York | 12887 | solar | Solar = 2 MW | Solar Photovoltaic | 2 | 2 | [9 empty] | 2 |  |  | EIA-860, EIA-860M and EIA-923 | 202406 | -73.3253 | 43.5437
-8960105.814 | 2954561.2902 | 44369 | 61766 | Miami Dade Solar Energy Center | 6452 | Florida Power & Light Co | Electric Utility | 18355 SW 136th St. | Miami | Miami Dade | Florida | 33196 | solar | Solar = 74.5 MW | Solar Photovoltaic | 74.5 | 74.5 | [9 empty] | 74.5 |  |  | EIA-860, EIA-860M and EIA-923 | 202406 | -80.49 | 25.64
-9028010.7033 | 3385832.188 | 44370 | 61767 | Pioneer Trail Solar Energy Center | 6452 | Florida Power & Light Co | Electric Utility | 4328 State Road 44 | New Smyrna Beach | Volusia | Florida | 32168 | solar | Solar = 74.5 MW | Solar Photovoltaic | 74.5 | 74.5 | [9 empty] | 74.5 |  |  | EIA-860, EIA-860M and EIA-923 | 202406 | -81.1 | 29.08
-8954539.8394 | 3186080.2334 | 44371 | 61768 | Interstate Solar Energy Center | 6452 | Florida Power & Light Co | Electric Utility | 3650 Aico Road | Ft. Pierce | St Lucie | Florida | 34945 | solar | Solar = 74.5 MW | Solar Photovoltaic | 74.5 | 74.5 | [9 empty] | 74.5 |  |  | EIA-860, EIA-860M and EIA-923 | 202406 | -80.44 | 27.5
-8163736.4182 | 5226067.7263 | 44372 | 61769 | Syncarpha Hancock I CSG | 61388 | Syncarpha Hancock I, LLC | IPP Non-CHP | 24 Lebanon Mountain Road | Hancock | Berkshire | Massachusetts | 1201 | solar | Solar = 2 MW | Solar Photovoltaic | 2 | 2 | [9 empty] | 2 |  |  | EIA-860, EIA-860M and EIA-923 | 202406 | -73.3361 | 42.433
-8164950.2459 | 5225137.9308 | 44373 | 61770 | Syncarpha Hancock II CSG | 61389 | Syncarpha Hancock II, LLC | IPP Non-CHP | 48 Richmond Road | Hancock | Berkshire | Massachusetts | 1201 | solar | Solar = 2 MW | Solar Photovoltaic | 2 | 2 | [9 empty] | 2 |  |  | EIA-860, EIA-860M and EIA-923 | 202406 | -73.347 | 42.4269
-8163350.3622 | 5225317.0959 | 44374 | 61771 | Syncarpha Hancock III CSG | 61390 | Syncarpha Hancock III, LLC | IPP Non-CHP | 15 Central Berkshire Blvd | Pittsfield | Berkshire | Massachusetts | 1201 | solar | Solar = 1 MW | Solar Photovoltaic | 1 | 1 | [9 empty] | 1 |  |  | EIA-860, EIA-860M and EIA-923 | 202406 | -73.3326 | 42.4281
-10853248.3777 | 3034905.3022 | 44375 | 61773 | Palmas Wind, LLC | 57416 | Acciona Energy USA Global, LLC | IPP Non-CHP | 18551 Olimito North Rd | Rio Hondo | Cameron | Texas | 78583 | wind | Wind = 142.6 MW | Onshore Wind Turbine | 144.9 | 142.6 | [10 empty] | 142.6 |  | EIA-860, EIA-860M and EIA-923 | 202406 | -97.4964 | 26.2889
-7975098.9732 | 5224215.6157 | 44376 | 61774 | Syncarpha Still River, LLC CSG | 61392 | Syncarpha Still River, LLC | IPP Non-CHP | 125 Still River Road | Bolton | Worcester | Massachusetts | 1740 | solar | Solar = 2 MW | Solar Photovoltaic | 2 | 2 | [9 empty] | 2 |  |  | EIA-860, EIA-860M and EIA-923 | 202406 | -71.6415 | 42.4207
-8129190.8633 | 5194858.1687 | 44377 | 61775 | Town of Otis Wind Energy Project | 61397 | Town of Otis | Commercial Non-CHP | 1908 Algerie Rd | Otis | Berkshire | Massachusetts | 1253 | wind | Wind = 1.5 MW | Onshore Wind Turbine | 1.5 | 1.5 | [10 empty] | 1.5 |  | EIA-860, EIA-860M and EIA-923 | 202406 | -73.0258 | 42.2258
-10831408.9407 | 3243298.4783 | 44378 | 61776 | Midway Wind, LLC | 61396 | Midway Wind, LLC | IPP Non-CHP | 5894 CR 3865 | Taft | San Patricio | Texas | 78390 | wind | Wind = 162.9 MW | Onshore Wind Turbine | 162.9 | 162.9 | [10 empty] | 162.9 |  | EIA-860, EIA-860M and EIA-923 | 202406 | -97.3002 | 27.955
-8997805.9406 | 3298568.7726 | 44379 | 61777 | Brevard | 57249 | EPP Renewable Energy | IPP Non-CHP | 2250 Adamson Road | Cocoa | Brevard | Florida | 32926 | biomass | Biomass = 6.4 MW | Landfill Gas | 6.4 | 6.4 |  | 6.4 | [10 empty] | EIA-860, EIA-860M and EIA-923 | 202406 | -80.8287 | 28.3926
-8641064.1533 | 4329969.5632 | 44380 | 61778 | North 301 Solar | 61401 | North 301 Solar, LLC | IPP Non-CHP | 15921 Highway 301 | Enfield | Halifax | North Carolina | 27823 | solar | Solar = 20 MW | Solar Photovoltaic | 20 | 20 | [9 empty] | 20 |  |  | EIA-860, EIA-860M and EIA-923 | 202406 | -77.624 | 36.213
-9182269.7953 | 3333581.6912 | 44381 | 61779 | Hernando | 61402 | Hernando Energy | IPP Non-CHP | 14463 Landfill Road | Brooksville | Hernando | Florida | 34614 | biomass | Biomass = 1.6 MW | Landfill Gas | 1.6 | 1.6 |  | 1.6 | [10 empty] | EIA-860, EIA-860M and EIA-923 | 202406 | -82.4857 | 28.669
-9026787.8587 | 3348968.4211 | 44382 | 61780 | Seminole Energy | 57249 | EPP Renewable Energy | IPP Non-CHP | 1970 E. Osceola Road | Geneva | Seminole | Florida | 32734 | biomass | Biomass = 4.8 MW | Landfill Gas | 4.8 | 4.8 |  | 4.8 | [10 empty] | EIA-860, EIA-860M and EIA-923 | 202406 | -81.089 | 28.7902
-8520839.1033 | 4308054.235 | 44383 | 61781 | Edenton Solar | 61404 | Edenton Solar | IPP Non-CHP | 740 Yeopin Rd | Edenton | Chowan | North Carolina | 27932 | solar | Solar = 5 MW | Solar Photovoltaic | 5 | 5 | [9 empty] | 5 |  |  | EIA-860, EIA-860M and EIA-923 | 202406 | -76.544 | 36.054
-11201313.8125 | 3639056.801 | 44384 | 61782 | Live Oak Wind Project | 56201 | Engie North America | IPP Non-CHP | 1440 CR 431 | Eldorado | Schleicher | Texas | 76936 | wind | Wind = 199.5 MW | Onshore Wind Turbine | 199.5 | 199.5 | [10 empty] | 199.5 |  | EIA-860, EIA-860M and EIA-923 | 202406 | -100.6231 | 31.0486
-10905411.4665 | 5188632.2028 | 44385 | 61784 | Upstream Wind Energy LLC | 49893 | Invenergy Services LLC | IPP Non-CHP | 853rd Rd | Neligh | Antelope | Nebraska | 68756 | wind | Wind = 202.5 MW | Onshore Wind Turbine | 202.5 | 202.5 | [10 empty] | 202.5 |  | EIA-860, EIA-860M and EIA-923 | 202406 | -97.965 | 42.1843
-9376298.3319 | 3667805.0422 | 44386 | 61785 | Camilla Solar Energy Project | 49893 | Invenergy Services LLC | IPP Non-CHP | TBD | Camilla | Mitchell | Georgia | 31730 | solar | Solar = 171.4 MW | Solar Photovoltaic | 171.4 | 171.4 | [9 empty] | 171.4 |  |  | EIA-860, EIA-860M and EIA-923 | 202406 | -84.2287 | 31.2695
-8091742.096 | 5123050.0568 | 44387 | 61786 | Trinity College Fuel Cell | 60571 | AEP Onsite Partners, LLC | IPP Non-CHP | 300 Summit Street | Hartford | Hartford | Connecticut | 6106 | natural gas | Natural Gas = 1.4 MW | Other Natural Gas | 1.4 | 1.4 | [6 empty] | 1.4 | [5 empty] | EIA-860, EIA-860M and EIA-923 | 202406 | -72.6894 | 41.7463
-10049481.0225 | 5043522.5432 | 44388 | 61787 | Bishop Hill III | 49893 | Invenergy Services LLC | IPP Non-CHP | 16351 N. 450th Ave | Cambridge | Henry | Illinois | 61238 | wind | Wind = 119 MW | Onshore Wind Turbine | 119 | 119 | [10 empty] | 119 |  | EIA-860, EIA-860M and EIA-923 | 202406 | -90.276 | 41.2111
-10708180.3795 | 5451970.3551 | 44389 | 61788 | Hilltop Power | 61415 | Hilltop Power, LLC | IPP Non-CHP | 401 140th Ave. | Edgerton | Pipestone | Minnesota | 56128 | wind | Wind = 2 MW | Onshore Wind Turbine | 2 | 2 | [10 empty] | 2 |  | EIA-860, EIA-860M and EIA-923 | 202406 | -96.1932 | 43.9129
-10819475.2687 | 4657558.7322 | 44390 | 61789 | Diamond Vista Wind Project, LLC | 61413 | Enel Green Power Diamond Vista Wind Project, LLC | IPP Non-CHP | 1110 340th | Tampa | Marion | Kansas | 67483 | wind | Wind = 299.3 MW | Onshore Wind Turbine | 299.3 | 299.3 | [10 empty] | 299.3 |  | EIA-860, EIA-860M and EIA-923 | 202406 | -97.193 | 38.551
-9100863.0762 | 3985203.9033 | 44391 | 61790 | Shaw Creek Solar, LLC | 56622 | Shaw Creek Solar | IPP Non-CHP | 2468 Edgefield Highway | Aiken | Aiken | South Carolina | 29801 | solar | Solar = 74.9 MW | Solar Photovoltaic | 74.9 | 74.9 | [9 empty] | 74.9 |  |  | EIA-860, EIA-860M and EIA-923 | 202406 | -81.7544 | 33.6747
-13641409.4435 | 4610103.6241 | 44392 | 61791 | Stage Gulch Solar | 61418 | Stage Gulch Solar, LLC | IPP Non-CHP | 520 Stage Gulch Road | Petaluma | Sonoma | California | 94954 | solar | Solar = 0.8 MW | Solar Photovoltaic | 1 | 0.8 | [9 empty] | 0.8 |  |  | EIA-860, EIA-860M and EIA-923 | 202406 | -122.5429 | 38.2168
-13654825.8911 | 4606952.7162 | 44393 | 61792 | Lavio Solar | 61417 | Lavio Solar, LLC | IPP Non-CHP | 4990 D Street Extension | Petaluma | Sonoma | California | 94954 | solar | Solar = 1 MW | Solar Photovoltaic | 1 | 1 | [9 empty] | 1 |  |  | EIA-860, EIA-860M and EIA-923 | 202406 | -122.6634 | 38.1946
-10399658.856 | 5500665.1409 | 44394 | 61793 | Heyer CSG | 61409 | Heyer CSG LLC | IPP Non-CHP | 7887 250th Street W | Morristown | Rice | Minnesota | 55052 | solar | Solar = 1 MW | Solar Photovoltaic | 1 | 1 | [9 empty] | 1 |  |  | EIA-860, EIA-860M and EIA-923 | 202406 | -93.4217 | 44.2272
-8379485.0573 | 4632812.6409 | 44395 | 61794 | Gateway Solar | 61419 | Luminace Solar MC, LLC | IPP Non-CHP | 8628 Old Ocean City Rd. | Berlin | Worcester | Maryland | 21811 | solar | Solar = 7.6 MW | Solar Photovoltaic | 7.6 | 7.6 | [9 empty] | 7.6 |  |  | EIA-860, EIA-860M and EIA-923 | 202406 | -75.2742 | 38.3769
-13630406.8476 | 4660267.584 | 44396 | 61795 | Pacific Union College BESS | 61420 | ENGIE Storage Services NA LLC | Commercial Non-CHP | 1 Angwin Ave | Angwin | Napa | California | 94508 | batteries | Battery = 1 MW | Batteries | 1 | 1 | 1 | [11 empty] | EIA-860, EIA-860M and EIA-923 | 202406 | -122.444 | 38.57
-10806283.5751 | 4544410.7414 | 44397 | 61798 | Prairie Sky Solar Farm | 9961 | Kansas Electric Power Coop Inc | Electric Utility | 5272 SW Tumbleweed Road | Andover | Butler | Kansas | 67002 | solar | Solar = 1 MW | Solar Photovoltaic | 1 | 1 | [9 empty] | 1 |  |  | EIA-860, EIA-860M and EIA-923 | 202406 | -97.0745 | 37.7517
-9701289.908 | 5004937.9292 | 44398 | 61799 | Rensselaer Solar Site 2 | 9234 | Indiana Municipal Power Agency | Electric Utility | 1580 N. Franklin Street | Rensselaer | Jasper | Indiana | 47978 | solar | Solar = 3.8 MW | Solar Photovoltaic | 3.8 | 3.8 | [9 empty] | 3.8 |  |  | EIA-860, EIA-860M and EIA-923 | 202406 | -87.1482 | 40.9498
-8418249.7322 | 4761816.0445 | 44399 | 61800 | DG AMP Solar Smyrna | 60370 | DG AMP Solar, LLC | IPP Non-CHP | 250 Artisan Drive | Smyrna | Kent | Delaware | 19977 | solar | Solar = 1.2 MW | Solar Photovoltaic | 1.2 | 1.2 | [9 empty] | 1.2 |  |  | EIA-860, EIA-860M and EIA-923 | 202406 | -75.6224 | 39.2797
-8647132.4014 | 5338939.4576 | 44400 | 61804 | City of Rochester Solar | 61012 | AES Distributed Energy | IPP Non-CHP | 1655 Lexington Ave. | Rochester | Monroe | New York | 14606 | solar | Solar = 1.8 MW | Solar Photovoltaic | 1.8 | 1.8 | [9 empty] | 1.8 |  |  | EIA-860, EIA-860M and EIA-923 | 202406 | -77.6785 | 43.1769
-9376605.4624 | 4886433.7075 | 44401 | 61805 | DG AMP Solar Piqua Staunton | 60370 | DG AMP Solar, LLC | IPP Non-CHP | 416 Staunton St | Piqua | Miami | Ohio | 45356 | solar | Solar = 1.8 MW | Solar Photovoltaic | 1.8 | 1.8 | [9 empty] | 1.8 |  |  | EIA-860, EIA-860M and EIA-923 | 202406 | -84.2315 | 40.1409
-9260327.2449 | 3560792.3671 | 44402 | 61807 | Hamilton Solar Power Plant | 6455 | Duke Energy Florida, LLC | Electric Utility | 3974 SW 69th Dr | Jasper | Hamilton | Florida | 32052 | solar | Solar = 74.9 MW | Solar Photovoltaic | 74.9 | 74.9 | [9 empty] | 74.9 |  |  | EIA-860, EIA-860M and EIA-923 | 202406 | -83.1869 | 30.4443
-7351353.2684 | 2063086.7678 | 44403 | 61808 | HIMA San Pablo - Caguas | 61437 | HIMA San Pablo Caguas | Commercial Non-CHP | Urb. Mariolga, Ave Luis Mu?os | Caguas | Caguas | Puerto Rico | 725 | petroleum | Petroleum = 9 MW | Petroleum Liquids | 9 | 9 | [8 empty] | 9 |  |  |  | EIA-860, EIA-860M and EIA-923 | 202406 | -66.0383 | 18.2181
-13198055.1924 | 4799614.3978 | 44404 | 61809 | EGP Stillwater Solar PV II, LLC | 61435 | EGP Stillwater Solar PV II, LLC | IPP Non-CHP | 4637 Lawrence Lane | Fallon | Churchill | Nevada | 89406 | solar | Solar = 20 MW | Solar Photovoltaic | 20 | 20 | [9 empty] | 20 |  |  | EIA-860, EIA-860M and EIA-923 | 202406 | -118.5601 | 39.542
-10618845.2636 | 3979616.6734 | 44405 | 61810 | Chisum | 61060 | Cypress Creek Renewables | IPP Non-CHP | Farm to Market Road 196 | Blossom | Lamar | Texas | 75416 | solar | Solar = 10 MW | Solar Photovoltaic | 10 | 10 | [9 empty] | 10 |  |  | EIA-860, EIA-860M and EIA-923 | 202406 | -95.3907 | 33.6329
-11578783.289 | 4820483.5637 | 44406 | 61811 | Titan Solar | 61436 | Titan Solar, LLC | IPP Non-CHP | 82933 E. County Road 18 | Deer Trail | Arapahoe | Colorado | 80105 | solar | Solar = 50 MW | Solar Photovoltaic | 50 | 50 | [9 empty] | 50 |  |  | EIA-860, EIA-860M and EIA-923 | 202406 | -104.014 | 39.6865
-8477434.4093 | 4365845.5363 | 44407 | 61813 | Ranchland Solar, LLC | 61425 | Ranchland Solar, LLC | IPP Non-CHP | 1374 Caratoke Hwy | Moyock | Currituck | North Carolina | 27958 | solar | Solar = 60 MW | Solar Photovoltaic | 60 | 60 | [9 empty] | 60 |  |  | EIA-860, EIA-860M and EIA-923 | 202406 | -76.1541 | 36.4726
-7950485.7885 | 5228522.7355 | 44408 | 61814 | Kearsarge Concord II | 61428 | Kearsarge Concord II LLC | IPP Non-CHP | 214Y Main St. | Concord | Middlesex | Massachusetts | 1742 | solar | Solar = 4.5 MW | Solar Photovoltaic | 4.5 | 4.5 | [9 empty] | 4.5 |  |  | EIA-860, EIA-860M and EIA-923 | 202406 | -71.4204 | 42.4493
-8071590.1512 | 5194436.804 | 44409 | 61815 | Kearsarge Granby | 61426 | Kearsarge Granby LLC | IPP Non-CHP | 188 East St. | Granby | Hampshire | Massachusetts | 1033 | solar | Solar = 2.5 MW | Solar Photovoltaic | 2.5 | 2.5 | [9 empty] | 2.5 |  |  | EIA-860, EIA-860M and EIA-923 | 202406 | -72.5083 | 42.223
-9788929.294 | 5297211.3425 | 44410 | 61816 | IKEA Oak Creek Rooftop PV System | 57389 | IKEA Property Inc | Commercial Non-CHP | 7500 S. IKEA Way | Oak Creek | Milwaukee | Wisconsin | 53154 | solar | Solar = 1.2 MW | Solar Photovoltaic | 1.2 | 1.2 | [9 empty] | 1.2 |  |  | EIA-860, EIA-860M and EIA-923 | 202406 | -87.9354 | 42.9029
-10440877.6805 | 5674257.1078 | 44411 | 61817 | Big Lake Project CSG | 61187 | DG Minnesota CSG, LLC | IPP Non-CHP | 19698 200th St. NW | Big Lake | Sherburne | Minnesota | 55309 | solar | Solar = 5 MW | Solar Photovoltaic | 5 | 5 | [9 empty] | 5 |  |  | EIA-860, EIA-860M and EIA-923 | 202406 | -93.792 | 45.334
-9082538.3295 | 4968543.8963 | 44412 | 61818 | DG AMP Solar Brewster | 60370 | DG AMP Solar, LLC | IPP Non-CHP | 630 7th St SE | Brewster | Stark | Ohio | 44613 | solar | Solar = 1.9 MW | Solar Photovoltaic | 1.9 | 1.9 | [9 empty] | 1.9 |  |  | EIA-860, EIA-860M and EIA-923 | 202406 | -81.5898 | 40.7024
-8383066.9845 | 4879782.6508 | 44413 | 61819 | IKEA Conshohocken Rooftop PV System | 57389 | IKEA Property Inc | Commercial Non-CHP | 400 Alan Wood Rd. | Conshohocken | Montgomery | Pennsylvania | 19428 | solar | Solar = 1 MW | Solar Photovoltaic | 1 | 1 | [9 empty] | 1 |  |  | EIA-860, EIA-860M and EIA-923 | 202406 | -75.3064 | 40.0952
-8117411.7027 | 5056057.8945 | 44414 | 61820 | IKEA New Haven Rooftop PV & Fuel Cell | 57389 | IKEA Property Inc | Commercial Non-CHP | 450 Sargent Dr. | New Haven | New Haven | Connecticut | 6511 | solar | Natural Gas = 0.3 MW, Solar = 0.8 MW | Other Natural Gas; Solar Photovoltaic; | 1.1 | 1.1 | [6 empty] | 0.3 |  |  | 0.8 |  |  | EIA-860, EIA-860M and EIA-923 | 202406 | -72.92 | 41.2957
-9073651.6946 | 3533148.5913 | 44415 | 61821 | IKEA Jacksonville Rooftop PV System | 57389 | IKEA Property Inc | Commercial Non-CHP | 7801 Gate Parkway | Jacksonville | Duval | Florida | 32256 | solar | Solar = 1.4 MW | Solar Photovoltaic | 1.4 | 1.4 | [9 empty] | 1.4 |  |  | EIA-860, EIA-860M and EIA-923 | 202406 | -81.51 | 30.23
-8307097.8886 | 4915450.2037 | 44416 | 61822 | Princeton Energy Center, LLC | 61440 | Princeton Energy Center LLC | Commercial CHP | 3 Plainsboro Road | Plainsboro | Middlesex | New Jersey | 8536 | petroleum | Natural Gas = 4.4 MW, Petroleum = 6 MW,Solar = 0.2 MW | Natural Gas Fired Combustion Turbine; Petroleum Liquids; Solar Photovoltaic | 10.8 | 10.6 | [6 empty] | 4.4 |  | 6 | 0.2 |  |  | EIA-860, EIA-860M and EIA-923 | 202406 | -74.6239 | 40.3398
-13054799.5869 | 4043841.4108 | 44417 | 61824 | RPUWD Scheuer Well Solar Project | 61944 | MN8 Energy LLC | IPP Non-CHP | 23444 E 6th St | San Bernardino | San Bernardino | California | 92408 | solar | Solar = 3 MW | Solar Photovoltaic | 3 | 3 | [9 empty] | 3 |  |  | EIA-860, EIA-860M and EIA-923 | 202406 | -117.2733 | 34.1119
-12814577.1351 | 4301212.0983 | 44418 | 61825 | Dignity - Siena Campus | 61944 | MN8 Energy LLC | IPP Non-CHP | 3001 St. Rose Parkway | Henderson | Clark | Nevada | 89052 | solar | Solar = 1.4 MW | Solar Photovoltaic | 1.4 | 1.4 | [9 empty] | 1.4 |  |  | EIA-860, EIA-860M and EIA-923 | 202406 | -115.1153 | 36.0043
-10094242.5898 | 4696870.7175 | 44419 | 61826 | O'Fallon Renewable Energy Center | 19436 | Union Electric Co - (MO) | Electric Utility | 517 T.R. Hughes Blvd. | O'Fallon | St Charles | Missouri | 63366 | solar | Solar = 4.5 MW | Solar Photovoltaic | 4.5 | 4.5 | [9 empty] | 4.5 |  |  | EIA-860, EIA-860M and EIA-923 | 202406 | -90.6781 | 38.8266
-13707325.4988 | 5648324.3288 | 44420 | 61827 | Dayton Cutoff Solar | 61451 | SP Solar 7, LLC | IPP Non-CHP | 9110 SE Amity-Dayton Highway | McMinnville | Yamhill | Oregon | 97128 | solar | Solar = 2.2 MW | Solar Photovoltaic | 2.2 | 2.2 | [9 empty] | 2.2 |  |  | EIA-860, EIA-860M and EIA-923 | 202406 | -123.135 | 45.17
-13702761.3997 | 5626718.1578 | 44421 | 61828 | Valley Creek Solar | 61450 | SP Solar 8, LLC | IPP Non-CHP | 3355 Valley Creek Road NW | Salem | Polk | Oregon | 97304 | solar | Solar = 2.2 MW | Solar Photovoltaic | 2.2 | 2.2 | [9 empty] | 2.2 |  |  | EIA-860, EIA-860M and EIA-923 | 202406 | -123.094 | 45.033
-13670812.7058 | 5623725.769 | 44422 | 61829 | Silverton Solar | 61449 | Silverton Solar, LLC | IPP Non-CHP | 1550 Airport Road NE | Silverton | Marion | Oregon | 97381 | solar | Solar = 2.2 MW | Solar Photovoltaic | 2.2 | 2.2 | [9 empty] | 2.2 |  |  | EIA-860, EIA-860M and EIA-923 | 202406 | -122.807 | 45.014
-13686620.0735 | 5594170.2155 | 44423 | 61830 | Sheep Solar | 61448 | Sheep Solar, LLC | IPP Non-CHP | 8723 55th Ave SE | Turner | Marion | Oregon | 97392 | solar | Solar = 2.2 MW | Solar Photovoltaic | 2.2 | 2.2 | [9 empty] | 2.2 |  |  | EIA-860, EIA-860M and EIA-923 | 202406 | -122.949 | 44.826
-13633631.9959 | 5648324.3288 | 44424 | 61831 | Colton Solar | 61445 | SP Solar 6, LLC | IPP Non-CHP | 19120 S Highway 211 | Molalla | Clackamas | Oregon | 97038 | solar | Solar = 2.2 MW | Solar Photovoltaic | 2.2 | 2.2 | [9 empty] | 2.2 |  |  | EIA-860, EIA-860M and EIA-923 | 202406 | -122.473 | 45.17
-13681054.099 | 5641852.8095 | 44425 | 61832 | Interstate Solar | 61447 | SP Solar 1, LLC | IPP Non-CHP | 14425 Butteville Road | Gervais | Marion | Oregon | 97026 | solar | Solar = 2.2 MW | Solar Photovoltaic | 2.2 | 2.2 | [9 empty] | 2.2 |  |  | EIA-860, EIA-860M and EIA-923 | 202406 | -122.899 | 45.129
-8810715.0573 | 4067404.5251 | 44426 | 61833 | Freedom Solar | 61446 | Freedom Solar, LLC | IPP Non-CHP | 1376 Ayers Loop | Nichols | Dillon | South Carolina | 97392 | solar | Solar = 5 MW | Solar Photovoltaic | 5 | 5 | [9 empty] | 5 |  |  | EIA-860, EIA-860M and EIA-923 | 202406 | -79.148 | 34.287
-13013902.3644 | 3997566.7316 | 44427 | 61834 | Soboba Community Solar Project | 61453 | Soboba Band of Luiseno Indians | Electric Utility | 24400 Soboba Road | San Jacinto | Riverside | California | 92583 | solar | Solar = 1.7 MW | Solar Photovoltaic | 2 | 1.7 | [9 empty] | 1.7 |  |  | EIA-860, EIA-860M and EIA-923 | 202406 | -116.9059 | 33.7671
-13760202.257 | 5630026.6909 | 44428 | 61835 | Grand Ronde Solar | 61454 | NorWest Energy 14, LLC | IPP Non-CHP | 6804 Andy Riggs Road | Grand Ronde | Polk | Oregon | 97347 | solar | Solar = 2.2 MW | Solar Photovoltaic | 2.2 | 2.2 | [9 empty] | 2.2 |  |  | EIA-860, EIA-860M and EIA-923 | 202406 | -123.61 | 45.054
-10939317.6023 | 4215785.2385 | 44429 | 61836 | Minco Wind IV, LLC | 61458 | Minco Wind IV, LLC | IPP Non-CHP | 5175 CS 2560 Rd | Hinton | Canadian | Oklahoma | 73047 | wind | Wind = 130 MW | Onshore Wind Turbine | 130 | 130 | [10 empty] | 130 |  | EIA-860, EIA-860M and EIA-923 | 202406 | -98.2696 | 35.381
-9092828.9259 | 5087770.9003 | 44430 | 61838 | Cleveland Thermal | 61457 | Cleveland Thermal, LLC | Commercial CHP | 1921 Hamilton Avenue | Cleveland | Cuyahoga | Ohio | 44114 | natural gas | Natural Gas = 1 MW | Natural Gas Steam Turbine | 1 | 1 | [6 empty] | 1 | [5 empty] | EIA-860, EIA-860M and EIA-923 | 202406 | -81.6823 | 41.5094
-10305774.4465 | 4114853.0059 | 44431 | 61839 | FECC Solar Benton | 61204 | Today's Power, Inc. | Electric Utility | 8200 Old Congo Road | Benton | Saline | Arkansas | 72019 | solar | Solar = 1 MW | Solar Photovoltaic | 1 | 1 | [9 empty] | 1 |  |  | EIA-860, EIA-860M and EIA-923 | 202406 | -92.5783 | 34.6384
-7962271.2943 | 5123290.573 | 44432 | 61840 | Hope Farm Solar, LLC | 60496 | Adapture Renewables, Inc. | IPP Non-CHP | 840 Hope Road | Cranston | Providence | Rhode Island | 2831 | solar | Solar = 10 MW | Solar Photovoltaic | 10 | 10 | [9 empty] | 10 |  |  | EIA-860, EIA-860M and EIA-923 | 202406 | -71.5263 | 41.7479
-8516806.8887 | 4316380.1379 | 44433 | 61842 | Sun Farm VI, LLC | 60025 | Greenbacker Renewable Energy Corporation | IPP Non-CHP | 1515 Ocean Hwy South | Hertford | Perquimans | North Carolina | 27944 | solar | Solar = 4.8 MW | Solar Photovoltaic | 5 | 4.8 | [9 empty] | 4.8 |  |  | EIA-860, EIA-860M and EIA-923 | 202406 | -76.5078 | 36.1144
-13024924.1072 | 3840551.2526 | 44434 | 61843 | SeaWorld Aquatica | 60584 | Onyx Asset Services Group | IPP Non-CHP | 2052 Entertainment Circle | Chula Vista | San Diego | California | 91911 | solar | Solar = 1.1 MW | Solar Photovoltaic | 1.1 | 1.1 | [9 empty] | 1.1 |  |  | EIA-860, EIA-860M and EIA-923 | 202406 | -117.0049 | 32.5865
-13158417.4387 | 5537738.3675 | 44435 | 61844 | Brush Solar Center | 60496 | Adapture Renewables, Inc. | IPP Non-CHP | TBD | Unity | Baker | Oregon | 97884 | solar | Solar = 2.8 MW | Solar Photovoltaic | 2.8 | 2.8 | [9 empty] | 2.8 |  |  | EIA-860, EIA-860M and EIA-923 | 202406 | -118.2041 | 44.4653
-13288775.0114 | 4326401.919 | 44436 | 61846 | Tulare BioMAT Fuel Cell | 61467 | Central CA Fuel Cell 2, LLC | IPP CHP | 1875 South West Street | Tulare | Tulare | California | 93274 | biomass | Biomass = 2.8 MW | Other Waste Biomass | 2.8 | 2.8 |  | 2.8 | [10 empty] | EIA-860, EIA-860M and EIA-923 | 202406 | -119.3751 | 36.1871
-8254884.038 | 5321307.9055 | 44437 | 61847 | Broadalbin | 60584 | Onyx Asset Services Group | IPP Non-CHP | 560 Route 29 | Broadalbin | Fulton | New York | 12025 | solar | Solar = 2 MW | Solar Photovoltaic | 2 | 2 | [9 empty] | 2 |  |  | EIA-860, EIA-860M and EIA-923 | 202406 | -74.1549 | 43.0613
-8827530.9796 | 4391902.5534 | 44438 | 61849 | Danville | 63249 | Terraform Arcadia | IPP Non-CHP | 2048 Kentuck Church Road | Danville | Pittsylvania | Virginia | 24586 | solar | Solar = 6 MW | Solar Photovoltaic | 6 | 6 | [9 empty] | 6 |  |  | EIA-860, EIA-860M and EIA-923 | 202406 | -79.2991 | 36.6606
-10229347.2709 | 5130056.4471 | 44439 | 61850 | Amana Society Service Company | 471 | Amana Society Service Co | IPP Non-CHP | 3208 K Street | Middle Amana | Iowa | Iowa | 52307 | petroleum | Petroleum = 21.6 MW | Petroleum Liquids | 21.6 | 21.6 | [8 empty] | 21.6 |  |  |  | EIA-860, EIA-860M and EIA-923 | 202406 | -91.8918 | 41.7932
-12766568.1557 | 4387625.1279 | 44440 | 61852 | Eagle Shadow Mountain Solar Farm | 61477 | 325MK 8me LLC | IPP Non-CHP | TBD | Moapa River Indian Re | Clark | Nevada | 89025 | solar | Solar = 300 MW | Solar Photovoltaic | 300 | 300 | [9 empty] | 300 |  |  | EIA-860, EIA-860M and EIA-923 | 202406 | -114.684 | 36.6298
-12403617.1898 | 4953021.8463 | 44441 | 61853 | Jordanelle Dam Hydroelectric Project | 61476 | Central Utah Water Conservancy District | Commercial Non-CHP | 7000 North Old Hwy 40 | Heber | Wasatch | Utah | 84032 | hydroelectric | Hydroelectric = 13 MW | Conventional Hydroelectric | 13 | 13 |  |  |  |  | 13 | [7 empty] | EIA-860, EIA-860M and EIA-923 | 202406 | -111.4236 | 40.5966
-13109370.8503 | 5574794.3216 | 44442 | 61854 | Baker City Solar | 60496 | Adapture Renewables, Inc. | IPP Non-CHP | TBD | Baker City | Baker | Oregon | 97814 | solar | Solar = 15 MW | Solar Photovoltaic | 15 | 15 | [9 empty] | 15 |  |  | EIA-860, EIA-860M and EIA-923 | 202406 | -117.7635 | 44.7024
-13032704.8943 | 5457920.5881 | 44443 | 61855 | Morgan Solar Center | 60496 | Adapture Renewables, Inc. | IPP Non-CHP | TBD | Ontario | Malheur | Oregon | 97814 | solar | Solar = 3 MW | Solar Photovoltaic | 3 | 3 | [9 empty] | 3 |  |  | EIA-860, EIA-860M and EIA-923 | 202406 | -117.0748 | 43.9514
-13073844.1254 | 5489906.1417 | 44444 | 61856 | Vale Solar Center | 60496 | Adapture Renewables, Inc. | IPP Non-CHP | TBD | Ontario | Malheur | Oregon | 97814 | solar | Solar = 3 MW | Solar Photovoltaic | 3 | 3 | [9 empty] | 3 |  |  | EIA-860, EIA-860M and EIA-923 | 202406 | -117.4443 | 44.1579
-7951285.0625 | 5100325.8294 | 44445 | 61857 | Toray Plastic America's CHP Plant | 61478 | Toray Plastics America | Industrial CHP | 42 Northrup Road | North Kingstown | Washington | Rhode Island | 2852 | natural gas | Natural Gas = 19.3 MW | Natural Gas Fired Combustion Turbine; Natural Gas Internal Combustion Engine; | 20 | 19.3 | [6 empty] | 19.3 | [5 empty] | EIA-860, EIA-860M and EIA-923 | 202406 | -71.4276 | 41.5938
-12186884.5978 | 5758875.9895 | 44446 | 61858 | Stillwater Wind, LLC | 56545 | Pattern Operators LP | IPP Non-CHP | 2A Eder Road | Reed Point | Stillwater | Montana | 59069 | wind | Wind = 79.7 MW | Onshore Wind Turbine | 79.7 | 79.7 | [10 empty] | 79.7 |  | EIA-860, EIA-860M and EIA-923 | 202406 | -109.4766 | 45.8658
-13027507.7213 | 5482921.226 | 44447 | 61860 | Ontario Solar Center | 60496 | Adapture Renewables, Inc. | IPP Non-CHP | TBD | Ontario | Malheur | Oregon | 97914 | solar | Solar = 3 MW | Solar Photovoltaic | 3 | 3 | [9 empty] | 3 |  |  | EIA-860, EIA-860M and EIA-923 | 202406 | -117.0281 | 44.1128
-12462913.9656 | 3954761.0037 | 44448 | 61861 | AES ES GILBERT | 61482 | AES ES GILBERT, LLC | IPP Non-CHP | 905 S 54th Street | Chandler | Maricopa | Arizona | 85226 | batteries | Battery = 10 MW | Batteries | 10 | 10 | 10 | [11 empty] | EIA-860, EIA-860M and EIA-923 | 202406 | -111.9563 | 33.4468
-12832034.9256 | 4308492.2446 | 44449 | 61862 | Dignity - San Martin | 61944 | MN8 Energy LLC | IPP Non-CHP | 8280 W. Warm Springs Road | Las Vegas | Clark | Nevada | 89113 | solar | Solar = 1.7 MW | Solar Photovoltaic | 1.7 | 1.7 | [9 empty] | 1.7 |  |  | EIA-860, EIA-860M and EIA-923 | 202406 | -115.2721 | 36.0572
-8260078.9847 | 5275841.9286 | 44450 | 61863 | Duanesburg | 60584 | Onyx Asset Services Group | IPP Non-CHP | 726 Alexander Road | Duanesburg | Montgomery | New York | 10253 | solar | Solar = 2 MW | Solar Photovoltaic | 2 | 2 | [9 empty] | 2 |  |  | EIA-860, EIA-860M and EIA-923 | 202406 | -74.2016 | 42.7622
-8306867.6799 | 4862663.4463 | 44451 | 61864 | Dix Solar, L.L.C | 60281 | Altus Power America Management, LLC | IPP Non-CHP | 7419 Juliustown Rd | Browns Mills | Burlington | New Jersey | 8015 | solar | Solar = 13 MW | Solar Photovoltaic | 13 | 13 | [9 empty] | 13 |  |  | EIA-860, EIA-860M and EIA-923 | 202406 | -74.6219 | 39.9774
-11024937.6528 | 3079686.9634 | 44452 | 61865 | Rio Bravo Windpower, LLC | 61485 | Rio Bravo Windpower, LLC | IPP Non-CHP | 399 Rancho Nuevo Rd | Roma | Starr | Texas | 78584 | wind | Wind = 237.6 MW | Onshore Wind Turbine | 237.6 | 237.6 | [10 empty] | 237.6 |  | EIA-860, EIA-860M and EIA-923 | 202406 | -99.0387 | 26.649
-10596703.5943 | 4108441.8475 | 44453 | 61866 | Wildhorse Mountain Wind Facility | 17650 | Southern Power Co | IPP Non-CHP | 167780 North 4355 Road | Clayton | Pushmataha | Oklahoma | 74536 | wind | Wind = 100 MW | Onshore Wind Turbine | 100 | 100 | [10 empty] | 100 |  | EIA-860, EIA-860M and EIA-923 | 202406 | -95.1918 | 34.591
-10695230.9171 | 3456247.4656 | 44454 | 61867 | Bovine | 61060 | Cypress Creek Renewables | IPP Non-CHP | 427 W FM 1093 | Wallis | Austin | Texas | 76524 | solar | Solar = 10 MW | Solar Photovoltaic | 10 | 10 | [9 empty] | 10 |  |  | EIA-860, EIA-860M and EIA-923 | 202406 | -96.0769 | 29.6313
-10683281.215 | 3444234.9392 | 44455 | 61868 | Bronson | 61060 | Cypress Creek Renewables | IPP Non-CHP | 4343 FM 1875 Road #1 | Beasley | Fort Bend | Texas | 77417 | solar | Solar = 10 MW | Solar Photovoltaic | 10 | 10 | [9 empty] | 10 |  |  | EIA-860, EIA-860M and EIA-923 | 202406 | -95.9695 | 29.5375
-10410061.1058 | 4227547.5789 | 44456 | 61869 | Scenic Hill Solar III | 61486 | Scenic Hill Solar III LLC | IPP Non-CHP | 2525 West Main Street | Clarksville | Johnson | Arkansas | 72830 | solar | Solar = 5 MW | Solar Photovoltaic | 5 | 5 | [9 empty] | 5 |  |  | EIA-860, EIA-860M and EIA-923 | 202406 | -93.5152 | 35.4671
-10652628.7253 | 5605709.741 | 44457 | 61870 | Montevideo Solar LLC, CSG | 61487 | Montevideo Solar LLC | IPP Non-CHP | 4795 345th Ave. | Montevideo | Yellow Medicine | Minnesota | 56265 | solar | Solar = 5 MW | Solar Photovoltaic | 5 | 5 | [9 empty] | 5 |  |  | EIA-860, EIA-860M and EIA-923 | 202406 | -95.6942 | 44.8995
-10705886.7527 | 3917381.4783 | 44458 | 61871 | Sterling Solar (TX) | 61060 | Cypress Creek Renewables | IPP Non-CHP | CR 1060 | Greenville | Hunt | Texas | 75401 | solar | Solar = 10 MW | Solar Photovoltaic | 10 | 10 | [9 empty] | 10 |  |  | EIA-860, EIA-860M and EIA-923 | 202406 | -96.1726 | 33.1662
-11080437.2095 | 3616166.6106 | 44459 | 61872 | Lampwick | 61677 | Sol Systems | IPP Non-CHP | HWY 29 | Hext | Menard | Texas | 76848 | solar | Solar = 7.5 MW | Solar Photovoltaic | 7.5 | 7.5 | [9 empty] | 7.5 |  |  | EIA-860, EIA-860M and EIA-923 | 202406 | -99.5373 | 30.8722
-10870765.3901 | 3754629.3599 | 44460 | 61873 | Yellow Jacket | 61060 | Cypress Creek Renewables | IPP Non-CHP | TX-174 | Meridian | Bosque | Texas | 76665 | solar | Solar = 5 MW | Solar Photovoltaic | 5 | 5 | [9 empty] | 5 |  |  | EIA-860, EIA-860M and EIA-923 | 202406 | -97.6537 | 31.9338
-10827015.8283 | 3670618.649 | 44461 | 61874 | Eddy II | 61060 | Cypress Creek Renewables | IPP Non-CHP | 698 Franklin Road | Eddy | McLennan | Texas | 76524 | solar | Solar = 10 MW | Solar Photovoltaic | 10 | 10 | [9 empty] | 10 |  |  | EIA-860, EIA-860M and EIA-923 | 202406 | -97.2607 | 31.2912
-10689274.2111 | 3401809.1789 | 44462 | 61875 | Cascade Solar (TX) | 61060 | Cypress Creek Renewables | IPP Non-CHP | 10407 TX-60 | Wharton | Wharton | Texas | 77488 | solar | Solar = 10 MW | Solar Photovoltaic | 10 | 10 | [9 empty] | 10 |  |  | EIA-860, EIA-860M and EIA-923 | 202406 | -96.0234 | 29.2054
-11059498.3472 | 4324628.3299 | 44463 | 61876 | Persimmon Creek Wind Farm 1, LLC | 22500 | Evergy Kansas Central, Inc | Electric Utility | 207002 E County Rd 58 | Vici | Woodward | Oklahoma | 73859 | wind | Wind = 198.6 MW | Onshore Wind Turbine | 198.6 | 198.6 | [10 empty] | 198.6 |  | EIA-860, EIA-860M and EIA-923 | 202406 | -99.3492 | 36.1743
-8595397.7813 | 4136863.4306 | 44464 | 61877 | Hanover Solar, LLC | 61944 | MN8 Energy LLC | IPP Non-CHP | 1706 Belgrade-Swansboro Road | Maysville | Jones | North Carolina | 28555 | solar | Solar = 5 MW | Solar Photovoltaic | 4.9 | 5 | [9 empty] | 5 |  |  | EIA-860, EIA-860M and EIA-923 | 202406 | -77.2138 | 34.8009
-9916929.8992 | 4544249.5368 | 44465 | 61878 | John A Logan College Solar | 63359 | REA Investments, LLC | IPP Non-CHP | 700 Logan College Dr | Carterville | Williamson | Illinois | 62918 | solar | Solar = 1.3 MW | Solar Photovoltaic | 1.3 | 1.3 | [9 empty] | 1.3 |  |  | EIA-860, EIA-860M and EIA-923 | 202406 | -89.0853 | 37.7506
-9108060.7718 | 3239645.2662 | 44466 | 61879 | Bartow Solar Energy LLC | 62627 | Cardinal Renewables | IPP Non-CHP | 2500 US Hwy 17 North | Bartow | Polk | Florida | 33830 | solar | Solar = 7.3 MW | Solar Photovoltaic | 7.3 | 7.3 | [9 empty] | 7.3 |  |  | EIA-860, EIA-860M and EIA-923 | 202406 | -81.8191 | 27.926
-8876932.5658 | 4238373.251 | 44467 | 61881 | Morning View | 61060 | Cypress Creek Renewables | IPP Non-CHP | 1089 Morning View Rd | Seagrove | Randolph | North Carolina | 27341 | solar | Solar = 2 MW | Solar Photovoltaic | 2 | 2 | [9 empty] | 2 |  |  | EIA-860, EIA-860M and EIA-923 | 202406 | -79.7428 | 35.5463
-8904574.9765 | 4210191.4613 | 44468 | 61882 | Copperfield | 61060 | Cypress Creek Renewables | IPP Non-CHP | 948 Liberty Hill Church Rd | Troy | Montgomery | North Carolina | 27306 | solar | Solar = 2 MW | Solar Photovoltaic | 2 | 2 | [9 empty] | 2 |  |  | EIA-860, EIA-860M and EIA-923 | 202406 | -79.9912 | 35.3401
-8891388.2923 | 4249616.3679 | 44469 | 61883 | Hopewell Friends | 61060 | Cypress Creek Renewables | IPP Non-CHP | 1694 Hopewell Friends Rd | Asheboro | Randolph | North Carolina | 27205 | solar | Solar = 1.3 MW | Solar Photovoltaic | 1.3 | 1.3 | [9 empty] | 1.3 |  |  | EIA-860, EIA-860M and EIA-923 | 202406 | -79.8727 | 35.6285
-11025215.5063 | 4971376.973 | 44470 | 61884 | Kearney NPPD Solar Project | 60520 | SoCore Energy LLC | IPP Non-CHP | 3901 Antelope Avenue | Kearney | Buffalo | Nebraska | 68847 | solar | Solar = 5.8 MW | Solar Photovoltaic | 5.8 | 5.8 | [9 empty] | 5.8 |  |  | EIA-860, EIA-860M and EIA-923 | 202406 | -99.0412 | 40.7217
-9707976.8698 | 4787412.2437 | 44471 | 61885 | Staunton | 61060 | Cypress Creek Renewables | IPP Non-CHP | 5700 W County Rd 500 N. | Brazil | Clay | Indiana | 47834 | solar | Solar = 4 MW | Solar Photovoltaic | 4 | 4 | [9 empty] | 4 |  |  | EIA-860, EIA-860M and EIA-923 | 202406 | -87.2082 | 39.4575
-12074013.5359 | 4854857.7101 | 44472 | 61886 | Bar D | 61060 | Cypress Creek Renewables | IPP Non-CHP | 567 County Road 83 | Meeker | Rio Blanco | Colorado | 81641 | solar | Solar = 4 MW | Solar Photovoltaic | 4 | 4 | [9 empty] | 4 |  |  | EIA-860, EIA-860M and EIA-923 | 202406 | -108.4627 | 39.9237
-11841372.7207 | 3741014.2793 | 44473 | 61887 | Fort Bliss (DEA EPIC) | 60146 | Ameresco Federal Solutions | IPP Non-CHP | 11339 SSG SIMS RD | El Paso | El Paso | Texas | 79918 | solar | Solar = 2 MW | Solar Photovoltaic | 2 | 2 | [9 empty] | 2 |  |  | EIA-860, EIA-860M and EIA-923 | 202406 | -106.3729 | 31.83
-8272684.2473 | 5311846.8832 | 44474 | 61888 | Johnstown | 60584 | Onyx Asset Services Group | IPP Non-CHP | 143 County Road 142A | Johnstown | Fulton | New York | 10295 | solar | Solar = 2 MW | Solar Photovoltaic | 2 | 2 | [9 empty] | 2 |  |  | EIA-860, EIA-860M and EIA-923 | 202406 | -74.3148 | 42.9992
-10838588.8252 | 5207815.6612 | 44475 | 61889 | Sholes Wind Energy Center | 61502 | Sholes Wind Energy Center, LLC | IPP Non-CHP | 56006 858th Rd | Randolph | Wayne | Nebraska | 68771 | wind | Wind = 160 MW | Onshore Wind Turbine | 160 | 160 | [10 empty] | 160 |  | EIA-860, EIA-860M and EIA-923 | 202406 | -97.3647 | 42.3119
-8536657.6029 | 4656619.3148 | 44476 | 61890 | NRG Chalk Point CT | 61505 | NRG Chalk Point CT | IPP Non-CHP | P.O 10 | Aquasco | Prince Georges | Maryland | 20608 | petroleum | Petroleum = 80.2 MW | Petroleum Liquids | 94 | 80.2 | [8 empty] | 80.2 |  |  |  | EIA-860, EIA-860M and EIA-923 | 202406 | -76.6861 | 38.5444
-8365043.8024 | 4963109.8759 | 44477 | 61891 | Stryker 22, L.L.C. | 61506 | Stryker 22, L.L.C. | IPP Non-CHP | 75 Edge Road | Alpha | Warren | New Jersey | 8865 | batteries | Battery = 19.8 MW | Batteries | 19.8 | 19.8 | 19.8 | [11 empty] | EIA-860, EIA-860M and EIA-923 | 202406 | -75.1445 | 40.6654
-8293054.8235 | 4881852.7481 | 44478 | 61892 | Plumsted 537 LLC | 61507 | Plumsted 537 LLC | IPP Non-CHP | 803 Monmouth Road | Plumsted | Ocean | New Jersey | 8514 | batteries | Battery = 19.8 MW | Batteries | 19.8 | 19.8 | 19.8 | [11 empty] | EIA-860, EIA-860M and EIA-923 | 202406 | -74.4978 | 40.1094
-8360986.5409 | 4857086.2368 | 44479 | 61893 | BNB Camden Solar | 60025 | Greenbacker Renewable Energy Corporation | IPP Non-CHP | 1 Campbell Pl | Camden | Camden | New Jersey | 8103 | solar | Solar = 3.5 MW | Solar Photovoltaic | 3.7 | 3.5 | [9 empty] | 3.5 |  |  | EIA-860, EIA-860M and EIA-923 | 202406 | -75.108 | 39.939
-13321947.2178 | 4386897.0401 | 44480 | 61894 | National Raisin | 61510 | National Raisin | Industrial Non-CHP | 626 S. 5th St. | Fowler | Fresno | California | 93625 | solar | Solar = 2.5 MW | Solar Photovoltaic | 2.9 | 2.5 | [9 empty] | 2.5 |  |  | EIA-860, EIA-860M and EIA-923 | 202406 | -119.6731 | 36.6245
-10780305.2794 | 3906487.9698 | 44481 | 61895 | Toyota HQ Plan | 61944 | MN8 Energy LLC | IPP Non-CHP | 6565 Headquarters Dr | Plano | Collin | Texas | 75024 | solar | Solar = 5.9 MW | Solar Photovoltaic | 7.7 | 5.9 | [9 empty] | 5.9 |  |  | EIA-860, EIA-860M and EIA-923 | 202406 | -96.8411 | 33.0842
-8732815.0135 | 5174009.4441 | 44482 | 61898 | Solean Solar Project | 59474 | BQ Energy LLC | IPP Non-CHP | Buffalo Street | Olean | Cattaraugus | New York | 94047 | solar | Solar = 4 MW | Solar Photovoltaic | 4 | 4 | [9 empty] | 4 |  |  | EIA-860, EIA-860M and EIA-923 | 202406 | -78.4482 | 42.0869
-8135610.9923 | 4980157.3675 | 44483 | 61899 | Lincoln Ave Solar Project | 63970 | CVI Renewables Holdings, LLC. | IPP Non-CHP | 1155 Lincoln Avenue | Holbrook | Suffolk | New York | 11741 | solar | Solar = 2 MW | Solar Photovoltaic | 2 | 2 | [9 empty] | 2 |  |  | EIA-860, EIA-860M and EIA-923 | 202406 | -73.0834 | 40.7814
-8146628.2823 | 4985141.0688 | 44484 | 61900 | Blydenburgh Solar Project | 63970 | CVI Renewables Holdings, LLC. | IPP Non-CHP | 600 Blydenburgh Ave | Haupaugge | Suffolk | New York | 11741 | solar | Solar = 1.5 MW | Solar Photovoltaic | 1.5 | 1.5 | [9 empty] | 1.5 |  |  | EIA-860, EIA-860M and EIA-923 | 202406 | -73.1824 | 40.8153
-9641553.7541 | 4111140.6941 | 44485 | 61901 | Redstone Arsenal Hybrid | 61944 | MN8 Energy LLC | IPP Non-CHP | Redstone Arsenal Base | Huntsville | Madison | Alabama | 35808 | solar | Battery = 1 MW, Solar = 7.2 MW | Batteries; Solar Photovoltaic; | 11 | 8.2 | 1 | [8 empty] | 7.2 |  |  | EIA-860, EIA-860M and EIA-923 | 202406 | -86.6116 | 34.611
-8130105.1302 | 4982543.2446 | 44486 | 61902 | Holtsville Solar Project | 63970 | CVI Renewables Holdings, LLC. | IPP Non-CHP | 249 Buckley Road | Holtsville | Suffolk | New York | 11742 | solar | Solar = 1.2 MW | Solar Photovoltaic | 1.2 | 1.2 | [9 empty] | 1.2 |  |  | EIA-860, EIA-860M and EIA-923 | 202406 | -73.034 | 40.7977
-8300776.6113 | 5277802.9427 | 44487 | 61903 | Sharon Springs | 60584 | Onyx Asset Services Group | IPP Non-CHP | 106 Empire Road | Sharon Springs | Schoharie | New York | 13459 | solar | Solar = 2 MW | Solar Photovoltaic | 2 | 2 | [9 empty] | 2 |  |  | EIA-860, EIA-860M and EIA-923 | 202406 | -74.5671 | 42.7751
-8250978.6163 | 5304915.3046 | 44488 | 61904 | Amsterdam North | 60584 | Onyx Asset Services Group | IPP Non-CHP | 537 State Highway 67 | Amsterdam | Montgomery | New York | 13452 | solar | Solar = 2 MW | Solar Photovoltaic | 2 | 2 | [9 empty] | 2 |  |  | EIA-860, EIA-860M and EIA-923 | 202406 | -74.1198 | 42.9536
-8251686.2743 | 5304205.8062 | 44489 | 61905 | Amsterdam South | 60584 | Onyx Asset Services Group | IPP Non-CHP | 537 State Highway 67 | Amsterdam | Montgomery | New York | 13452 | solar | Solar = 2 MW | Solar Photovoltaic | 2 | 2 | [9 empty] | 2 |  |  | EIA-860, EIA-860M and EIA-923 | 202406 | -74.1262 | 42.949
-11451246.2182 | 3742774.8349 | 44490 | 61906 | Phoebe Solar | 61515 | Phoebe Energy Project, LLC | IPP Non-CHP | 11445 E St HWY 302 | Kermit | Winkler | Texas | 79745 | solar | Solar = 250 MW | Solar Photovoltaic | 250 | 250 | [9 empty] | 250 |  |  | EIA-860, EIA-860M and EIA-923 | 202406 | -102.8683 | 31.8434
-8309709.1099 | 4870606.171 | 44491 | 61907 | Springfield Solar Project | 56990 | NJR Clean Energy Ventures Corporation | IPP Non-CHP | 2469 Saylors Pond Road | Springfield Twp. | Burlington | New Jersey | 8562 | solar | Solar = 7.5 MW | Solar Photovoltaic | 7.5 | 7.5 | [9 empty] | 7.5 |  |  | EIA-860, EIA-860M and EIA-923 | 202406 | -74.6474 | 40.0321
-8522723.7423 | 4391887.5662 | 44492 | 61908 | Stratford Solar Center, LLC | 61516 | Stratford Solar Center, LLC | IPP Non-CHP | White Marsh Road | Suffolk | Suffolk City | Virginia | 23434 | solar | Solar = 15 MW | Solar Photovoltaic | 15 | 15 | [9 empty] | 15 |  |  | EIA-860, EIA-860M and EIA-923 | 202406 | -76.5609 | 36.6605
-9534483.4396 | 5200006.1012 | 44493 | 61909 | Parkview Battery | 4254 | Consumers Energy Co - (MI) | Electric Utility | 3190 S Drake Ave | Kalamazoo | Kalamazoo | Michigan | 49009 | batteries | Battery = 1 MW | Batteries | 1.1 | 1 | 1 | [11 empty] | EIA-860, EIA-860M and EIA-923 | 202406 | -85.6497 | 42.26
-10346749.9266 | 5211033.1453 | 44494 | 61911 | Ivester Wind Farm | 12341 | MidAmerican Energy Co | Electric Utility | 15087 205th St | Wellsburg | Grundy | Iowa | 50680 | wind | Wind = 90 MW | Onshore Wind Turbine | 90.8 | 90 | [10 empty] | 90 |  | EIA-860, EIA-860M and EIA-923 | 202406 | -92.9464 | 42.3333
-13012602.8207 | 4807449.9519 | 44495 | 61912 | McGinness Hills 3 | 34691 | Ormat Nevada Inc | IPP Non-CHP | 1350 Grass Valley Road | Austin | Lander | Nevada | 89310 | geothermal | Geothermal = 74.2MW | Geothermal | 98.8 | 74.2 |  |  |  | 74.2 | [8 empty] | EIA-860, EIA-860M and EIA-923 | 202406 | -116.8942 | 39.5963
-12391368.8176 | 4012138.5085 | 44496 | 61913 | Punkin Center Battery Storage | 803 | Arizona Public Service Co | Electric Utility | 146 E Purtill Trail | Tonto Basin | Gila | Arizona | 85553 | batteries | Battery = 2 MW | Batteries | 2 | 2 | 2 | [11 empty] | EIA-860, EIA-860M and EIA-923 | 202406 | -111.3136 | 33.8758
-8558523.5339 | 4982175.4812 | 44497 | 61914 | Susquehanna University Solar | 63249 | Terraform Arcadia | IPP Non-CHP | 514 University Avenue | Selinsgrove | Snyder | Pennsylvania | 17870 | solar | Solar = 3 MW | Solar Photovoltaic | 3 | 3 | [9 empty] | 3 |  |  | EIA-860, EIA-860M and EIA-923 | 202406 | -76.8825 | 40.7952
-8544826.1158 | 4724405.4173 | 44498 | 61915 | Bowie State Solar | 63249 | Terraform Arcadia | IPP Non-CHP | 14000 Jericho Park Rd. | Bowie | Prince Georges | Maryland | 20715 | solar | Solar = 1.3 MW | Solar Photovoltaic | 1.3 | 1.3 | [9 empty] | 1.3 |  |  | EIA-860, EIA-860M and EIA-923 | 202406 | -76.7595 | 39.0191
-9295980.0948 | 5381026.3443 | 44499 | 61916 | Pegasus Wind | 61521 | Pegasus Wind, LLC | IPP Non-CHP | 4941 North Gera Road | Reese | Tuscola | Michigan | 48757 | wind | Wind = 178 MW | Onshore Wind Turbine | 178 | 178 | [10 empty] | 178 |  | EIA-860, EIA-860M and EIA-923 | 202406 | -83.5072 | 43.452
-8319620.6634 | 5321142.8986 | 44500 | 61917 | Kearsarge Oppenheim CSG | 61520 | Kearsarge Oppenheim LLC | IPP Non-CHP | 519 County Highway 151 | St. Johnsville | Fulton | New York | 13452 | solar | Solar = 1.4 MW | Solar Photovoltaic | 1.4 | 1.4 | [9 empty] | 1.4 |  |  | EIA-860, EIA-860M and EIA-923 | 202406 | -74.7364 | 43.0602
-9045703.044 | 3940869.7082 | 44501 | 61918 | Blackville Solar Farm, LLC | 5248 | Dominion Energy Inc. | IPP Non-CHP | South of Blackville off of Hil | Blackville | Barnwell | South Carolina | 29817 | solar | Solar = 7.2 MW | Solar Photovoltaic | 7.2 | 7.2 | [9 empty] | 7.2 |  |  | EIA-860, EIA-860M and EIA-923 | 202406 | -81.2589 | 33.3426
-10281324.6788 | 5543408.3186 | 44502 | 61919 | Frontenac Holdco LLC, CSG | 61518 | Frontenac Holdco LLC | IPP Non-CHP | 30775 Territorial Road | Frontenac | Goodhue | Minnesota | 55026 | solar | Solar = 5 MW | Solar Photovoltaic | 5 | 5 | [9 empty] | 5 |  |  | EIA-860, EIA-860M and EIA-923 | 202406 | -92.3587 | 44.5017
-11109308.1421 | 3689493.5659 | 44503 | 61920 | Galloway 1 Solar Farm | 61523 | 225DD 8me LLC | IPP Non-CHP | 1096 County Road 4508 | Paint Rock | Concho | Texas | 76866 | solar | Solar = 250 MW | Solar Photovoltaic | 250 | 250 | [9 empty] | 250 |  |  | EIA-860, EIA-860M and EIA-923 | 202406 | -99.7966 | 31.4359
-11318875.4324 | 3915351.1178 | 44504 | 61921 | Tahoka Wind | 61527 | Tahoka Wind, LLC | IPP Non-CHP | 2405 County Road 24 | Tahoka | Lynn | Texas | 79373 | wind | Wind = 300 MW | Onshore Wind Turbine | 300 | 300 | [10 empty] | 300 |  | EIA-860, EIA-860M and EIA-923 | 202406 | -101.6792 | 33.1509
-8235597.9363 | 5085575.8207 | 44505 | 61922 | Sunlight Beacon | 59474 | BQ Energy LLC | IPP Non-CHP | 100 Dennings Ave | Beacon | Dutchess | New York | 12508 | solar | Solar = 2 MW | Solar Photovoltaic | 2 | 2 | [9 empty] | 2 |  |  | EIA-860, EIA-860M and EIA-923 | 202406 | -73.9816 | 41.4946
-8287195.7448 | 4776533.9828 | 44506 | 61923 | ACUA | 61522 | Viridity Energy Solutions, Inc. | IPP Non-CHP | 1801 Absecon Boulevard | Atlantic City | Atlantic | New Jersey | 8401 | batteries | Battery = 1 MW | Batteries | 1 | 1 | 1 | [11 empty] | EIA-860, EIA-860M and EIA-923 | 202406 | -74.4451 | 39.382
-9670107.4262 | 4157053.1067 | 44507 | 61924 | Cumblerland Land Holdings, LLC | 61528 | Cumberland Land Holdings, LLC | IPP Non-CHP | 26754 Mooresville Road | Elkmont | Limestone | Alabama | 35620 | solar | Solar = 14.7 MW | Solar Photovoltaic | 14.7 | 14.7 | [9 empty] | 14.7 |  |  | EIA-860, EIA-860M and EIA-923 | 202406 | -86.8681 | 34.9497
-11573452.0872 | 4110329.4573 | 44508 | 61925 | Casa Mesa Wind Energy Center Hybrid | 61531 | Casa Mesa Wind, LLC | IPP Non-CHP | 1561 State Highway 252 | House | Quay | New Mexico | 88121 | wind | Battery = 1 MW, Wind = 50.9 MW | Batteries; Onshore Wind Turbine; | 51.9 | 51.9 | 1 | [9 empty] | 50.9 |  | EIA-860, EIA-860M and EIA-923 | 202406 | -103.9661 | 34.605
-10861113.4336 | 4342112.9699 | 44509 | 61926 | Armadillo Flats Wind Project, LLC | 61530 | Armadillo Flats Wind Project, LLC | IPP Non-CHP | 13113 East Phillips Ave | Enid | Garfield | Oklahoma | 73701 | wind | Wind = 247.3 MW | Onshore Wind Turbine | 247.3 | 247.3 | [10 empty] | 247.3 |  | EIA-860, EIA-860M and EIA-923 | 202406 | -97.567 | 36.301
-9959031.2646 | 3741955.9796 | 44510 | 61927 | Georgia-Pacific Taylorsville Plywood | 61499 | Georgia-Pacific Wood Products LLC | Industrial CHP | 105 Smith County Rd. 25 | Taylorsville | Smith | Mississippi | 39168 | natural gas | Natural Gas = 6.2 MW | Natural Gas Fired Combustion Turbine | 7.2 | 6.2 | [6 empty] | 6.2 | [5 empty] | EIA-860, EIA-860M and EIA-923 | 202406 | -89.4635 | 31.8372
-8138102.9904 | 5586910.7274 | 44511 | 61928 | Saint Albans Solar | 61060 | Cypress Creek Renewables | IPP Non-CHP | 22 Wilder Drive | Georgia | Franklin | Vermont | 5478 | solar | Solar = 4.9 MW | Solar Photovoltaic | 4.9 | 4.9 | [9 empty] | 4.9 |  |  | EIA-860, EIA-860M and EIA-923 | 202406 | -73.1058 | 44.7797
-12796891.0284 | 4282371.6163 | 44512 | 61930 | Techren Solar II LLC | 61533 | Techren Solar II LLC | IPP Non-CHP | 15103 Highway US 95 South | Boulder | Clark | Nevada | 89005 | solar | Solar = 200 MW | Solar Photovoltaic | 200 | 200 | [9 empty] | 200 |  |  | EIA-860, EIA-860M and EIA-923 | 202406 | -114.9564 | 35.8673
-12798546.5718 | 4279191.7459 | 44513 | 61931 | Techren Solar III LLC | 61534 | Techren Solar III LLC | IPP Non-CHP | 15103 Highway US 95 South | Boulder | Clark | Nevada | 89005 | solar | Solar = 25 MW | Solar Photovoltaic | 25 | 25 | [9 empty] | 25 |  |  | EIA-860, EIA-860M and EIA-923 | 202406 | -114.9713 | 35.8441
-12794675.4365 | 4285861.3128 | 44514 | 61932 | Techren Solar IV LLC | 61535 | Techren Solar IV LLC | IPP Non-CHP | 15103 Highway US 95 South | Boulder | Clark | Nevada | 89005 | solar | Solar = 25 MW | Solar Photovoltaic | 25 | 25 | [9 empty] | 25 |  |  | EIA-860, EIA-860M and EIA-923 | 202406 | -114.9365 | 35.8927
-13204856.4793 | 5934777.6826 | 44515 | 61933 | Adams Nielson Solar | 64778 | Strata Manager, LLC | IPP Non-CHP | 475 North Nielson Road | Lind | Adams | Washington | 99341 | solar | Solar = 19.2 MW | Solar Photovoltaic | 19.2 | 19.2 | [9 empty] | 19.2 |  |  | EIA-860, EIA-860M and EIA-923 | 202406 | -118.6212 | 46.9553
-8409739.8024 | 4825863.8725 | 44516 | 61934 | WHA Southbridge Solar Park CSG | 61538 | Ecogy Delaware II LLC. | IPP Non-CHP | 900 South Claymont St | Wilmington | New Castle | Delaware | 19801 | solar | Solar = 1.4 MW | Solar Photovoltaic | 1.4 | 1.4 | [9 empty] | 1.4 |  |  | EIA-860, EIA-860M and EIA-923 | 202406 | -75.546 | 39.7236
-8914631.0227 | 4074116.1921 | 44517 | 61935 | 1634 Solar | 61541 | 1634 Solar, LLC | IPP Non-CHP | South of Hartsville off of W B | Hartsville | Darlington | South Carolina | 29550 | solar | Solar = 2 MW | Solar Photovoltaic | 2 | 2 | [9 empty] | 2 |  |  | EIA-860, EIA-860M and EIA-923 | 202406 | -80.0815 | 34.3368
-8932308.4465 | 3985694.6992 | 44518 | 61936 | Abbot Solar | 60281 | Altus Power America Management, LLC | IPP Non-CHP | Raccoon Road & Alex Harvin Hwy | Manning | Clarendon | South Carolina | 29102 | solar | Solar = 2 MW | Solar Photovoltaic | 2 | 2 | [9 empty] | 2 |  |  | EIA-860, EIA-860M and EIA-923 | 202406 | -80.2403 | 33.6784
-9186729.4767 | 4126285.3941 | 44519 | 61937 | Ace Solar | 60281 | Altus Power America Management, LLC | IPP Non-CHP | Mountain Springs Rd & Hwy 86 | Piedmont | Anderson | South Carolina | 29673 | solar | Solar = 1 MW | Solar Photovoltaic | 1 | 1 | [9 empty] | 1 |  |  | EIA-860, EIA-860M and EIA-923 | 202406 | -82.5258 | 34.7229
-8898560.6071 | 4022596.8256 | 44520 | 61938 | Bani Solar | 61544 | Bani Solar, LLC | IPP Non-CHP | North Lynchburg Hwy & Chandler | Olanta | Florence | South Carolina | 29114 | solar | Solar = 2 MW | Solar Photovoltaic | 2 | 2 | [9 empty] | 2 |  |  | EIA-860, EIA-860M and EIA-923 | 202406 | -79.9371 | 33.9538
-8878392.9662 | 4015446.871 | 44521 | 61939 | Blacktip Solar | 60281 | Altus Power America Management, LLC | IPP Non-CHP | U.S 52 & W. O Shay Rd | Scranton | Florence | South Carolina | 29591 | solar | Solar = 2 MW | Solar Photovoltaic | 2 | 2 | [9 empty] | 2 |  |  | EIA-860, EIA-860M and EIA-923 | 202406 | -79.756 | 33.9005
-8943030.8512 | 3976614.6856 | 44522 | 61940 | Bloom Solar | 60281 | Altus Power America Management, LLC | IPP Non-CHP | Alex Harvin Hwy & State Rd S-1 | Summerton | Clarendon | South Carolina | 29148 | solar | Solar = 2 MW | Solar Photovoltaic | 2 | 2 | [9 empty] | 2 |  |  | EIA-860, EIA-860M and EIA-923 | 202406 | -80.3366 | 33.6105
-8945967.9047 | 3977514.9592 | 44523 | 61941 | Bond Solar | 60281 | Altus Power America Management, LLC | IPP Non-CHP | Mayzek St. & Gibson Rd. | Summerton | Clarendon | South Carolina | 29148 | solar | Solar = 2 MW | Solar Photovoltaic | 2 | 2 | [9 empty] | 2 |  |  | EIA-860, EIA-860M and EIA-923 | 202406 | -80.363 | 33.6172
-8930236.3455 | 4055566.9181 | 44524 | 61942 | Gary Solar | 60281 | Altus Power America Management, LLC | IPP Non-CHP | Southeast of Bishopville off o | Bishopville | Lee | South Carolina | 29010 | solar | Solar = 2 MW | Solar Photovoltaic | 2 | 2 | [9 empty] | 2 |  |  | EIA-860, EIA-860M and EIA-923 | 202406 | -80.2217 | 34.1991
-8856900.5122 | 4023819.3423 | 44525 | 61943 | Goldenrod Solar | 60281 | Altus Power America Management, LLC | IPP Non-CHP | H P Ballfield Rd & S Pamplico | Pamplico | Florence | South Carolina | 29583 | solar | Solar = 2 MW | Solar Photovoltaic | 2 | 2 | [9 empty] | 2 |  |  | EIA-860, EIA-860M and EIA-923 | 202406 | -79.5629 | 33.9629
-8837721.8337 | 4059800.6213 | 44526 | 61944 | Jessamine Solar | 60281 | Altus Power America Management, LLC | IPP Non-CHP | Business 501E & Paul Rd | Marion | Marion | South Carolina | 29571 | solar | Solar = 1.9 MW | Solar Photovoltaic | 1.9 | 1.9 | [9 empty] | 1.9 |  |  | EIA-860, EIA-860M and EIA-923 | 202406 | -79.3906 | 34.2305
-9184076.6219 | 4117452.8422 | 44527 | 61945 | Pelzer Solar I | 60281 | Altus Power America Management, LLC | IPP Non-CHP | Off of Easley Hwy & Ballard Rd | Pelzer | Anderson | South Carolina | 29669 | solar | Solar = 1 MW | Solar Photovoltaic | 1 | 1 | [9 empty] | 1 |  |  | EIA-860, EIA-860M and EIA-923 | 202406 | -82.502 | 34.6576
-8893036.1547 | 4065708.9092 | 44528 | 61946 | Redwing Solar | 60281 | Altus Power America Management, LLC | Industrial Non-CHP | Timmonsville Hwy & off of High | Darlington | Darlington | South Carolina | 29532 | solar | Solar = 2 MW | Solar Photovoltaic | 2 | 2 | [9 empty] | 2 |  |  | EIA-860, EIA-860M and EIA-923 | 202406 | -79.8875 | 34.2744
-8919820.0695 | 4043292.7213 | 44529 | 61947 | River Solar | 60281 | Altus Power America Management, LLC | IPP Non-CHP | Southeast of Darlington Hwy & | Lynchburg | Lee | South Carolina | 29080 | solar | Solar = 2 MW | Solar Photovoltaic | 2 | 2 | [9 empty] | 2 |  |  | EIA-860, EIA-860M and EIA-923 | 202406 | -80.1281 | 34.1078
-8881478.9652 | 4013744.3616 | 44530 | 61948 | Sapphire Solar | 60281 | Altus Power America Management, LLC | IPP Non-CHP | W Main St & Peace Rd | Lake City | Florence | South Carolina | 29560 | solar | Solar = 2 MW | Solar Photovoltaic | 2 | 2 | [9 empty] | 2 |  |  | EIA-860, EIA-860M and EIA-923 | 202406 | -79.7837 | 33.8878
-8861706.2859 | 4028183.3011 | 44531 | 61949 | South Solar | 60281 | Altus Power America Management, LLC | IPP Non-CHP | State Rd S-21-360 & Little Far | Pamplico | Florence | South Carolina | 29583 | solar | Solar = 2 MW | Solar Photovoltaic | 2 | 2 | [9 empty] | 2 |  |  | EIA-860, EIA-860M and EIA-923 | 202406 | -79.6061 | 33.9954
-8917616.6115 | 4041106.0247 | 44532 | 61950 | Vincent Solar | 60281 | Altus Power America Management, LLC | IPP Non-CHP | Tolson Rd & Lynchburg Hwy | Lynchburg | Lee | South Carolina | 29080 | solar | Solar = 2 MW | Solar Photovoltaic | 2 | 2 | [9 empty] | 2 |  |  | EIA-860, EIA-860M and EIA-923 | 202406 | -80.1083 | 34.0916
-8888262.3297 | 4099373.7597 | 44533 | 61951 | Watauga Solar | 60281 | Altus Power America Management, LLC | IPP Non-CHP | Burlington Dr & W Depot St | Society Hill | Darlington | South Carolina | 29593 | solar | Solar = 2 MW | Solar Photovoltaic | 2 | 2 | [9 empty] | 2 |  |  | EIA-860, EIA-860M and EIA-923 | 202406 | -79.8446 | 34.5239
-9186564.7239 | 4126113.5234 | 44534 | 61952 | Whitt Solar | 60281 | Altus Power America Management, LLC | IPP Non-CHP | Intersection of Timms Rd & Hwy | Piedmont | Anderson | South Carolina | 29673 | solar | Solar = 2 MW | Solar Photovoltaic | 2 | 2 | [9 empty] | 2 |  |  | EIA-860, EIA-860M and EIA-923 | 202406 | -82.5243 | 34.7216
-8857133.3925 | 4026737.7261 | 44535 | 61953 | Willis Solar | 60281 | Altus Power America Management, LLC | IPP Non-CHP | South of Pamplico | Pamplico | Florence | South Carolina | 29583 | solar | Solar = 2 MW | Solar Photovoltaic | 2 | 2 | [9 empty] | 2 |  |  | EIA-860, EIA-860M and EIA-923 | 202406 | -79.565 | 33.9846
-9428872.1897 | 5266419.6971 | 44536 | 61954 | Delta Solar Power I | 61406 | Delta Solar Power I, LLC | IPP Non-CHP | 9250 Sundance Highway | Grand Ledge | Eaton | Michigan | 48837 | solar | Solar = 7.7 MW | Solar Photovoltaic | 8.1 | 7.7 | [9 empty] | 7.7 |  |  | EIA-860, EIA-860M and EIA-923 | 202406 | -84.701 | 42.7
-9428760.8702 | 5267480.0657 | 44537 | 61955 | Delta Solar Power II | 61407 | Delta Solar Power II, LLC | IPP Non-CHP | 9578 Nixon Road | Grand Ledge | Eaton | Michigan | 48837 | solar | Solar = 15.2 MW | Solar Photovoltaic | 15.9 | 15.2 | [9 empty] | 15.2 |  |  | EIA-860, EIA-860M and EIA-923 | 202406 | -84.7 | 42.707
-8982895.3627 | 3806627.8517 | 44538 | 61956 | MCRD Parris Island PV Hybrid | 60146 | Ameresco Federal Solutions | IPP Non-CHP | 283 Blvd De France | Parris Island | Beaufort | South Carolina | 29905 | solar | Battery = 4 MW, Natural Gas = 3.5 MW, Petroleum = 3.5 MW,Solar = 6 MW | Batteries; Natural Gas Fired Combustion Turbine; Petroleum Liquids; Solar Photovoltaic; | 17 | 17 | 4 | [5 empty] | 3.5 |  | 3.5 | 6 |  |  | EIA-860, EIA-860M and EIA-923 | 202406 | -80.6947 | 32.3294
-10998365.6904 | 4516049.5013 | 44539 | 61957 | Pratt Wind, LLC | 61537 | Pratt Wind, LLC | IPP Non-CHP | 30512 SW 60th Street | Andover | Pratt | Kansas | 67124 | wind | Wind = 243.5 MW | Onshore Wind Turbine | 243.5 | 243.5 | [10 empty] | 243.5 |  | EIA-860, EIA-860M and EIA-923 | 202406 | -98.8 | 37.55
-8258997.4045 | 5314716.4473 | 44540 | 61958 | Broadalbin-Perth Solar | 61012 | AES Distributed Energy | IPP Non-CHP | 1870 County Highway 107 | Amsterdam | Montgomery | New York | 12010 | solar | Solar = 1.5 MW | Solar Photovoltaic | 1.5 | 1.5 | [9 empty] | 1.5 |  |  | EIA-860, EIA-860M and EIA-923 | 202406 | -74.1918 | 43.018
-8089068.2018 | 5376858.4971 | 44541 | 61959 | Coolidge Solar 1, LLC | 61540 | Coolidge Solar I, LLC | IPP Non-CHP | 402 Barker Road | Ludlow | Windsor | Vermont | 5149 | solar | Solar = 19.6 MW | Solar Photovoltaic | 19.6 | 19.6 | [9 empty] | 19.6 |  |  | EIA-860, EIA-860M and EIA-923 | 202406 | -72.6653 | 43.4248
-9106877.1117 | 4167999.9636 | 44542 | 61960 | Atood II | 61060 | Cypress Creek Renewables | IPP Non-CHP | 300 A Battleground Rd | Cowpens | Spartanburg | South Carolina | 29330 | solar | Solar = 2 MW | Solar Photovoltaic | 2 | 2 | [9 empty] | 2 |  |  | EIA-860, EIA-860M and EIA-923 | 202406 | -81.8085 | 35.0303
-9029151.8394 | 3999082.2851 | 44543 | 61961 | Gaston II | 61060 | Cypress Creek Renewables | IPP Non-CHP | 260 George Derrick Rd | Swansea | Lexington | South Carolina | 29160 | solar | Solar = 7.5 MW | Solar Photovoltaic | 7.5 | 7.5 | [9 empty] | 7.5 |  |  | EIA-860, EIA-860M and EIA-923 | 202406 | -81.1103 | 33.7784
-11150024.5816 | 3776986.4255 | 44544 | 61962 | Holstein 1 Solar Farm | 65411 | Duke Energy Renewables Services | IPP Non-CHP | 9002 Hwy 153 | Wingate | Nolan | Texas | 79566 | solar | Solar = 200 MW | Solar Photovoltaic | 200 | 200 | [9 empty] | 200 |  |  | EIA-860, EIA-860M and EIA-923 | 202406 | -100.1624 | 32.1041
-8342746.6197 | 4942210.181 | 44545 | 61965 | Quakertown Solar Farm, LLC | 56990 | NJR Clean Energy Ventures Corporation | IPP Non-CHP | 967 Croton Road | Franklin Twp. / Pitts | Hunterdon | New Jersey | 8867 | solar | Solar = 8.8 MW | Solar Photovoltaic | 8.8 | 8.8 | [9 empty] | 8.8 |  |  | EIA-860, EIA-860M and EIA-923 | 202406 | -74.9442 | 40.5228
-10791993.2694 | 3337324.603 | 44546 | 61966 | Victoria Port Power II LLC | 64719 | Victoria Port Power II | IPP Non-CHP | 2050 Old Bloomington Road | Victoria | Victoria | Texas | 77905 | natural gas | Natural Gas = 86 MW | Natural Gas Fired Combustion Turbine | 100 | 86 | [6 empty] | 86 | [5 empty] | EIA-860, EIA-860M and EIA-923 | 202406 | -96.9461 | 28.6985
-10330586.6705 | 5682622.4879 | 44547 | 61968 | Chisago Holdco LLC, CSG | 61568 | Chisago Holdco LLC | IPP Non-CHP | 15011 Per Rd | Center City | Chisago | Minnesota | 55012 | solar | Solar = 3 MW | Solar Photovoltaic | 3 | 3 | [9 empty] | 3 |  |  | EIA-860, EIA-860M and EIA-923 | 202406 | -92.8012 | 45.3868
-10997753.4332 | 3200446.2438 | 44548 | 61969 | Torrecillas Wind Energy, LLC | 61562 | Torrecillas Wind Energy, LLC | IPP Non-CHP | 7595 FM 2050 | Bruni | Webb | Texas | 78344 | wind | Wind = 300 MW | Onshore Wind Turbine | 300 | 300 | [10 empty] | 300 |  | EIA-860, EIA-860M and EIA-923 | 202406 | -98.7945 | 27.6144
-11073838.7467 | 4059172.9373 | 44549 | 61970 | Blue Summit II Wind, LLC | 61563 | Blue Summit II Wind, LLC | IPP Non-CHP | 17301 N CR 97 | Vernon | Wilbarger | Texas | 76384 | wind | Wind = 99.4 MW | Onshore Wind Turbine | 99.4 | 99.4 | [10 empty] | 99.4 |  | EIA-860, EIA-860M and EIA-923 | 202406 | -99.478 | 34.2259
-10424514.9399 | 5636609.0843 | 44550 | 61971 | Corcoran CSG | 60281 | Altus Power America Management, LLC | IPP Non-CHP | 23850 County Road 50 North | Corcoran | Hennepin | Minnesota | 55357 | solar | Solar = 5 MW | Solar Photovoltaic | 5 | 5 | [9 empty] | 5 |  |  | EIA-860, EIA-860M and EIA-923 | 202406 | -93.645 | 45.0958
-9056033.1588 | 3932227.5959 | 44551 | 61972 | Richardson Solar | 61567 | DP-C2 Episode 1 LLC | IPP Non-CHP | 2366 Reynolds Rd | Barnswell | Barnwell | South Carolina | 29812 | solar | Solar = 3.6 MW | Solar Photovoltaic | 3.6 | 3.6 | [9 empty] | 3.6 |  |  | EIA-860, EIA-860M and EIA-923 | 202406 | -81.3517 | 33.2777
-9046019.3026 | 3941096.2407 | 44552 | 61973 | Blackville Solar II | 61567 | DP-C2 Episode 1 LLC | IPP Non-CHP | 5354 Lartigue Road | Blackville | Barnwell | South Carolina | 29817 | solar | Solar = 20 MW | Solar Photovoltaic | 20 | 20 | [9 empty] | 20 |  |  | EIA-860, EIA-860M and EIA-923 | 202406 | -81.2618 | 33.3443
-9047338.5499 | 4000128.9735 | 44553 | 61974 | Diamond Solar | 61567 | DP-C2 Episode 1 LLC | IPP Non-CHP | 1505 Water Tank Road | Pelion | Lexington | South Carolina | 29123 | solar | Solar = 8.2 MW | Solar Photovoltaic | 8.2 | 8.2 | [9 empty] | 8.2 |  |  | EIA-860, EIA-860M and EIA-923 | 202406 | -81.2736 | 33.7862
-9059865.4435 | 3927761.2701 | 44554 | 61975 | Edison Solar | 61567 | DP-C2 Episode 1 LLC | IPP Non-CHP | 182 Barwick Road | Barnwell | Barnwell | South Carolina | 29812 | solar | Solar = 4.8 MW | Solar Photovoltaic | 4.8 | 4.8 | [9 empty] | 4.8 |  |  | EIA-860, EIA-860M and EIA-923 | 202406 | -81.3862 | 33.2442
-9045153.9049 | 3962127.2103 | 44555 | 61976 | Peony Solar | 61566 | Peony Solar, LLC | IPP Non-CHP | 6653 Capital Way | Springfield | Orangeburg | South Carolina | 29146 | solar | Solar = 39 MW | Solar Photovoltaic | 39 | 39 | [9 empty] | 39 |  |  | EIA-860, EIA-860M and EIA-923 | 202406 | -81.254 | 33.502
-10341145.4355 | 5694252.7579 | 44556 | 61977 | Cornillie | 63249 | Terraform Arcadia | IPP Non-CHP | 35342 Kost Trail | North Branch | Chisago | Minnesota | 55056 | solar | Solar = 1 MW | Solar Photovoltaic | 1 | 1 | [9 empty] | 1 |  |  | EIA-860, EIA-860M and EIA-923 | 202406 | -92.8961 | 45.4601
-8852024.6071 | 4193930.7473 | 44557 | 61978 | Pinesage | 61060 | Cypress Creek Renewables | IPP Non-CHP | 7353 Hwy 211 | West End | Moore | North Carolina | 27376 | solar | Solar = 5 MW | Solar Photovoltaic | 5 | 5 | [9 empty] | 5 |  |  | EIA-860, EIA-860M and EIA-923 | 202406 | -79.5191 | 35.2208
-10596326.3325 | 5610790.231 | 44558 | 61979 | Syncarpha Prinsburg CSG (Ledeboer) | 61573 | Prinsburg CSG I, LLC | IPP Non-CHP | 1 6th Street | Prinsburg | Kandiyohi | Minnesota | 56281 | solar | Solar = 1 MW | Solar Photovoltaic | 1 | 1 | [9 empty] | 1 |  |  | EIA-860, EIA-860M and EIA-923 | 202406 | -95.1884 | 44.9318
-10615100.3646 | 5614520.95 | 44559 | 61980 | Syncarpha Clara City CSG I (Stamer) | 61571 | Clara City CSG I, LLC | IPP Non-CHP | 12001 50th St SE | Clara City | Chippewa | Minnesota | 56222 | solar | Solar = 1 MW | Solar Photovoltaic | 1 | 1 | [9 empty] | 1 |  |  | EIA-860, EIA-860M and EIA-923 | 202406 | -95.3571 | 44.9555
-9205692.752 | 3488473.7258 | 44560 | 61982 | Columbia Solar Power Plant | 6455 | Duke Energy Florida, LLC | Electric Utility | TBD | Fort White | Columbia | Florida | 32038 | solar | Solar = 74.9 MW | Solar Photovoltaic | 74.9 | 74.9 | [9 empty] | 74.9 |  |  | EIA-860, EIA-860M and EIA-923 | 202406 | -82.6961 | 29.8826
-10338541.6726 | 5588631.4484 | 44561 | 61983 | Cottage Grove Project CSG | 61187 | DG Minnesota CSG, LLC | IPP Non-CHP | 10990 Manning Ave. S. | Cottage Grove | Washington | Minnesota | 55033 | solar | Solar = 4.9 MW | Solar Photovoltaic | 4.9 | 4.9 | [9 empty] | 4.9 |  |  | EIA-860, EIA-860M and EIA-923 | 202406 | -92.8727 | 44.7907
-11251550.7402 | 4765598.7131 | 44562 | 61984 | Solomon Forks Wind Project, LLC | 56201 | Engie North America | IPP Non-CHP | 2204 Co. Rd. N | Colby | Thomas | Kansas | 67701 | wind | Wind = 275.6 MW | Onshore Wind Turbine | 275.6 | 275.6 | [10 empty] | 275.6 |  | EIA-860, EIA-860M and EIA-923 | 202406 | -101.0744 | 39.306
-8560716.1939 | 4458483.8448 | 44563 | 61985 | Colonial Trail West | 5248 | Dominion Energy Inc. | Electric Utility | 3596 Colonial Trail West | Spring Grove | Surry | Virginia | 23881 | solar | Solar = 142.4 MW | Solar Photovoltaic | 142.4 | 142.4 | [9 empty] | 142.4 |  |  | EIA-860, EIA-860M and EIA-923 | 202406 | -76.9022 | 37.1389
-8562611.1856 | 4463376.239 | 44564 | 61986 | Spring Grove I | 5248 | Dominion Energy Inc. | Electric Utility | 4150 Beaverdam Road | Spring Grove | Surry | Virginia | 23881 | solar | Solar = 97.9 MW | Solar Photovoltaic | 97.9 | 97.9 | [9 empty] | 97.9 |  |  | EIA-860, EIA-860M and EIA-923 | 202406 | -76.9192 | 37.1739
-17590158.6885 | 2432506.9537 | 44565 | 61987 | West Loch Solar One | 19547 | Hawaiian Electric Co Inc | Electric Utility | Iroquois Road | Ewa Beach | Honolulu | Hawaii | 96706 | solar | Solar = 20 MW | Solar Photovoltaic | 20 | 20 | [9 empty] | 20 |  |  | EIA-860, EIA-860M and EIA-923 | 202406 | -158.0151 | 21.3403
-9085487.1828 | 3299597.5918 | 44566 | 61988 | Citrus Ridge Solar | 61579 | FL Solar 5, LLC | IPP Non-CHP | 351 Old Hartzog Road | Bay Lake | Orange | Florida | 34787 | solar | Solar = 52 MW | Solar Photovoltaic | 52 | 52 | [9 empty] | 52 |  |  | EIA-860, EIA-860M and EIA-923 | 202406 | -81.6163 | 28.4008
-13355152.9314 | 4427420.1841 | 44567 | 61989 | Pacific Ethanol Madera Solar Array | 64702 | Seaboard Energy California, LLC | IPP Non-CHP | 31470 Avenue 12 | Madera | Madera | California | 93638 | solar | Solar = 3.9 MW | Solar Photovoltaic | 4.3 | 3.9 | [9 empty] | 3.9 |  |  | EIA-860, EIA-860M and EIA-923 | 202406 | -119.9714 | 36.9161
-9823229.6121 | 4878999.928 | 44568 | 61990 | TAC-Distributed Energy Resource Hybrid | 61576 | Ameren Illinois | Electric Utility | 2001C Griffith Drive | Champaign | Champaign | Illinois | 61820 | natural gas | Battery = 0.3 MW, Natural Gas = 1 MW, Solar = 0.1 MW,Wind = 0.1 MW | Batteries; Natural Gas Internal Combustion Engine; Solar Photovoltaic; Onshore Wind Turbine; | 1.5 | 1.5 | 0.3 | [5 empty] | 1 |  |  | 0.1 | 0.1 |  | EIA-860, EIA-860M and EIA-923 | 202406 | -88.2436 | 40.0898
-11628326.0284 | 4831354.3891 | 44569 | 61991 | Pioneer Solar (CO), LLC | 63810 | Pioneer Solar (CO), LLC | IPP Non-CHP | TBD | Bennett | Adams | Colorado | 80102 | solar | Solar = 80 MW | Solar Photovoltaic | 80 | 80 | [9 empty] | 80 |  |  | EIA-860, EIA-860M and EIA-923 | 202406 | -104.459 | 39.7616
-13535733.9622 | 4439640.9321 | 44570 | 61993 | Gavilan Community College Solar Project | 61872 | Gavilan District College Solar Project | Commercial Non-CHP | 5055 Santa Teresa Blvd | Gilroy | Santa Clara | California | 95020 | solar | Battery = 0.5 MW, Solar = 1.2 MW | Batteries; Solar Photovoltaic; | 1.9 | 1.7 | 0.5 | [8 empty] | 1.2 |  |  | EIA-860, EIA-860M and EIA-923 | 202406 | -121.5936 | 37.0038
-13406454.2961 | 4490202.2972 | 44571 | 61995 | UC Merced Solar Hybrid | 61944 | MN8 Energy LLC | IPP Non-CHP | 5200 Lake Rd | Merced | Merced | California | 92350 | solar | Battery = 0.5 MW, Solar = 4.3 MW | Batteries; Solar Photovoltaic; | 5 | 4.8 | 0.5 | [8 empty] | 4.3 |  |  | EIA-860, EIA-860M and EIA-923 | 202406 | -120.4322 | 37.3657
-8867170.6257 | 4060337.3174 | 44572 | 61996 | Rankin Solar Center, LLC | 61586 | Rankin Solar Center, LLC | IPP Non-CHP | 2021 Corrie Farm Rd | Florence | Florence | South Carolina | 29506 | solar | Solar = 10 MW | Solar Photovoltaic | 10 | 10 | [9 empty] | 10 |  |  | EIA-860, EIA-860M and EIA-923 | 202406 | -79.6551 | 34.2345
-10437864.3732 | 5671576.7109 | 44573 | 61997 | USS Big Lake 1 Solar CSG | 65173 | United States Solar Corporation | IPP Non-CHP | 19048 196th St. | Big Lake | Sherburne | Minnesota | 55309 | solar | Solar = 1 MW | Solar Photovoltaic | 1 | 1 | [9 empty] | 1 |  |  | EIA-860, EIA-860M and EIA-923 | 202406 | -93.7649 | 45.3171
-10346106.4999 | 5690459.7771 | 44574 | 61998 | USS Good Solar CSG | 65173 | United States Solar Corporation | IPP Non-CHP | 8152 Lent Trail | Stacy | Chisago | Minnesota | 55079 | solar | Solar = 1 MW | Solar Photovoltaic | 1 | 1 | [9 empty] | 1 |  |  | EIA-860, EIA-860M and EIA-923 | 202406 | -92.9407 | 45.4362
-10470629.9295 | 5720206.495 | 44575 | 61999 | USS Kasch Solar CSG | 65173 | United States Solar Corporation | IPP Non-CHP | 5031 Golden Spike Rd NE | Sauk Rapids | Benton | Minnesota | 56379 | solar | Solar = 1 MW | Solar Photovoltaic | 1 | 1 | [9 empty] | 1 |  |  | EIA-860, EIA-860M and EIA-923 | 202406 | -94.0593 | 45.6234
-10344036.0687 | 5691001.2385 | 44576 | 62000 | USS Rockpoint Solar CSG | 65173 | United States Solar Corporation | IPP Non-CHP | 9018 Lent Trail | Stacy | Chisago | Minnesota | 55079 | solar | Solar = 1 MW | Solar Photovoltaic | 1 | 1 | [9 empty] | 1 |  |  | EIA-860, EIA-860M and EIA-923 | 202406 | -92.9221 | 45.4396
-8230267.6251 | 4962221.7415 | 44577 | 62001 | The Bank of New York | 61578 | The Bank of New York | Commercial Non-CHP | 101 Barclay Street | New York | Kings | New York | 11213 | petroleum | Petroleum = 7.2 MW | Petroleum Liquids | 7.2 | 7.2 | [8 empty] | 7.2 |  |  |  | EIA-860, EIA-860M and EIA-923 | 202406 | -73.9338 | 40.6593
-8235185.4975 | 4966803.5715 | 44578 | 62002 | Brooklyn Hospital Center | 61584 | Brooklyn Hospital Center | Commercial Non-CHP | 121 DeKalb Avenue | Brooklyn | Kings | New York | 11201 | petroleum | Petroleum = 1.5 MW | Petroleum Liquids | 1.5 | 1.5 | [8 empty] | 1.5 |  |  |  | EIA-860, EIA-860M and EIA-923 | 202406 | -73.9779 | 40.6905
-8156482.6175 | 4997532.1647 | 44579 | 62003 | Saint Catherine of Siena Medical Center | 61577 | Saint Catherine of Siena Medical Center | Commercial Non-CHP | 50 Route 25A | Smithtown | Suffolk | New York | 11787 | petroleum | Petroleum = 1.8 MW | Petroleum Liquids | 2.2 | 1.8 | [8 empty] | 1.8 |  |  |  | EIA-860, EIA-860M and EIA-923 | 202406 | -73.2709 | 40.8995
-13166907.7763 | 4126402.6848 | 44580 | 62004 | San Pablo Raceway | 61012 | AES Distributed Energy | IPP Non-CHP | TBD | Lancaster | Los Angeles | California | 93535 | solar | Solar = 100 MW | Solar Photovoltaic | 100 | 100 | [9 empty] | 100 |  |  | EIA-860, EIA-860M and EIA-923 | 202406 | -118.2803 | 34.7237
-10522404.068 | 5546413.3157 | 44581 | 62010 | Gibbon Solar | 62719 | Green Street Power Partners | IPP Non-CHP | 29623 627th Ave | Gibbon | Sibley | Minnesota | 55335 | solar | Solar = 3.3 MW | Solar Photovoltaic | 3.3 | 3.3 | [9 empty] | 3.3 |  |  | EIA-860, EIA-860M and EIA-923 | 202406 | -94.5244 | 44.5209
-8659122.7351 | 4614395.0655 | 44582 | 62011 | Richmond Spider Solar | 61012 | AES Distributed Energy | IPP Non-CHP | TBD | Spotsylvania | Spotsylvania | Virginia | 22551 | solar | Solar = 20 MW | Solar Photovoltaic | 20 | 20 | [9 empty] | 20 |  |  | EIA-860, EIA-860M and EIA-923 | 202406 | -77.7862 | 38.2471
-8659122.7351 | 4614395.0655 | 44583 | 62012 | Pleinmont Solar 1 | 61012 | AES Distributed Energy | IPP Non-CHP | TBD | Spotsylvania | Spotsylvania | Virginia | 22551 | solar | Solar = 75 MW | Solar Photovoltaic | 75 | 75 | [9 empty] | 75 |  |  | EIA-860, EIA-860M and EIA-923 | 202406 | -77.7862 | 38.2471
-8659122.7351 | 4614395.0655 | 44584 | 62013 | Pleinmont Solar 2 | 61012 | AES Distributed Energy | IPP Non-CHP | TBD | Spotsylvania | Spotsylvania | Virginia | 22551 | solar | Solar = 240 MW | Solar Photovoltaic | 240 | 240 | [9 empty] | 240 |  |  | EIA-860, EIA-860M and EIA-923 | 202406 | -77.7862 | 38.2471
-8659122.7351 | 4614395.0655 | 44585 | 62014 | Highlander Solar Energy Station 1 | 61012 | AES Distributed Energy | IPP Non-CHP | TBD | Spotsylvania | Spotsylvania | Virginia | 22551 | solar | Solar = 165 MW | Solar Photovoltaic | 165 | 165 | [9 empty] | 165 |  |  | EIA-860, EIA-860M and EIA-923 | 202406 | -77.7862 | 38.2471
-13346804.9714 | 4330494.6977 | 44586 | 62015 | Mustang Two | 61589 | RE Mustang Two LLC | IPP Non-CHP | 17189 Avenal Cutoff Road | Lemoore | Kings | California | 93245 | solar | Solar = 150 MW | Solar Photovoltaic | 150 | 150 | [9 empty] | 150 |  |  | EIA-860, EIA-860M and EIA-923 | 202406 | -119.8964 | 36.2168
-13061226.0611 | 4024822.7923 | 44587 | 62016 | UC Riverside Lots 30 & 32 | 61944 | MN8 Energy LLC | IPP Non-CHP | 4015 Canyon Crest Dr. | Riverside | Riverside | California | 92507 | solar | Solar = 3.5 MW | Solar Photovoltaic | 4 | 3.5 | [9 empty] | 3.5 |  |  | EIA-860, EIA-860M and EIA-923 | 202406 | -117.331 | 33.9704
-8100107.0878 | 5000989.6283 | 44588 | 62017 | Riverhead Solar Farm | 61012 | AES Distributed Energy | IPP Non-CHP | 4083 Middle Country Road | Calverton | Suffolk | New York | 11933 | solar | Solar = 20 MW | Solar Photovoltaic | 20 | 20 | [9 empty] | 20 |  |  | EIA-860, EIA-860M and EIA-923 | 202406 | -72.7645 | 40.923
-8754104.1982 | 4236577.8292 | 44589 | 62018 | Page Solar | 61603 | Page Solar Farm, LLC | IPP Non-CHP | 703 Penwood | Willow Spring | Johnston | North Carolina | 27592 | solar | Solar = 1.6 MW | Solar Photovoltaic | 1.6 | 1.6 | [9 empty] | 1.6 |  |  | EIA-860, EIA-860M and EIA-923 | 202406 | -78.6395 | 35.5332
-13598874.7113 | 4499822.3469 | 44590 | 62020 | Stanford Campus Solar | 61944 | MN8 Energy LLC | IPP Non-CHP | 360 Oak Road | Stanford | Santa Clara | California | 94305 | solar | Solar = 3.3 MW | Solar Photovoltaic | 3.4 | 3.3 | [9 empty] | 3.3 |  |  | EIA-860, EIA-860M and EIA-923 | 202406 | -122.1608 | 37.4343
-8032703.1362 | 5109588.3883 | 44591 | 62021 | Franklin Solar | 58135 | Ecos Energy LLC | IPP Non-CHP | 1 Williams Crossing Road | Lebanon | New London | Connecticut | 6249 | solar | Solar = 1 MW | Solar Photovoltaic | 1 | 1 | [9 empty] | 1 |  |  | EIA-860, EIA-860M and EIA-923 | 202406 | -72.159 | 41.656
-8032814.4556 | 5109588.3883 | 44592 | 62023 | Wilson Solar | 58135 | Ecos Energy LLC | IPP Non-CHP | 1 Williams Crossing Road | Lebanon | New London | Connecticut | 6249 | solar | Solar = 1 MW | Solar Photovoltaic | 1 | 1 | [9 empty] | 1 |  |  | EIA-860, EIA-860M and EIA-923 | 202406 | -72.16 | 41.656
-8033037.0946 | 5109588.3883 | 44593 | 62024 | Jefferson Solar | 58135 | Ecos Energy LLC | IPP Non-CHP | 1 Williams Crossing Road | Lebanon | New London | Connecticut | 6249 | solar | Solar = 1 MW | Solar Photovoltaic | 1 | 1 | [9 empty] | 1 |  |  | EIA-860, EIA-860M and EIA-923 | 202406 | -72.162 | 41.656
-8032925.7751 | 5109737.3819 | 44594 | 62025 | Hamilton Solar | 58135 | Ecos Energy LLC | IPP Non-CHP | 1 Williams Crossing Road | Lebanon | New London | Connecticut | 6249 | solar | Solar = 1 MW | Solar Photovoltaic | 1 | 1 | [9 empty] | 1 |  |  | EIA-860, EIA-860M and EIA-923 | 202406 | -72.161 | 41.657
-8032925.7751 | 5109439.3971 | 44595 | 62026 | Adams Solar | 58135 | Ecos Energy LLC | IPP Non-CHP | 1 Williams Crossing Road | Lebanon | New London | Connecticut | 6249 | solar | Solar = 1 MW | Solar Photovoltaic | 1 | 1 | [9 empty] | 1 |  |  | EIA-860, EIA-860M and EIA-923 | 202406 | -72.161 | 41.655
-8272426.9879 | 4988559.5613 | 44596 | 62027 | Caldwell Wastewater Treatment Plant Hybrid | 61597 | Caldwell Wastewater Treatment Plant | Electric Utility | 19 Pine Tree Place | West Caldwell | Essex | New Jersey | 7006 | batteries | Battery = 0.5 MW, Solar = 0.7 MW | Batteries; Solar Photovoltaic; | 1.7 | 1.2 | 0.5 | [8 empty] | 0.7 |  |  | EIA-860, EIA-860M and EIA-923 | 202406 | -74.3125 | 40.8386
-13148342.4682 | 3999438.8047 | 44597 | 62028 | CSU Long Beach Lots 7 & 14 | 61944 | MN8 Energy LLC | IPP Non-CHP | 1250 Bellflower Blvd | Long Beach | Los Angeles | California | 90840 | solar | Solar = 3.3 MW | Solar Photovoltaic | 4.5 | 3.3 | [9 empty] | 3.3 |  |  | EIA-860, EIA-860M and EIA-923 | 202406 | -118.1136 | 33.781
-8526495.5806 | 5229126.3657 | 44598 | 62029 | Enfield Community Solar | 61599 | Enfield Community Solar | IPP Non-CHP | 1732 Mecklenburg Road | Ithaca | Tompkins | New York | 14850 | solar | Solar = 1.8 MW | Solar Photovoltaic | 1.8 | 1.8 | [9 empty] | 1.8 |  |  | EIA-860, EIA-860M and EIA-923 | 202406 | -76.5948 | 42.4533
-10332004.1015 | 5674594.5694 | 44599 | 62030 | Nautilus Lindstrom Solar (CSG) | 61227 | Nautilus Solar Solutions | IPP Non-CHP | 26750 Olinda Trail | Lindstrom | Chisago | Minnesota | 55045 | solar | Solar = 2 MW | Solar Photovoltaic | 2 | 2 | [9 empty] | 2 |  |  | EIA-860, EIA-860M and EIA-923 | 202406 | -92.814 | 45.3361
-10477270.6937 | 5699877.9102 | 44600 | 62031 | Nautilus Saint Cloud Solar (CSG) | 61227 | Nautilus Solar Solutions | IPP Non-CHP | 4958 Co Rd 8 SE | Saint Cloud | Sherburne | Minnesota | 56304 | solar | Solar = 5 MW | Solar Photovoltaic | 5 | 5 | [9 empty] | 5 |  |  | EIA-860, EIA-860M and EIA-923 | 202406 | -94.1189 | 45.4956
-10473567.8735 | 5613477.59 | 44601 | 62032 | Nautilus Winsted Solar (CSG) | 61227 | Nautilus Solar Solutions | IPP Non-CHP | 4433 230th Street | Winsted | McLeod | Minnesota | 55395 | solar | Solar = 3 MW | Solar Photovoltaic | 3 | 3 | [9 empty] | 3 |  |  | EIA-860, EIA-860M and EIA-923 | 202406 | -94.0857 | 44.9489
-8356531.5349 | 5130619.3659 | 44602 | 62034 | Baer Road CSG | 61610 | Delaware River Solar, LLC | IPP Non-CHP | Baer Rd | New York | Sullivan | New York | 12723 | solar | Solar = 2 MW | Solar Photovoltaic | 2 | 2 | [9 empty] | 2 |  |  | EIA-860, EIA-860M and EIA-923 | 202406 | -75.068 | 41.797
-10661290.2723 | 5290990.373 | 44603 | 62035 | Glaciers Edge Wind Project | 57170 | EDF Renewable Asset Holdings, Inc. | IPP Non-CHP | 808 450th St. | Cleghorn | Cherokee | Iowa | 51035 | wind | Wind = 200 MW | Onshore Wind Turbine | 211.7 | 200 | [10 empty] | 200 |  | EIA-860, EIA-860M and EIA-923 | 202406 | -95.772 | 42.862
-10477756.8259 | 5679077.156 | 44604 | 62036 | Sartell Holdco CSG | 61613 | Sartell Holdco LLC | IPP Non-CHP | 1221 1st street, NE | Sartell | Stearns | Minnesota | 56377 | solar | Solar = 5 MW | Solar Photovoltaic | 5 | 5 | [9 empty] | 5 |  |  | EIA-860, EIA-860M and EIA-923 | 202406 | -94.1233 | 45.3644
-10218154.8753 | 5483166.8245 | 44605 | 62037 | Rollingstone Holdco CSG | 61614 | Rollingstone Holdco LLC | IPP Non-CHP | 4445 Minnesota 248 | Rollingstone | Winona | Minnesota | 55972 | solar | Solar = 4.8 MW | Solar Photovoltaic | 4.8 | 4.8 | [9 empty] | 4.8 |  |  | EIA-860, EIA-860M and EIA-923 | 202406 | -91.7912 | 44.1144
-11255601.3225 | 3659789.9048 | 44606 | 62038 | Santa Rita East | 49893 | Invenergy Services LLC | IPP Non-CHP | 20716 N. State Highway 163 | Barnhart | Irion | Texas | 76930 | wind | Wind = 302.4 MW | Onshore Wind Turbine | 302.4 | 302.4 | [10 empty] | 302.4 |  | EIA-860, EIA-860M and EIA-923 | 202406 | -101.1108 | 31.208
-13661337.1908 | 4645900.4024 | 44607 | 62039 | Santa Rosa Junior College Petaluma Solar | 61987 | Sonoma County Junior College District | IPP Non-CHP | 680 Sonoma Mountain Parkway | Petaluma | Sonoma | California | 94954 | solar | Solar = 1.1 MW | Solar Photovoltaic | 1.2 | 1.1 | [9 empty] | 1.1 |  |  | EIA-860, EIA-860M and EIA-923 | 202406 | -122.7219 | 38.4691
-10428842.2624 | 5649197.8669 | 44608 | 62040 | Becker Solar CSG | 60970 | SunShare Management | IPP Non-CHP | 15th Street N.E. | St. Michael | Wright | Minnesota | 55376 | solar | Solar = 1 MW | Solar Photovoltaic | 1 | 1 | [9 empty] | 1 |  |  | EIA-860, EIA-860M and EIA-923 | 202406 | -93.6839 | 45.1755
-9100538.2459 | 5077923.4138 | 44609 | 62041 | Cuyahoga County Landfill | 61620 | IOS II LLC | IPP Non-CHP | 9400 Memphis Avenue | Brooklyn | Cuyahoga | Ohio | 44144 | solar | Solar = 3.7 MW | Solar Photovoltaic | 3.7 | 3.7 | [9 empty] | 3.7 |  |  | EIA-860, EIA-860M and EIA-923 | 202406 | -81.7515 | 41.4431
-10479463.799 | 5715039.5551 | 44610 | 62042 | USS Solar Rapids CSG | 65173 | United States Solar Corporation | IPP Non-CHP | 1665 13th Ave NE | Sauk Rapids | Benton | Minnesota | 56379 | solar | Solar = 1 MW | Solar Photovoltaic | 1 | 1 | [9 empty] | 1 |  |  | EIA-860, EIA-860M and EIA-923 | 202406 | -94.1386 | 45.591
-8557129.2573 | 4695920.816 | 44611 | 62043 | First Baptist Church of Glenarden | 61620 | IOS II LLC | IPP Non-CHP | 700 Watkins Park Drive | Upper Marlboro | Prince Georges | Maryland | 20774 | solar | Solar = 1.6 MW | Solar Photovoltaic | 1.5 | 1.6 | [9 empty] | 1.6 |  |  | EIA-860, EIA-860M and EIA-923 | 202406 | -76.87 | 38.82
-10335092.1042 | 5699280.3318 | 44612 | 62044 | USS Solar Dawn CSG | 65173 | United States Solar Corporation | IPP Non-CHP | 13022 375th St | North Branch | Chisago | Minnesota | 55056 | solar | Solar = 1 MW | Solar Photovoltaic | 1 | 1 | [9 empty] | 1 |  |  | EIA-860, EIA-860M and EIA-923 | 202406 | -92.8417 | 45.4918
-10340086.7871 | 5696397.4936 | 44613 | 62045 | USS Norelius Solar CSG | 65173 | United States Solar Corporation | IPP Non-CHP | 36222 Kost Trail | North Branch | Chisago | Minnesota | 55056 | solar | Solar = 1 MW | Solar Photovoltaic | 1 | 1 | [9 empty] | 1 |  |  | EIA-860, EIA-860M and EIA-923 | 202406 | -92.8866 | 45.4736
-10341311.3015 | 5693701.5778 | 44614 | 62046 | USS Nillie Corn Solar CSG | 65173 | United States Solar Corporation | IPP Non-CHP | 35250 Kost Trail | North Branch | Chisago | Minnesota | 55056 | solar | Solar = 1 MW | Solar Photovoltaic | 1 | 1 | [9 empty] | 1 |  |  | EIA-860, EIA-860M and EIA-923 | 202406 | -92.8976 | 45.4567
-10469637.7388 | 5722228.6712 | 44615 | 62047 | USS JJ Solar CSG | 65173 | United States Solar Corporation | IPP Non-CHP | 5551 Golden Spike Road NE | Sauk Rapids | Benton | Minnesota | 56379 | solar | Solar = 1 MW | Solar Photovoltaic | 1 | 1 | [9 empty] | 1 |  |  | EIA-860, EIA-860M and EIA-923 | 202406 | -94.0504 | 45.6361
-10342076.2891 | 5699410.071 | 44616 | 62048 | USS Dubhe Solar CSG | 65173 | United States Solar Corporation | IPP Non-CHP | 9970 375th St | North Branch | Chisago | Minnesota | 55056 | solar | Solar = 1 MW | Solar Photovoltaic | 1 | 1 | [9 empty] | 1 |  |  | EIA-860, EIA-860M and EIA-923 | 202406 | -92.9045 | 45.4926
-10487557.3939 | 5729583.7185 | 44617 | 62049 | USS Brockway Solar CSG | 65173 | United States Solar Corporation | IPP Non-CHP | 38545 Country Road 1 | Sartell | Stearns | Minnesota | 56377 | solar | Solar = 1 MW | Solar Photovoltaic | 1 | 1 | [9 empty] | 1 |  |  | EIA-860, EIA-860M and EIA-923 | 202406 | -94.2113 | 45.6823
-8230267.6251 | 4962221.7415 | 44618 | 62050 | Kingsbrook Jewish Medical Center | 61618 | Kingsbrook Jewish Medical Center | Commercial Non-CHP | 585 Schenectady Ave | Brooklyn | Kings | New York | 11213 | petroleum | Petroleum = 2.6 MW | Petroleum Liquids | 2.6 | 2.6 | [8 empty] | 2.6 |  |  |  | EIA-860, EIA-860M and EIA-923 | 202406 | -73.9338 | 40.6593
-8225017.4639 | 5007759.7781 | 44619 | 62051 | St Johns Riverside Hospital | 61619 | St Johns Riverside Hospital | Commercial Non-CHP | 967 North Broadway | Yonkers | Westchester | New York | 10701 | petroleum | Petroleum = 1.5 MW | Petroleum Liquids | 1.5 | 1.5 | [8 empty] | 1.5 |  |  |  | EIA-860, EIA-860M and EIA-923 | 202406 | -73.8866 | 40.9689
-12850029.9439 | 3920771.4752 | 44620 | 62052 | Citizens Imperial Solar | 58871 | Citizens Enterprises Corporation | IPP Non-CHP | 1102 E Simpson Rd | Calipatria | Imperial | California | 92233 | solar | Solar = 30 MW | Solar Photovoltaic | 30 | 30 | [9 empty] | 30 |  |  | EIA-860, EIA-860M and EIA-923 | 202406 | -115.4338 | 33.1917
-10339433.2304 | 5472405.2727 | 44621 | 62053 | Syncarpha Dodge 1 CSG | 61616 | Solar Provider Group MN I LLC | IPP Non-CHP | 17761 620th | Dodge Center | Dodge | Minnesota | 55927 | solar | Solar = 1 MW | Solar Photovoltaic | 1 | 1 | [9 empty] | 1 |  |  | EIA-860, EIA-860M and EIA-923 | 202406 | -92.8807 | 44.045
-8514779.2042 | 4322301.1771 | 44622 | 62054 | Alpha Value Solar | 61617 | Alpha Value Solar, LLC | IPP Non-CHP | 746 Ocean Hwy South | Hertford | Perquimans | North Carolina | 27944 | solar | Solar = 5 MW | Solar Photovoltaic | 5 | 5 | [9 empty] | 5 |  |  | EIA-860, EIA-860M and EIA-923 | 202406 | -76.4896 | 36.1574
-7875853.9736 | 5128081.267 | 44623 | 62055 | Wareham Solar PV | 54913 | NSTAR Electric Company | Electric Utility | 35 Tobey Road | Wareham | Plymouth | Massachusetts | 2571 | solar | Solar = 3.3 MW | Solar Photovoltaic | 3.3 | 3.3 | [9 empty] | 3.3 |  |  | EIA-860, EIA-860M and EIA-923 | 202406 | -70.75 | 41.78
-13132607.6808 | 4129062.3715 | 44624 | 62056 | Lancaster | 65305 | Clean Focus Yield, LLC | IPP Non-CHP | 8780 East Avenue F | Lancaster | Los Angeles | California | 93535 | solar | Solar = 3 MW | Solar Photovoltaic | 3 | 3 | [9 empty] | 3 |  |  | EIA-860, EIA-860M and EIA-923 | 202406 | -117.9722 | 34.7434
-9195228.0519 | 3741340.2694 | 44625 | 62057 | Hazlehurst III | 61635 | SR Hazlehurst III, LLC | IPP Non-CHP | 332 Hatton Still Rd. | Hazlehurst | Jeff Davis | Georgia | 31539 | solar | Solar = 40 MW | Solar Photovoltaic | 40 | 40 | [9 empty] | 40 |  |  | EIA-860, EIA-860M and EIA-923 | 202406 | -82.6021 | 31.8325
-9391129.539 | 3746439.9873 | 44626 | 62058 | SR Terrell | 61634 | SR Terrell, LLC | IPP Non-CHP | 2630 Pleasant Hill Rd. | Dawson | Terrell | Georgia | 39842 | solar | Solar = 74 MW | Solar Photovoltaic | 74 | 74 | [9 empty] | 74 |  |  | EIA-860, EIA-860M and EIA-923 | 202406 | -84.362 | 31.8714
-8066112.6757 | 5167987.4902 | 44627 | 62059 | East Longmeadow Solar PV | 54913 | NSTAR Electric Company | Electric Utility | 175 Denslow Road | East Longmeadow | Hampden | Massachusetts | 1028 | solar | Solar = 5 MW | Solar Photovoltaic | 5 | 5 | [9 empty] | 5 |  |  | EIA-860, EIA-860M and EIA-923 | 202406 | -72.4591 | 42.0468
-10354994.916 | 5550766.6243 | 44628 | 62060 | Hampton MN GRE | 60520 | SoCore Energy LLC | IPP Non-CHP | 27555 Donnelly Ave | Hampton Township | Dakota | Minnesota | 55065 | solar | Solar = 2 MW | Solar Photovoltaic | 2 | 2 | [9 empty] | 2 |  |  | EIA-860, EIA-860M and EIA-923 | 202406 | -93.0205 | 44.5488
-10406475.1711 | 5658549.6629 | 44629 | 62061 | Anoka County MN CONX | 60520 | SoCore Energy LLC | IPP Non-CHP | 1436 Llama St. | Ramsey | Anoka | Minnesota | 55303 | solar | Solar = 3.4 MW | Solar Photovoltaic | 3.4 | 3.4 | [9 empty] | 3.4 |  |  | EIA-860, EIA-860M and EIA-923 | 202406 | -93.483 | 45.2347
-10382290.9004 | 5694076.7511 | 44630 | 62062 | Athens MN CONX | 60520 | SoCore Energy LLC | IPP Non-CHP | 27088 University Ave NW | Athens | Isanti | Minnesota | 55040 | solar | Solar = 6.6 MW | Solar Photovoltaic | 6.6 | 6.6 | [9 empty] | 6.6 |  |  | EIA-860, EIA-860M and EIA-923 | 202406 | -93.2657 | 45.459
-8079568.6418 | 5257335.7223 | 44631 | 62063 | Greenfield Solar PV | 54913 | NSTAR Electric Company | Electric Utility | 36 Log Plain Road | Greenfield | Franklin | Massachusetts | 1302 | solar | Solar = 2 MW | Solar Photovoltaic | 2 | 2 | [9 empty] | 2 |  |  | EIA-860, EIA-860M and EIA-923 | 202406 | -72.58 | 42.64
-8138567.9719 | 5227118.8899 | 44632 | 62064 | Hinsdale Solar PV | 54913 | NSTAR Electric Company | Electric Utility | 1110 New Windsor Road | Hinsdale | Berkshire | Massachusetts | 1235 | solar | Solar = 2 MW | Solar Photovoltaic | 2 | 2 | [9 empty] | 2 |  |  | EIA-860, EIA-860M and EIA-923 | 202406 | -73.11 | 42.44
-8131888.8024 | 5245237.371 | 44633 | 62065 | Savoy Solar PV | 54913 | NSTAR Electric Company | Electric Utility | 231 Windsor Road | Savoy | Hampshire | Massachusetts | 1265 | solar | Solar = 2 MW | Solar Photovoltaic | 2 | 2 | [9 empty] | 2 |  |  | EIA-860, EIA-860M and EIA-923 | 202406 | -73.05 | 42.56
-8094040.1756 | 5190985.7147 | 44634 | 62066 | Southampton Solar PV | 54913 | NSTAR Electric Company | Electric Utility | 41 Valley Road | Southampton | Hampshire | Massachusetts | 1073 | solar | Solar = 2 MW | Solar Photovoltaic | 2 | 2 | [9 empty] | 2 |  |  | EIA-860, EIA-860M and EIA-923 | 202406 | -72.71 | 42.2
-13435120.4008 | 5959645.0369 | 44635 | 62067 | Urtica Solar Project | 60025 | Greenbacker Renewable Energy Corporation | IPP Non-CHP | 751 Manastash Road | Ellensburg | Kittitas | Washington | 98926 | solar | Solar = 5 MW | Solar Photovoltaic | 5 | 5 | [9 empty] | 5 |  |  | EIA-860, EIA-860M and EIA-923 | 202406 | -120.6897 | 47.1075
-13415006.082 | 5935434.956 | 44636 | 62069 | Penstemon Solar Project | 60025 | Greenbacker Renewable Energy Corporation | IPP Non-CHP | 3960 Tjossem Road | Ellensburg | Kittitas | Washington | 98926 | solar | Solar = 5 MW | Solar Photovoltaic | 5 | 5 | [9 empty] | 5 |  |  | EIA-860, EIA-860M and EIA-923 | 202406 | -120.5091 | 46.9593
-13415006.082 | 5935434.956 | 44637 | 62071 | Camas Solar Project | 60025 | Greenbacker Renewable Energy Corporation | IPP Non-CHP | 4561 No 6 Road | Ellensburg | Kittitas | Washington | 98926 | solar | Solar = 5 MW | Solar Photovoltaic | 5 | 5 | [9 empty] | 5 |  |  | EIA-860, EIA-860M and EIA-923 | 202406 | -120.5091 | 46.9593
-8076194.3254 | 5181141.1776 | 44638 | 62072 | Springfield Solar PV | 54913 | NSTAR Electric Company | Electric Utility | 2100 Roosevelt Avenue | Springfield | Hampden | Massachusetts | 1104 | solar | Solar = 4 MW | Solar Photovoltaic | 4 | 4 | [9 empty] | 4 |  |  | EIA-860, EIA-860M and EIA-923 | 202406 | -72.5497 | 42.1345
-8066128.817 | 5167820.0474 | 44639 | 62073 | Hampden Solar PV | 54913 | NSTAR Electric Company | Electric Utility | 227 Mill Road | Hampden | Hampden | Massachusetts | 1036 | solar | Solar = 3.5 MW | Solar Photovoltaic | 3.5 | 3.5 | [9 empty] | 3.5 |  |  | EIA-860, EIA-860M and EIA-923 | 202406 | -72.4593 | 42.0457
-8466327.7298 | 4726827.5699 | 44640 | 62074 | Bd of Educ of Queen Anne's Cnty, Cnty HS | 57313 | Tesla Inc. | IPP Non-CHP | 125 Ruthsburg Road | Centreville | Queen Annes | Maryland | 21617 | solar | Solar = 1.7 MW | Solar Photovoltaic | 1.7 | 1.7 | [9 empty] | 1.7 |  |  | EIA-860, EIA-860M and EIA-923 | 202406 | -76.0543 | 39.036
-12336055.1645 | 3785185.4487 | 44641 | 62075 | Pima Community College | 57313 | Tesla Inc. | IPP Non-CHP | 8181 E Irvington Road | Tucson | Pima | Arizona | 85709 | solar | Solar = 1.1 MW | Solar Photovoltaic | 1.1 | 1.1 | [9 empty] | 1.1 |  |  | EIA-860, EIA-860M and EIA-923 | 202406 | -110.8167 | 32.1665
-8105203.2941 | 5053898.6089 | 44642 | 62076 | Town of Branford | 57313 | Tesla Inc. | IPP Non-CHP | 1019 Main Street | Branford | New Haven | Connecticut | 6405 | solar | Solar = 1.1 MW | Solar Photovoltaic | 1.1 | 1.1 | [9 empty] | 1.1 |  |  | EIA-860, EIA-860M and EIA-923 | 202406 | -72.8103 | 41.2811
-13477908.83 | 4671749.7306 | 44643 | 62077 | Blue Shld Of Cal- El Dorado Hlls Mtr B | 57313 | Tesla Inc. | IPP Non-CHP | 4203 Town Center Blvd | El Dorado Hills | El Dorado | California | 95762 | solar | Solar = 2.1 MW | Solar Photovoltaic | 1.5 | 2.1 | [9 empty] | 2.1 |  |  | EIA-860, EIA-860M and EIA-923 | 202406 | -121.0741 | 38.6506
-10399251.6493 | 5277780.1943 | 44644 | 62079 | Whispering Willow North | 9417 | Interstate Power and Light Co | Electric Utility | 506 170th St | Latimer | Franklin | Iowa | 50452 | wind | Wind = 201.3 MW | Onshore Wind Turbine | 201.3 | 201.3 | [10 empty] | 201.3 |  | EIA-860, EIA-860M and EIA-923 | 202406 | -93.4181 | 42.775
-10600543.2261 | 5215534.0366 | 44645 | 62080 | Richland | 9417 | Interstate Power and Light Co | Electric Utility | 2943 Gard Ave | Odebolt | Sac | Iowa | 51458 | wind | Wind = 130.9 MW | Onshore Wind Turbine | 130.9 | 130.9 | [10 empty] | 130.9 |  | EIA-860, EIA-860M and EIA-923 | 202406 | -95.2263 | 42.3632
-10465858.5535 | 5377750.9022 | 44646 | 62081 | Golden Plains | 9417 | Interstate Power and Light Co | Electric Utility | 2209 460th St | Buffalo Center | Winnebago | Iowa | 50424 | wind | Wind = 199.8 MW | Onshore Wind Turbine | 199.8 | 199.8 | [10 empty] | 199.8 |  | EIA-860, EIA-860M and EIA-923 | 202406 | -94.0164 | 43.4306
-8098492.9552 | 5168472.1466 | 44647 | 62082 | Southwick Solar PV | 54913 | NSTAR Electric Company | Electric Utility | 68 Feeding Hills Road | Southwick | Hampden | Massachusetts | 1077 | solar | Solar = 5 MW | Solar Photovoltaic | 5 | 5 | [9 empty] | 5 |  |  | EIA-860, EIA-860M and EIA-923 | 202406 | -72.75 | 42.05
-10428864.6376 | 5649052.5872 | 44648 | 62084 | Becker Solar 2 CSG | 60970 | SunShare Management | IPP Non-CHP | 15th Street N.E. | St. Michael | Wright | Minnesota | 55376 | solar | Solar = 1 MW | Solar Photovoltaic | 1 | 1 | [9 empty] | 1 |  |  | EIA-860, EIA-860M and EIA-923 | 202406 | -93.6841 | 45.1746
-10428816.5476 | 5649104.6981 | 44649 | 62085 | Becker Solar 3 CSG | 60970 | SunShare Management | IPP Non-CHP | 15th Street N.E. | St. Michael | Wright | Minnesota | 55376 | solar | Solar = 1 MW | Solar Photovoltaic | 1 | 1 | [9 empty] | 1 |  |  | EIA-860, EIA-860M and EIA-923 | 202406 | -93.6837 | 45.1749
-10428379.396 | 5649218.3958 | 44650 | 62086 | Becker Solar 4 CSG | 60970 | SunShare Management | IPP Non-CHP | 15th Street N.E. | St. Michael | Wright | Minnesota | 55376 | solar | Solar = 1 MW | Solar Photovoltaic | 1 | 1 | [9 empty] | 1 |  |  | EIA-860, EIA-860M and EIA-923 | 202406 | -93.6797 | 45.1757
-10428337.9851 | 5649217.1325 | 44651 | 62087 | Becker Solar 5 CSG | 60970 | SunShare Management | IPP Non-CHP | 15th Street N.E. | St. Michael | Wright | Minnesota | 55376 | solar | Solar = 1 MW | Solar Photovoltaic | 1 | 1 | [9 empty] | 1 |  |  | EIA-860, EIA-860M and EIA-923 | 202406 | -93.6794 | 45.1757
-10394568.7723 | 5552141.4822 | 44652 | 62088 | Schultz CSG | 61187 | DG Minnesota CSG, LLC | IPP Non-CHP | 27011 Texas Avenue | Webster | Scott | Minnesota | 55088 | solar | Solar = 1.8 MW | Solar Photovoltaic | 1.8 | 1.8 | [9 empty] | 1.8 |  |  | EIA-860, EIA-860M and EIA-923 | 202406 | -93.376 | 44.5576
-8804281.4587 | 4087591.7161 | 44653 | 62089 | Panda Solar NC 1, LLC | 61612 | Panda Solar NC 1, LLC | IPP Non-CHP | 2352 Tobacco Road | Fairmont | Robeson | North Carolina | 28340 | solar | Solar = 1 MW | Solar Photovoltaic | 1 | 1 | [9 empty] | 1 |  |  | EIA-860, EIA-860M and EIA-923 | 202406 | -79.0902 | 34.4367
-8075103.5057 | 5225478.7698 | 44654 | 62090 | Sunderland Solar PV | 54913 | NSTAR Electric Company | Electric Utility | 694 Amherst Road | Sunderland | Franklin | Massachusetts | 1375 | solar | Solar = 1.1 MW | Solar Photovoltaic | 1.1 | 1.1 | [9 empty] | 1.1 |  |  | EIA-860, EIA-860M and EIA-923 | 202406 | -72.5399 | 42.4291
-8078455.4469 | 5222594.6945 | 44655 | 62091 | Hatfield Solar PV | 54913 | NSTAR Electric Company | Electric Utility | 106 Plain Road | Hatfield | Hampshire | Massachusetts | 1066 | solar | Solar = 3.6 MW | Solar Photovoltaic | 3.6 | 3.6 | [9 empty] | 3.6 |  |  | EIA-860, EIA-860M and EIA-923 | 202406 | -72.57 | 42.41
-8070663.0825 | 5236173.7839 | 44656 | 62092 | Montague Site 36-Grosolar | 54913 | NSTAR Electric Company | Electric Utility | 249 Lake Pleasant Rd | Millers Falls | Franklin | Massachusetts | 1349 | solar | Solar = 4.1 MW | Solar Photovoltaic | 4.1 | 4.1 | [9 empty] | 4.1 |  |  | EIA-860, EIA-860M and EIA-923 | 202406 | -72.5 | 42.5
-8076229.0571 | 5181973.8894 | 44657 | 62093 | East Springfield Solar PV | 54913 | NSTAR Electric Company | Electric Utility | 300 Cadwell Drive | Springfield | Hampden | Massachusetts | 1104 | solar | Solar = 1.4 MW | Solar Photovoltaic | 1.4 | 1.4 | [9 empty] | 1.4 |  |  | EIA-860, EIA-860M and EIA-923 | 202406 | -72.55 | 42.14
-8643067.9042 | 4087632.4782 | 44658 | 62095 | Quarter Horse Solar | 61640 | Quarter Horse Farm LLC | IPP Non-CHP | 289 Hilltop Farm Road | Hampstead | Pender | North Carolina | 28443 | solar | Solar = 4.5 MW | Solar Photovoltaic | 4.5 | 4.5 | [9 empty] | 4.5 |  |  | EIA-860, EIA-860M and EIA-923 | 202406 | -77.642 | 34.437
-8659765.8278 | 4149892.6502 | 44659 | 62096 | Atkinson Solar II | 61639 | Atkinson Solar II LLC | IPP Non-CHP | 681 Jackson Store Rd | Beulaville | Duplin | North Carolina | 28518 | solar | Solar = 1.9 MW | Solar Photovoltaic | 1.9 | 1.9 | [9 empty] | 1.9 |  |  | EIA-860, EIA-860M and EIA-923 | 202406 | -77.792 | 34.897
-8064679.2146 | 5185661.8468 | 44660 | 62097 | Ludlow Site 72 - Conti | 54913 | NSTAR Electric Company | Electric Utility | 242 Chapin Street | Ludlow | Hampden | Massachusetts | 1056 | solar | Solar = 1.9 MW | Solar Photovoltaic | 1.9 | 1.9 | [9 empty] | 1.9 |  |  | EIA-860, EIA-860M and EIA-923 | 202406 | -72.4462 | 42.1646
-10468518.31 | 5690265.2842 | 44661 | 62098 | Tiller CSG | 61187 | DG Minnesota CSG, LLC | IPP Non-CHP | 9201 58th Ave SE | Clear Lake | Sherburne | Minnesota | 55319 | solar | Solar = 5 MW | Solar Photovoltaic | 5 | 5 | [9 empty] | 5 |  |  | EIA-860, EIA-860M and EIA-923 | 202406 | -94.0403 | 45.435
-10465078.5378 | 5687505.3996 | 44662 | 62099 | Hammer CSG | 61187 | DG Minnesota CSG, LLC | IPP Non-CHP | 7292 River RD SE | Clear Lake | Sherburne | Minnesota | 55319 | solar | Solar = 4.8 MW | Solar Photovoltaic | 4.8 | 4.8 | [9 empty] | 4.8 |  |  | EIA-860, EIA-860M and EIA-923 | 202406 | -94.0094 | 45.4176
-8702735.1512 | 4357461.0331 | 44663 | 62100 | Warrenton I Solar | 61645 | Warrenton Solar I LLC | IPP Non-CHP | 791 US Highway 158 Business We | Warrenton | Warren | North Carolina | 27589 | solar | Solar = 4.9 MW | Solar Photovoltaic | 4.9 | 4.9 | [9 empty] | 4.9 |  |  | EIA-860, EIA-860M and EIA-923 | 202406 | -78.178 | 36.412
-8771864.555 | 4101002.8192 | 44664 | 62101 | Bladenboro Solar 2 | 61644 | Bladenboro Farm 2 LLC | IPP Non-CHP | 720 Forest Drive | Bladenboro | Bladen | North Carolina | 28320 | solar | Solar = 4.5 MW | Solar Photovoltaic | 4.5 | 4.5 | [9 empty] | 4.5 |  |  | EIA-860, EIA-860M and EIA-923 | 202406 | -78.799 | 34.536
-8756168.5068 | 4088037.407 | 44665 | 62102 | Sadiebrook NC Solar | 61641 | Sadiebrook Solar LLC | IPP Non-CHP | 11519 S College Street | Clarkton | Bladen | North Carolina | 28433 | solar | Solar = 5 MW | Solar Photovoltaic | 5 | 5 | [9 empty] | 5 |  |  | EIA-860, EIA-860M and EIA-923 | 202406 | -78.658 | 34.44
-10478362.6266 | 5311162.2759 | 44666 | 62103 | Kossuth | 20856 | Wisconsin Power & Light Co | Electric Utility | 1615 150th St | Lu Verne | Kossuth | Iowa | 50560 | wind | Wind = 152.2 MW | Onshore Wind Turbine | 152.2 | 152.2 | [10 empty] | 152.2 |  | EIA-860, EIA-860M and EIA-923 | 202406 | -94.1287 | 42.9947
-8688597.5759 | 4217690.4738 | 44667 | 62104 | Lane Solar | 61642 | Lane Solar Farm LLC | IPP Non-CHP | 740 Old Smithfield Road | Goldsboro | Wayne | North Carolina | 27530 | solar | Solar = 5 MW | Solar Photovoltaic | 5 | 5 | [9 empty] | 5 |  |  | EIA-860, EIA-860M and EIA-923 | 202406 | -78.051 | 35.395
-10444862.9183 | 5664476.0821 | 44668 | 62105 | Monticello Project CSG | 61187 | DG Minnesota CSG, LLC | IPP Non-CHP | 2861 85th St NE | Monticello | Wright | Minnesota | 55362 | solar | Solar = 5 MW | Solar Photovoltaic | 5 | 5 | [9 empty] | 5 |  |  | EIA-860, EIA-860M and EIA-923 | 202406 | -93.8278 | 45.2722
-7962653.7881 | 5130746.2886 | 44669 | 62106 | WED Green Hill, LLC | 61648 | WED Green Hill, LLC | IPP Non-CHP | 26 Green Hill Road | Johnston | Providence | Rhode Island | 2919 | wind | Wind = 3 MW | Onshore Wind Turbine | 3 | 3 | [10 empty] | 3 |  | EIA-860, EIA-860M and EIA-923 | 202406 | -71.5297 | 41.7978
-7963792.6978 | 5130258.4669 | 44670 | 62107 | WED Plainfield II, LLC | 61649 | WED Plainfield II, LLC | IPP Non-CHP | 0 Plainfield Pike | Johnston | Providence | Rhode Island | 2919 | wind | Wind = 3 MW | Onshore Wind Turbine | 3 | 3 | [10 empty] | 3 |  | EIA-860, EIA-860M and EIA-923 | 202406 | -71.54 | 41.7946
-7962752.4172 | 5130099.5981 | 44671 | 62108 | WED Plainfield III, LLC | 61650 | WED Plainfield III, LLC | IPP Non-CHP | 2111 Plainfield Pike | Johnston | Providence | Rhode Island | 2919 | wind | Wind = 3 MW | Onshore Wind Turbine | 3 | 3 | [10 empty] | 3 |  | EIA-860, EIA-860M and EIA-923 | 202406 | -71.5306 | 41.7935
-7963331.6125 | 5130481.6941 | 44672 | 62109 | WED Plainfield, LLC | 61651 | WED Plainfield, LLC | IPP Non-CHP | 2141 Plainfield Pike | Johnston | Providence | Rhode Island | 2919 | wind | Wind = 3 MW | Onshore Wind Turbine | 3 | 3 | [10 empty] | 3 |  | EIA-860, EIA-860M and EIA-923 | 202406 | -71.5358 | 41.7961
-7963869.3969 | 5130836.778 | 44673 | 62110 | WED Shun I, LLC | 61652 | WED Shun I, LLC | IPP Non-CHP | 0 Shun Pike | Johnston | Providence | Rhode Island | 2919 | wind | Wind = 3 MW | Onshore Wind Turbine | 3 | 3 | [10 empty] | 3 |  | EIA-860, EIA-860M and EIA-923 | 202406 | -71.5407 | 41.7985
-7963372.1328 | 5131083.9109 | 44674 | 62111 | WED Shun II, LLC | 61653 | WED Shun II, LLC | IPP Non-CHP | 116 Shun Pike | Johnston | Providence | Rhode Island | 2919 | wind | Wind = 3 MW | Onshore Wind Turbine | 3 | 3 | [10 empty] | 3 |  | EIA-860, EIA-860M and EIA-923 | 202406 | -71.5362 | 41.8001
-7964835.0935 | 5130929.6574 | 44675 | 62112 | WED Shun III, LLC | 61654 | WED Shun III, LLC | IPP Non-CHP | 0 Shun Pike | Johnston | Providence | Rhode Island | 2919 | wind | Wind = 3 MW | Onshore Wind Turbine | 3 | 3 | [10 empty] | 3 |  | EIA-860, EIA-860M and EIA-923 | 202406 | -71.5493 | 41.7991
-13421154.2575 | 4106927.986 | 44676 | 62113 | Strauss Wind Farm | 61668 | Strauss Wind LLC | IPP Non-CHP | TBD | Lompoc | Santa Barbara | California | 93436 | wind | Wind = 95.3 MW | Onshore Wind Turbine | 95.3 | 95.3 | [10 empty] | 95.3 |  | EIA-860, EIA-860M and EIA-923 | 202406 | -120.5643 | 34.5798
-13146853.4587 | 3997589.2284 | 44677 | 62115 | AES Alamitos Energy Center | 61669 | AES Alamitos Energy, LLC | IPP Non-CHP | 690 North Studebaker | Long Beach | Los Angeles | California | 90803 | natural gas | Natural Gas = 603 MW | Natural Gas Fired Combined Cycle | 678 | 603 | [6 empty] | 603 | [5 empty] | EIA-860, EIA-860M and EIA-923 | 202406 | -118.1002 | 33.7672
-13133403.6152 | 3981315.865 | 44678 | 62116 | AES Huntington Beach Energy Project | 61670 | AES Huntington Beach Energy, LLC | IPP Non-CHP | 21730 Newland Street | Huntington Beach | Orange | California | 92646 | natural gas | Natural Gas = 630 MW | Natural Gas Fired Combined Cycle | 699.2 | 630 | [6 empty] | 630 | [5 empty] | EIA-860, EIA-860M and EIA-923 | 202406 | -117.9794 | 33.6456
-9908358.6324 | 5243514.6193 | 44679 | 62117 | Beloit Memorial Hospital Power Plant | 61967 | Beloit Memorial Hospital | Commercial CHP | 1969 Hart Road | Beloit | Rock | Wisconsin | 53511 | natural gas | Natural Gas = 3 MW | Natural Gas Internal Combustion Engine | 3 | 3 | [6 empty] | 3 | [5 empty] | EIA-860, EIA-860M and EIA-923 | 202406 | -89.0083 | 42.5486
-7957960.3357 | 5151551.9545 | 44680 | 62118 | WED GW Solar, LLC | 61666 | WED GW Solar, LLC CSG | IPP Non-CHP | 600 George Washington Highway | Lincoln | Providence | Rhode Island | 2865 | solar | Solar = 3 MW | Solar Photovoltaic | 3 | 3 | [9 empty] | 3 |  |  | EIA-860, EIA-860M and EIA-923 | 202406 | -71.4876 | 41.937
-8665567.4657 | 4985389.3572 | 44681 | 62119 | University Park Solar | 61675 | SS PA II PSU LLC | IPP Non-CHP | Orchard Rd. | State College | Centre | Pennsylvania | 16801 | solar | Solar = 1.5 MW | Solar Photovoltaic | 1.5 | 1.5 | [9 empty] | 1.5 |  |  | EIA-860, EIA-860M and EIA-923 | 202406 | -77.8441 | 40.817
-8803668.5335 | 4087821.4432 | 44682 | 62120 | Panda Solar NC 2, LLC | 61655 | Panda Solar NC 2, LLC | IPP Non-CHP | 2679 Leggett Road | Fairmont | Robeson | North Carolina | 28340 | solar | Solar = 2 MW | Solar Photovoltaic | 2 | 2 | [9 empty] | 2 |  |  | EIA-860, EIA-860M and EIA-923 | 202406 | -79.0847 | 34.4384
-8804333.3335 | 4113958.0265 | 44683 | 62121 | Panda Solar NC 3, LLC | 61656 | Panda Solar NC 3, LLC | IPP Non-CHP | 1927 NC HWY 711 | Lumberton | Robeson | North Carolina | 28360 | solar | Solar = 2 MW | Solar Photovoltaic | 2 | 2 | [9 empty] | 2 |  |  | EIA-860, EIA-860M and EIA-923 | 202406 | -79.0907 | 34.6318
-8741289.5437 | 4098760.8965 | 44684 | 62122 | Panda Solar NC 4, LLC | 61657 | Panda Solar NC 4, LLC | IPP Non-CHP | 2265 White Plains Church Road | Clarkton | Bladen | North Carolina | 28433 | solar | Solar = 2 MW | Solar Photovoltaic | 2 | 2 | [9 empty] | 2 |  |  | EIA-860, EIA-860M and EIA-923 | 202406 | -78.5243 | 34.5194
-8773142.2801 | 4170290.8961 | 44685 | 62123 | Panda Solar NC 5, LLC | 61658 | Panda Solar NC 5, LLC | IPP Non-CHP | 3116 Downing Road | Fayetteville | Cumberland | North Carolina | 28312 | solar | Solar = 1 MW | Solar Photovoltaic | 1 | 1 | [9 empty] | 1 |  |  | EIA-860, EIA-860M and EIA-923 | 202406 | -78.8105 | 35.0472
-8770573.2489 | 4076379.3799 | 44686 | 62124 | Panda Solar NC 6, LLC | 61660 | Panda Solar NC 6, LLC | IPP Non-CHP | 379 Merritt Road | Chadbourn | Columbus | North Carolina | 28431 | solar | Solar = 1 MW | Solar Photovoltaic | 1 | 1 | [9 empty] | 1 |  |  | EIA-860, EIA-860M and EIA-923 | 202406 | -78.7874 | 34.3536
-8705792.4297 | 4180361.3764 | 44687 | 62125 | Panda Solar NC 7, LLC | 61659 | Panda Solar NC 7 , LLC | IPP Non-CHP | 812 Spencer Road | Faison | Sampson | North Carolina | 28341 | solar | Solar = 1.5 MW | Solar Photovoltaic | 1.5 | 1.5 | [9 empty] | 1.5 |  |  | EIA-860, EIA-860M and EIA-923 | 202406 | -78.2055 | 35.1212
-8872826.6578 | 4221232.1405 | 44688 | 62126 | Panda Solar NC 8, LLC | 61661 | Panda Solar NC 8, LLC | IPP Non-CHP | 2495 Jason Rd. | Star | Moore | North Carolina | 27356 | solar | Solar = 2 MW | Solar Photovoltaic | 2 | 2 | [9 empty] | 2 |  |  | EIA-860, EIA-860M and EIA-923 | 202406 | -79.706 | 35.4209
-8784621.7687 | 4151773.4197 | 44689 | 62127 | Panda Solar NC 9, LLC | 61662 | Panda Solar NC 9, LLC | IPP Non-CHP | 5734 Walter Canady Road | Hope Mills | Cumberland | North Carolina | 28348 | solar | Solar = 2 MW | Solar Photovoltaic | 2 | 2 | [9 empty] | 2 |  |  | EIA-860, EIA-860M and EIA-923 | 202406 | -78.9136 | 34.9109
-8784554.643 | 4151607.1293 | 44690 | 62128 | Panda Solar NC 10, LLC | 61663 | Panda Solar NC 10, LLC | IPP Non-CHP | 5748 Walter Canady Road | Hope Mills | Cumberland | North Carolina | 28348 | solar | Solar = 2 MW | Solar Photovoltaic | 2 | 2 | [9 empty] | 2 |  |  | EIA-860, EIA-860M and EIA-923 | 202406 | -78.913 | 34.9096
-8784497.2022 | 4151465.6826 | 44691 | 62129 | Panda Solar NC 11, LLC | 61664 | Panda Solar NC 11, LLC | IPP Non-CHP | 5814 Walter Canady Road | Hope Mills | Cumberland | North Carolina | 28348 | solar | Solar = 2 MW | Solar Photovoltaic | 2 | 2 | [9 empty] | 2 |  |  | EIA-860, EIA-860M and EIA-923 | 202406 | -78.9125 | 34.9086
-10547959.1269 | 5067218.6099 | 44692 | 62130 | Roseman | 61676 | Roseman Energy, LLC | IPP Non-CHP | 75247 Jackson Rd | Anita | Cass | Iowa | 50020 | wind | Wind = 1.8 MW | Onshore Wind Turbine | 1.8 | 1.8 | [10 empty] | 1.8 |  | EIA-860, EIA-860M and EIA-923 | 202406 | -94.7539 | 41.371
-8716019.574 | 4239889.5469 | 44693 | 62131 | Red Toad 4451 Buffalo Road, LLC | 61677 | Sol Systems | IPP Non-CHP | 4565 Buffalo Rd | Selma | Johnston | North Carolina | 27576 | solar | Solar = 2 MW | Solar Photovoltaic | 2 | 2 | [9 empty] | 2 |  |  | EIA-860, EIA-860M and EIA-923 | 202406 | -78.2973 | 35.5574
-10493126.374 | 5072149.7292 | 44694 | 62132 | Arbor Hill Wind Farm | 12341 | MidAmerican Energy Co | Electric Utility | 2306 State Highway 92 | Greenfield | Adair | Iowa | 50849 | wind | Wind = 310 MW | Onshore Wind Turbine | 310 | 310 | [10 empty] | 310 |  | EIA-860, EIA-860M and EIA-923 | 202406 | -94.2614 | 41.4042
-10296948.7033 | 5107618.3152 | 44695 | 62133 | North English | 12341 | MidAmerican Energy Co | Electric Utility | 705 E Jefferson St | Montezuma | Poweshiek | Iowa | 50171 | wind | Wind = 340 MW | Onshore Wind Turbine | 340 | 340 | [10 empty] | 340 |  | EIA-860, EIA-860M and EIA-923 | 202406 | -92.4991 | 41.6428
-8051222.2466 | 5191559.7572 | 44696 | 62135 | Palmer | 61012 | AES Distributed Energy | IPP Non-CHP | 12 River Street | Palmer | Hampden | Massachusetts | 1069 | solar | Solar = 3.5 MW | Solar Photovoltaic | 3.5 | 3.5 | [9 empty] | 3.5 |  |  | EIA-860, EIA-860M and EIA-923 | 202406 | -72.3254 | 42.2038
-8777166.7024 | 4050423.4452 | 44697 | 62136 | Arthur Solar, LLC | 61944 | MN8 Energy LLC | IPP Non-CHP | 15334 James B White Highway So | Tabor City | Columbus | North Carolina | 28463 | solar | Solar = 5 MW | Solar Photovoltaic | 5 | 5 | [9 empty] | 5 |  |  | EIA-860, EIA-860M and EIA-923 | 202406 | -78.8466 | 34.1609
-10328514.7921 | 5684172.6246 | 44698 | 62137 | Eichtens II CSG | 63249 | Terraform Arcadia | IPP Non-CHP | 15889 310th Street | Winstead | Chisago | Minnesota | 55012 | solar | Solar = 1 MW | Solar Photovoltaic | 1 | 1 | [9 empty] | 1 |  |  | EIA-860, EIA-860M and EIA-923 | 202406 | -92.7826 | 45.3966
-10472258.5336 | 5612790.4193 | 44699 | 62138 | Barone CSG | 63249 | Terraform Arcadia | IPP Non-CHP | 22733 Cable Avenue | Winstead | McLeod | Minnesota | 55395 | solar | Solar = 1 MW | Solar Photovoltaic | 1 | 1 | [9 empty] | 1 |  |  | EIA-860, EIA-860M and EIA-923 | 202406 | -94.0739 | 44.9445
-10323941.5648 | 5511543.1981 | 44700 | 62139 | Huneke II CSG | 63249 | Terraform Arcadia | IPP Non-CHP | 45000 145th Avenue | Zumbrota | Goodhue | Minnesota | 55992 | solar | Solar = 1.1 MW | Solar Photovoltaic | 1.1 | 1.1 | [9 empty] | 1.1 |  |  | EIA-860, EIA-860M and EIA-923 | 202406 | -92.7415 | 44.2972
-8512305.3511 | 4519202.1632 | 44701 | 62140 | Puller Solar | 5248 | Dominion Energy Inc. | Electric Utility | 382 Bobs Hole Rd. | Topping | Middlesex | Virginia | 23169 | solar | Solar = 15 MW | Solar Photovoltaic | 15 | 15 | [9 empty] | 15 |  |  | EIA-860, EIA-860M and EIA-923 | 202406 | -76.4673 | 37.5725
-11198740.7738 | 3700075.0281 | 44702 | 62141 | Rambler | 65411 | Duke Energy Renewables Services | IPP Non-CHP | 8999 Jeremiah Lane | San Angelo | Tom Green | Texas | 76901 | solar | Solar = 200 MW | Solar Photovoltaic | 200 | 200 | [9 empty] | 200 |  |  | EIA-860, EIA-860M and EIA-923 | 202406 | -100.6 | 31.517
-11194764.4416 | 3890972.3503 | 44703 | 62142 | Amadeus Wind Farm | 61683 | Amadeus Wind LLC | IPP Non-CHP | TBD | Rotan | Fisher | Texas | 79546 | wind | Wind = 250 MW | Onshore Wind Turbine | 250 | 250 | [10 empty] | 250 |  | EIA-860, EIA-860M and EIA-923 | 202406 | -100.5643 | 32.9674
-10352365.2156 | 5590406.7798 | 44704 | 62143 | MSC-GreyCloud01 Community Solar | 61679 | MSC-GreyCloud01 LLC | IPP Non-CHP | 5401 Pioneer Rd. S | St. Paul Park | Washington | Minnesota | 55071 | solar | Solar = 1 MW | Solar Photovoltaic | 1 | 1 | [9 empty] | 1 |  |  | EIA-860, EIA-860M and EIA-923 | 202406 | -92.9969 | 44.802
-10339879.3989 | 5667183.6309 | 44705 | 62144 | MSC-Scandia01 CSG | 61680 | MSC-Scandia01 LLC | IPP Non-CHP | 23485 Manning Trail N | Scandia | Washington | Minnesota | 55073 | solar | Solar = 1 MW | Solar Photovoltaic | 1 | 1 | [9 empty] | 1 |  |  | EIA-860, EIA-860M and EIA-923 | 202406 | -92.8847 | 45.2893
-8294869.8878 | 5059838.2131 | 44706 | 62145 | Minisink Solar 1 LLC | 61681 | Minisink Solar 1 LLC | IPP Non-CHP | 1718A County Rte 1, North 1 | Minisink | Orange | New York | 10998 | solar | Solar = 1.8 MW | Solar Photovoltaic | 1.8 | 1.8 | [9 empty] | 1.8 |  |  | EIA-860, EIA-860M and EIA-923 | 202406 | -74.5141 | 41.3212
-8295002.8033 | 5059560.5926 | 44707 | 62146 | Minisink Community Solar 2 LLC | 61682 | Minisink Solar 2 LLC | IPP Non-CHP | 1718C County Rte 1, South 1 | Minisink | Orange | New York | 10998 | solar | Solar = 2 MW | Solar Photovoltaic | 2 | 2 | [9 empty] | 2 |  |  | EIA-860, EIA-860M and EIA-923 | 202406 | -74.5153 | 41.3194
-8209423.4957 | 5306252.319 | 44708 | 62147 | KCE NY 1 | 61687 | KCE NY 1, LLC | IPP Non-CHP | 30 Substation Road | Saratoga Springs | Saratoga | New York | 12866 | batteries | Battery = 20 MW | Batteries | 20 | 20 | 20 | [11 empty] | EIA-860, EIA-860M and EIA-923 | 202406 | -73.7465 | 42.9624
-10385442.4665 | 5414140.0946 | 44709 | 62148 | Goose Lake MN DPC-GM | 61688 | ENGIE Generation North America LLC | IPP Non-CHP | 21530 785th Ave. | Albert Lea | Freeborn | Minnesota | 56007 | solar | Solar = 1.5 MW | Solar Photovoltaic | 1.5 | 1.5 | [9 empty] | 1.5 |  |  | EIA-860, EIA-860M and EIA-923 | 202406 | -93.294 | 43.6676
-11719404.2961 | 4375758.4404 | 44710 | 62149 | Syncarpha Eagle Nest | 61685 | Syncarpha Eagle Nest I, LLC | IPP Non-CHP | 28458 US-64 | Eagle Nest | Colfax | New Mexico | 87718 | solar | Solar = 1 MW | Solar Photovoltaic | 1 | 1 | [9 empty] | 1 |  |  | EIA-860, EIA-860M and EIA-923 | 202406 | -105.2772 | 36.5442
-13087877.5056 | 4048710.8617 | 44711 | 62150 | Chaffey College Rancho Cucamonga Campus | 61686 | Chaffey Community College District | Commercial Non-CHP | 5885 Haven Ave | Rancho Cucamonga | San Bernardino | California | 91737 | solar | Solar = 4 MW | Solar Photovoltaic | 4 | 4 | [9 empty] | 4 |  |  | EIA-860, EIA-860M and EIA-923 | 202406 | -117.5704 | 34.1481
-12736343.8007 | 5242361.4581 | 44712 | 62151 | Clif Bar Bakery of Twin Falls | 61695 | Clif Bar Bakery of Twin Falls, LLC | Industrial Non-CHP | 3438 Eldridge Ave | Twin Falls | Twin Falls | Idaho | 83301 | solar | Solar = 2 MW | Solar Photovoltaic | 2 | 2 | [9 empty] | 2 |  |  | EIA-860, EIA-860M and EIA-923 | 202406 | -114.4125 | 42.541
-10937139.9704 | 3436882.2903 | 44713 | 62152 | IKEA Live Oak Rooftop PV System | 57389 | IKEA Property Inc | Commercial Non-CHP | 1000 IKEA RBFCU Parkway | Live Oak | Bexar | Texas | 78233 | solar | Solar = 1.7 MW | Solar Photovoltaic | 1.7 | 1.7 | [9 empty] | 1.7 |  |  | EIA-860, EIA-860M and EIA-923 | 202406 | -98.25 | 29.48
-8324077.8958 | 5127397.8869 | 44714 | 62154 | Kelly Bridge Road Community Solar Farm | 61194 | Generate Capital | IPP Non-CHP | Kelly Bridge Rd | Liberty | Sullivan | New York | 12754 | solar | Solar = 2 MW | Solar Photovoltaic | 2 | 2 | [9 empty] | 2 |  |  | EIA-860, EIA-860M and EIA-923 | 202406 | -74.7765 | 41.7754
-8352977.5488 | 5127300.8622 | 44715 | 62155 | Hospital Rd Community Solar Farm CSG | 61610 | Delaware River Solar, LLC | IPP Non-CHP | 309 Hospital Rd | Delaware | Sullivan | New York | 12723 | solar | Solar = 1.4 MW | Solar Photovoltaic | 1.4 | 1.4 | [9 empty] | 1.4 |  |  | EIA-860, EIA-860M and EIA-923 | 202406 | -75.0361 | 41.7748
-8358243.406 | 5242543.8211 | 44716 | 62156 | Pool Brook Rd Community Solar Farm | 61194 | Generate Capital | IPP Non-CHP | Pool Brook Rd | Laurens | Otsego | New York | 13796 | solar | Solar = 2 MW | Solar Photovoltaic | 2 | 2 | [9 empty] | 2 |  |  | EIA-860, EIA-860M and EIA-923 | 202406 | -75.0834 | 42.5422
-8539652.0972 | 5174170.5457 | 44717 | 62157 | Breesport Road Community Solar Farm | 60281 | Altus Power America Management, LLC | IPP Non-CHP | 339 Breesport N Chemung Rd | Baldwin | Chemung | New York | 14861 | solar | Solar = 2 MW | Solar Photovoltaic | 2 | 2 | [9 empty] | 2 |  |  | EIA-860, EIA-860M and EIA-923 | 202406 | -76.713 | 42.088
-8286095.2403 | 5068926.5744 | 44718 | 62158 | Sacket Lake Rd #1 Community Solar Farm | 61194 | Generate Capital | IPP Non-CHP | 585 S. Maplewood Rd | Thompson | Sullivan | New York | 12701 | solar | Solar = 2 MW | Solar Photovoltaic | 2 | 2 | [9 empty] | 2 |  |  | EIA-860, EIA-860M and EIA-923 | 202406 | -74.4353 | 41.3825
-8286095.2403 | 5068926.5744 | 44719 | 62159 | Sacket Lake Rd #2 Community Solar Farm | 61610 | Delaware River Solar, LLC | IPP Non-CHP | 553 S. Maplewood Rd | Thompson | Sullivan | New York | 12701 | solar | Solar = 1.7 MW | Solar Photovoltaic | 1.7 | 1.7 | [9 empty] | 1.7 |  |  | EIA-860, EIA-860M and EIA-923 | 202406 | -74.4353 | 41.3825
-8535809.3484 | 5174928.0898 | 44720 | 62160 | Turner Rd Community Solar Project | 61610 | Delaware River Solar, LLC | IPP Non-CHP | 29 Turner Rd | Baldwin | Chemung | New York | 14861 | solar | Solar = 2 MW | Solar Photovoltaic | 2 | 2 | [9 empty] | 2 |  |  | EIA-860, EIA-860M and EIA-923 | 202406 | -76.6785 | 42.093
-9944376.6102 | 5327449.9735 | 44721 | 62161 | Galactic Wind | 61667 | Galactic Wind | Commercial Non-CHP | 7228 KickabooRoad | Waunakee | Dane | Wisconsin | 53597 | wind | Wind = 9.9 MW | Onshore Wind Turbine | 9.9 | 9.9 | [10 empty] | 9.9 |  | EIA-860, EIA-860M and EIA-923 | 202406 | -89.3319 | 43.1016
-10299531.4268 | 5476407.3606 | 44722 | 62162 | 4710 Hosting | 61702 | Epic Hosting, LLC | Commercial Non-CHP | 4710 West Circle Drive | Rochester | Olmsted | Minnesota | 55901 | petroleum | Petroleum = 5 MW | Petroleum Liquids | 7.5 | 5 | [8 empty] | 5 |  |  |  | EIA-860, EIA-860M and EIA-923 | 202406 | -92.5223 | 44.0708
-9857283.4689 | 3823047.8982 | 44723 | 62163 | Meridian III | 61701 | SR Meridian III, LLC | IPP Non-CHP | 2993 Knox Rd | Meridian | Lauderdale | Mississippi | 39364 | solar | Solar = 52.5 MW | Solar Photovoltaic | 52.5 | 52.5 | [9 empty] | 52.5 |  |  | EIA-860, EIA-860M and EIA-923 | 202406 | -88.5495 | 32.454
-9860724.577 | 3836163.6479 | 44724 | 62164 | Meridian II | 61699 | SR Meridian II, LLC | IPP Non-CHP | 2117 Fuller Road, NAS Meridian | Meridian | Lauderdale | Mississippi | 39309 | solar | Solar = 5 MW | Solar Photovoltaic | 5 | 5 | [9 empty] | 5 |  |  | EIA-860, EIA-860M and EIA-923 | 202406 | -88.5804 | 32.5533
-9211627.7506 | 3726064.3357 | 44725 | 62165 | Snipesville | 61624 | SR Snipesville, LLC | IPP Non-CHP | 603 McCall Rd. | Denton | Jeff Davis | Georgia | 31532 | solar | Solar = 86 MW | Solar Photovoltaic | 86 | 86 | [9 empty] | 86 |  |  | EIA-860, EIA-860M and EIA-923 | 202406 | -82.7495 | 31.7158
-8874707.2892 | 4153754.9778 | 44726 | 62167 | County Home Solar LLC | 61944 | MN8 Energy LLC | IPP Non-CHP | 458 County Home Road | Rockingham | Richmond | North Carolina | 28463 | solar | Solar = 4.9 MW | Solar Photovoltaic | 4.9 | 4.9 | [9 empty] | 4.9 |  |  | EIA-860, EIA-860M and EIA-923 | 202406 | -79.7229 | 34.9255
-8752534.1481 | 4235274.5403 | 44727 | 62168 | Church Road Solar LLC | 61944 | MN8 Energy LLC | IPP Non-CHP | White Memorial Church Road | Angier | Harnett | North Carolina | 27546 | solar | Solar = 5 MW | Solar Photovoltaic | 5 | 5 | [9 empty] | 5 |  |  | EIA-860, EIA-860M and EIA-923 | 202406 | -78.6254 | 35.5237
-13612703.9317 | 5689630.7527 | 44728 | 62169 | Boring Solar LLC | 61705 | Boring Solar LLC | IPP Non-CHP | SE Dunn Road | Sandy | Clackamas | Oregon | 97055 | solar | Solar = 2.2 MW | Solar Photovoltaic | 2.2 | 2.2 | [9 empty] | 2.2 |  |  | EIA-860, EIA-860M and EIA-923 | 202406 | -122.285 | 45.431
-13736268.5664 | 5633651.7167 | 44729 | 62170 | Ballston Solar LLC | 61703 | Ballston Solar LLC | IPP Non-CHP | SW Ballston Rd | Sheridan | Yamhill | Oregon | 97378 | solar | Solar = 2.2 MW | Solar Photovoltaic | 2.2 | 2.2 | [9 empty] | 2.2 |  |  | EIA-860, EIA-860M and EIA-923 | 202406 | -123.395 | 45.077
-13683614.4473 | 5625143.0925 | 44730 | 62171 | Labish Solar LLC | 61704 | Labish Solar LLC | IPP Non-CHP | 35th Avenue NE | Salem | Marion | Oregon | 97303 | solar | Solar = 2.2 MW | Solar Photovoltaic | 2.2 | 2.2 | [9 empty] | 2.2 |  |  | EIA-860, EIA-860M and EIA-923 | 202406 | -122.922 | 45.023
-10516839.318 | 4978128.206 | 44731 | 62172 | Birch | 61706 | Birch Power LLC | IPP Non-CHP | 3384 190th St | Clearfield | Taylor | Iowa | 50840 | wind | Wind = 1.8 MW | Onshore Wind Turbine | 1.8 | 1.8 | [10 empty] | 1.8 |  | EIA-860, EIA-860M and EIA-923 | 202406 | -94.4744 | 40.7676
-9186187.2395 | 4335357.1993 | 44732 | 62173 | SR Jonesborough | 61691 | SR Jonesborough II, LLC | IPP Non-CHP | 1171 Old State Route 34 | Jonesborough | Washington | Tennessee | 37659 | solar | Solar = 4.4 MW | Solar Photovoltaic | 4.4 | 4.4 | [9 empty] | 4.4 |  |  | EIA-860, EIA-860M and EIA-923 | 202406 | -82.5209 | 36.252
-8237512.4089 | 4959318.1103 | 44733 | 62174 | Maimonides Medical Center | 61690 | Maimonides Medical Center | Commercial Non-CHP | 4802 10th Ave | Brooklyn | Kings | New York | 11219 | petroleum | Petroleum = 3.9 MW | Petroleum Liquids | 3.9 | 3.9 | [8 empty] | 3.9 |  |  |  | EIA-860, EIA-860M and EIA-923 | 202406 | -73.9988 | 40.6395
-13569912.2741 | 4583493.9556 | 44734 | 62175 | Diablo Energy Storage | 61684 | Diablo Energy Storage, LLC | IPP Non-CHP | 783 Willow Pass Road | Pittsburg | Contra Costa | California | 94565 | batteries | Battery = 200 MW | Batteries | 200 | 200 | 200 | [11 empty] | EIA-860, EIA-860M and EIA-923 | 202406 | -121.9006 | 38.0288
-13315096.9503 | 4205755.5855 | 44735 | 62176 | Berry NMW Cogens | 1569 | Berry Petroleum Co | Industrial CHP | 11117 River Run Blvd. | Bakersfield | Kern | California | 93311 | natural gas | Natural Gas = 10 MW | Natural Gas Fired Combustion Turbine | 11.4 | 10 | [6 empty] | 10 | [5 empty] | EIA-860, EIA-860M and EIA-923 | 202406 | -119.6116 | 35.3076
-12844042.8477 | 4001978.4236 | 44736 | 62177 | Desert Harvest, LLC | 61709 | Desert Harvest, LLC | IPP Non-CHP | 22102 Kaiser Road | Desert Center | Riverside | California | 92239 | solar | Solar = 80 MW | Solar Photovoltaic | 80 | 80 | [9 empty] | 80 |  |  | EIA-860, EIA-860M and EIA-923 | 202406 | -115.38 | 33.8
-12844042.8477 | 3988590.139 | 44737 | 62178 | Maverick Solar, LLC | 61710 | Maverick Solar, LLC | IPP Non-CHP | 29722 Corn Springs Road | Desert Center | Riverside | California | 92239 | solar | Solar = 125 MW | Solar Photovoltaic | 125 | 125 | [9 empty] | 125 |  |  | EIA-860, EIA-860M and EIA-923 | 202406 | -115.38 | 33.7
-8890929.7673 | 4064843.8198 | 44738 | 62185 | Birch Solar | 61717 | Birch Solar | IPP Non-CHP | Off Woodstream Dr. | Darlington | Darlington | South Carolina | 29532 | solar | Solar = 2 MW | Solar Photovoltaic | 2 | 2 | [9 empty] | 2 |  |  | EIA-860, EIA-860M and EIA-923 | 202406 | -79.8686 | 34.268
-11805553.5595 | 4134458.4589 | 44739 | 62191 | CNMEC Solar Energy Center | 61724 | New Mexico Renewable Development LLC | IPP Non-CHP | 16 Myers Road West | Estancia | Torrance | New Mexico | 97031 | solar | Solar = 2 MW | Solar Photovoltaic | 2 | 2 | [9 empty] | 2 |  |  | EIA-860, EIA-860M and EIA-923 | 202406 | -106.0511 | 34.7832
-9181557.1279 | 5277592.2945 | 44740 | 62192 | Blue Water Energy Center | 5109 | DTE Electric Company | Electric Utility | 4400 River Rd | East China | St Clair | Michigan | 48054 | natural gas | Natural Gas = 1146 MW | Natural Gas Fired Combined Cycle | 1267.4 | 1146 | [6 empty] | 1146 | [5 empty] | EIA-860, EIA-860M and EIA-923 | 202406 | -82.4793 | 42.7737
-10409180.346 | 5482919.5205 | 44741 | 62193 | Winegar CSG | 63249 | Terraform Arcadia | IPP Non-CHP | 13000 383rd Avenue | Waseca | Waseca | Minnesota | 56093 | solar | Solar = 1 MW | Solar Photovoltaic | 1 | 1 | [9 empty] | 1 |  |  | EIA-860, EIA-860M and EIA-923 | 202406 | -93.5073 | 44.1128
-10407187.1706 | 5450931.8473 | 44742 | 62194 | Bolduan CSG | 63249 | Terraform Arcadia | IPP Non-CHP | 13867 240th Avenue | New Richland | Waseca | Minnesota | 56072 | solar | Solar = 1 MW | Solar Photovoltaic | 1 | 1 | [9 empty] | 1 |  |  | EIA-860, EIA-860M and EIA-923 | 202406 | -93.4894 | 43.9062
-10431500.4605 | 5479693.7058 | 44743 | 62195 | Guse CSG | 63249 | Terraform Arcadia | IPP Non-CHP | 36631 30th St. | Janesville | Waseca | Minnesota | 56048 | solar | Solar = 1 MW | Solar Photovoltaic | 1 | 1 | [9 empty] | 1 |  |  | EIA-860, EIA-860M and EIA-923 | 202406 | -93.7078 | 44.092
-8076953.1903 | 5213739.1171 | 44744 | 62196 | Hadley 2 Solar, LLC CSG | 61700 | Hadley 2 Solar, LLC | IPP Non-CHP | 70 Mill Valley Road | Hadley | Hampshire | Massachusetts | 1035 | solar | Solar = 1.9 MW | Solar Photovoltaic | 1.9 | 1.9 | [9 empty] | 1.9 |  |  | EIA-860, EIA-860M and EIA-923 | 202406 | -72.5565 | 42.3512
-7901651.8203 | 5169955.6513 | 44745 | 62197 | East Bridgewater Solar | 60281 | Altus Power America Management, LLC | IPP Non-CHP | 234 Thatcher Street | East Bridgewater | Plymouth | Massachusetts | 2333 | solar | Solar = 2.3 MW | Solar Photovoltaic | 2.3 | 2.3 | [9 empty] | 2.3 |  |  | EIA-860, EIA-860M and EIA-923 | 202406 | -70.9817 | 42.0599
-8015491.3618 | 5182969.7266 | 44746 | 62198 | Griffin Road Solar, LLC CSG | 61693 | Griffin Road Solar, LLC | IPP Non-CHP | 17 Griffin Road | Charlton | Worcester | Massachusetts | 1507 | solar | Solar = 2 MW | Solar Photovoltaic | 2 | 2 | [9 empty] | 2 |  |  | EIA-860, EIA-860M and EIA-923 | 202406 | -72.0044 | 42.1466
-7992597.284 | 5255847.2408 | 44747 | 62199 | Ashby Solar, LLC CSG | 61692 | Ashby Solar, LLC | IPP Non-CHP | 1180 Ashby State Road | Fitchburg | Worcester | Massachusetts | 2132 | solar | Solar = 1.8 MW | Solar Photovoltaic | 1.8 | 1.8 | [9 empty] | 1.8 |  |  | EIA-860, EIA-860M and EIA-923 | 202406 | -71.7987 | 42.6302
-9340378.3152 | 4732703.156 | 44748 | 62200 | Hillcrest Solar | 61697 | Hillcrest Solar I, LLC | IPP Non-CHP | 4349 Greenbush East Road | Mt. Orab | Brown | Ohio | 45154 | solar | Solar = 200 MW | Solar Photovoltaic | 200 | 200 | [9 empty] | 200 |  |  | EIA-860, EIA-860M and EIA-923 | 202406 | -83.906 | 39.077
-8006420.6044 | 5169056.8253 | 44749 | 62201 | Dudley Solar CSG | 61698 | Dudley Solar, LLC | IPP Non-CHP | 55 Dudley Oxford Road | Dudley | Worcester | Massachusetts | 1571 | solar | Solar = 1.9 MW | Solar Photovoltaic | 1.9 | 1.9 | [9 empty] | 1.9 |  |  | EIA-860, EIA-860M and EIA-923 | 202406 | -71.9229 | 42.0539
-8100607.9142 | 5224985.4621 | 44750 | 62202 | Williamsburg | 61012 | AES Distributed Energy | IPP Non-CHP | 699 East Street | Goshen | Hampshire | Massachusetts | 1096 | solar | Solar = 4 MW | Solar Photovoltaic | 4 | 4 | [9 empty] | 4 |  |  | EIA-860, EIA-860M and EIA-923 | 202406 | -72.769 | 42.4259
-8047293.8931 | 5175714.4994 | 44751 | 62203 | Monson Solar, LLC | 61725 | Monson Solar, LLC | IPP Non-CHP | 111 East Hill Road | Monson | Hampden | Massachusetts | 1057 | solar | Solar = 2 MW | Solar Photovoltaic | 2 | 2 | [9 empty] | 2 |  |  | EIA-860, EIA-860M and EIA-923 | 202406 | -72.2901 | 42.0983
-8716571.83 | 4242007.4032 | 44752 | 62204 | Red Toad 5840 Buffalo Road, LLC | 61677 | Sol Systems | IPP Non-CHP | 5688 Buffalo Rd | Selma | Johnston | North Carolina | 27576 | solar | Solar = 2 MW | Solar Photovoltaic | 2 | 2 | [9 empty] | 2 |  |  | EIA-860, EIA-860M and EIA-923 | 202406 | -78.3023 | 35.5729
-8681514.8733 | 4129566.3406 | 44753 | 62205 | Nickelson Solar, LLC | 61677 | Sol Systems | IPP Non-CHP | 153 Harry Nicholson Ln | Wallace | Duplin | North Carolina | 28466 | solar | Solar = 5.3 MW | Solar Photovoltaic | 5.3 | 5.3 | [9 empty] | 5.3 |  |  | EIA-860, EIA-860M and EIA-923 | 202406 | -77.9874 | 34.7471
-8939678.6874 | 3093531.2532 | 44754 | 62206 | Hibiscus Solar Energy Center | 6452 | Florida Power & Light Co | Electric Utility | 18992 Town Center Parkway | Westlake | Palm Beach | Florida | 33470 | solar | Solar = 74.5 MW | Solar Photovoltaic | 74.5 | 74.5 | [9 empty] | 74.5 |  |  | EIA-860, EIA-860M and EIA-923 | 202406 | -80.3065 | 26.7601
-11063864.7429 | 3127255.3446 | 44755 | 62207 | Reloj del Sol Wind Farm | 61727 | Reloj del Sol Wind Farm LLC | IPP Non-CHP | 4390 US HWY 83 | San Ygnacio | Zapata | Texas | 78067 | wind | Wind = 209.4 MW | Onshore Wind Turbine | 209.4 | 209.4 | [10 empty] | 209.4 |  | EIA-860, EIA-860M and EIA-923 | 202406 | -99.3884 | 27.0303
-8595645.8011 | 4739879.5939 | 44756 | 62208 | NIST Solar | 60396 | Constellation New Energy Inc. | IPP Non-CHP | 100 Bureau Drive | Gaithersburg | Montgomery | Maryland | 20899 | solar | Solar = 4 MW | Solar Photovoltaic | 4 | 4 | [9 empty] | 4 |  |  | EIA-860, EIA-860M and EIA-923 | 202406 | -77.216 | 39.127
-10349608.0545 | 5547466.9389 | 44757 | 62209 | Randolph CSG PV1-5 | 58970 | Ecoplexus, Inc | IPP Non-CHP | 29220 Felton Ave | Randolph | Dakota | Minnesota | 55065 | solar | Solar = 5 MW | Solar Photovoltaic | 5 | 5 | [9 empty] | 5 |  |  | EIA-860, EIA-860M and EIA-923 | 202406 | -92.9721 | 44.5277
-10349772.0281 | 5549658.4224 | 44758 | 62210 | Felton CSG PV1-5 | 58970 | Ecoplexus, Inc | IPP Non-CHP | 28220 Felton Ave | Randolph | Dakota | Minnesota | 55065 | solar | Solar = 5 MW | Solar Photovoltaic | 5 | 5 | [9 empty] | 5 |  |  | EIA-860, EIA-860M and EIA-923 | 202406 | -92.9736 | 44.5417
-9032780.0756 | 3941470.5621 | 44759 | 62211 | Denmark Solar | 58468 | Dominion Renewable Energy | IPP Non-CHP | State Road s-5-271 & Pitt Rd. | Denmark | Bamberg | South Carolina | 29042 | solar | Solar = 6 MW | Solar Photovoltaic | 6 | 6 | [9 empty] | 6 |  |  | EIA-860, EIA-860M and EIA-923 | 202406 | -81.1428 | 33.3471
-8929886.2457 | 4054659.6708 | 44760 | 62216 | Gaines Solar | 61736 | Gaines Solar | IPP Non-CHP | Wisacky Hwy and Industrial Blv | Bishopville | Lee | South Carolina | 29010 | solar | Solar = 2 MW | Solar Photovoltaic | 2 | 2 | [9 empty] | 2 |  |  | EIA-860, EIA-860M and EIA-923 | 202406 | -80.2185 | 34.1924
-8006843.1732 | 5262095.2371 | 44761 | 62219 | Ashburnham Energy Storage Project | 11806 | Massachusetts Mun Wholes Electric Co | Electric Utility | Turnpike Rd | Ashburnham | Worcester | Massachusetts | 1430 | batteries | Battery = 3 MW | Batteries | 3 | 3 | 3 | [11 empty] | EIA-860, EIA-860M and EIA-923 | 202406 | -71.9267 | 42.6714
-11251550.7402 | 4765598.7131 | 44762 | 62220 | East Fork Wind Project, LLC | 56201 | Engie North America | IPP Non-CHP | TBD | Colby | Thomas | Kansas | 67701 | wind | Wind = 195.8 MW | Onshore Wind Turbine | 195.8 | 195.8 | [10 empty] | 195.8 |  | EIA-860, EIA-860M and EIA-923 | 202406 | -101.0744 | 39.306
-8723997.174 | 4198179.8898 | 44763 | 62223 | Warren Solar Farm LLC | 61677 | Sol Systems | IPP Non-CHP | 248 West Grove Street | Newton Grove | Sampson | North Carolina | 28366 | solar | Solar = 5 MW | Solar Photovoltaic | 5 | 5 | [9 empty] | 5 |  |  | EIA-860, EIA-860M and EIA-923 | 202406 | -78.369 | 35.252
-11648471.5166 | 4930089.411 | 44764 | 62224 | Oak Leaf Solar XXVII LLC | 60025 | Greenbacker Renewable Energy Corporation | IPP Non-CHP | 2451 E. 8th St. | Greely | Weld | Colorado | 80631 | solar | Solar = 1.5 MW | Solar Photovoltaic | 1.5 | 1.5 | [9 empty] | 1.5 |  |  | EIA-860, EIA-860M and EIA-923 | 202406 | -104.64 | 40.44
-8338720.4163 | 4961146.4612 | 44765 | 62225 | Hunterdon Health System Solar Project | 61740 | NJ Solar 1, LLC | IPP Non-CHP | 1738 NJ-31 | Clinton | Hunterdon | New Jersey | 8809 | solar | Solar = 1.5 MW | Solar Photovoltaic | 1.5 | 1.5 | [9 empty] | 1.5 |  |  | EIA-860, EIA-860M and EIA-923 | 202406 | -74.908 | 40.652
-8003453.0494 | 5248815.5043 | 44766 | 62226 | Westminster Renewables, LLC CSG | 61744 | Westminster Renewables, LLC | IPP Non-CHP | 233 South Ashburnham Road | Westminster | Worcester | Massachusetts | 1473 | solar | Solar = 1.5 MW | Solar Photovoltaic | 1.5 | 1.5 | [9 empty] | 1.5 |  |  | EIA-860, EIA-860M and EIA-923 | 202406 | -71.8962 | 42.5837
-11042014.0627 | 3972309.5834 | 44767 | 62227 | Seymour Hills Wind Project, LLC | 56201 | Engie North America | IPP Non-CHP | TBD | Seymour | Baylor | Texas | 76380 | wind | Wind = 30.2 MW | Onshore Wind Turbine | 30.2 | 30.2 | [10 empty] | 30.2 |  | EIA-860, EIA-860M and EIA-923 | 202406 | -99.1921 | 33.5782
-8882434.8656 | 4060983.6484 | 44768 | 62228 | Otis Elevator Company Solar | 61756 | Otis Elevator Company | Industrial Non-CHP | 1500 Otis Way | Florence | Florence | South Carolina | 29501 | solar | Solar = 1 MW | Solar Photovoltaic | 1 | 1 | [9 empty] | 1 |  |  | EIA-860, EIA-860M and EIA-923 | 202406 | -79.7923 | 34.2393
-8912029.3749 | 4075837.4733 | 44769 | 62233 | Jefferson Solar | 61750 | Jefferson Solar | IPP Non-CHP | Off of Briarwood Ln. | Hartsville | Darlington | South Carolina | 29550 | solar | Solar = 8.2 MW | Solar Photovoltaic | 8.2 | 8.2 | [9 empty] | 8.2 |  |  | EIA-860, EIA-860M and EIA-923 | 202406 | -80.0581 | 34.3496
-8907965.3229 | 4078850.1776 | 44770 | 62238 | Marshall Solar | 61755 | Marshall Solar | IPP Non-CHP | West of E Carolina Ave and S R | Hartsville | Darlington | South Carolina | 29550 | solar | Solar = 2 MW | Solar Photovoltaic | 2 | 2 | [9 empty] | 2 |  |  | EIA-860, EIA-860M and EIA-923 | 202406 | -80.0216 | 34.3719
-11786287.3839 | 4502492.0817 | 44771 | 62239 | Oak Leaf Solar XXX LLC (CSG) | 60025 | Greenbacker Renewable Energy Corporation | IPP Non-CHP | 8545 Ironfield Road | Alamosa | Alamosa | Colorado | 81101 | solar | Solar = 1.5 MW | Solar Photovoltaic | 1.5 | 1.5 | [9 empty] | 1.5 |  |  | EIA-860, EIA-860M and EIA-923 | 202406 | -105.878 | 37.4534
-8673088.3218 | 4101002.8192 | 44772 | 62240 | Burgaw Solar, LLC | 63184 | CI-II Mitchell Holding LLC | IPP Non-CHP | 1133 US Hwy 117 S | Burgaw | Pender | North Carolina | 28425 | solar | Solar = 5 MW | Solar Photovoltaic | 5 | 5 | [9 empty] | 5 |  |  | EIA-860, EIA-860M and EIA-923 | 202406 | -77.9117 | 34.536
-13285201.9897 | 5767058.3737 | 44773 | 62241 | NorWest Energy 9 LLC | 61944 | MN8 Energy LLC | IPP Non-CHP | 4801 NW N Ave. | Pendleton | Umatilla | Oregon | 97801 | solar | Solar = 6 MW | Solar Photovoltaic | 6 | 6 | [9 empty] | 6 |  |  | EIA-860, EIA-860M and EIA-923 | 202406 | -119.343 | 45.917
-13033035.5132 | 3846646.6126 | 44774 | 62242 | County of San Diego SBRC | 61944 | MN8 Energy LLC | IPP Non-CHP | 500 3rd Ave. | Chula Vista | San Diego | California | 91910 | solar | Solar = 1.3 MW | Solar Photovoltaic | 1.3 | 1.3 | [9 empty] | 1.3 |  |  | EIA-860, EIA-860M and EIA-923 | 202406 | -117.0777 | 32.6327
-11644464.0149 | 4813476.03 | 44775 | 62243 | Oak Leaf Solar XXI (CSG) | 60025 | Greenbacker Renewable Energy Corporation | IPP Non-CHP | 29100B E. County Road 30/E Qui | Watkins | Arapahoe | Colorado | 80137 | solar | Solar = 1.5 MW | Solar Photovoltaic | 1.5 | 1.5 | [9 empty] | 1.5 |  |  | EIA-860, EIA-860M and EIA-923 | 202406 | -104.604 | 39.638
-12058127.2427 | 4742462.9122 | 44776 | 62244 | Oak Leaf Solar XXXI LLC (CSG) | 60025 | Greenbacker Renewable Energy Corporation | IPP Non-CHP | 956 Highline Canal Rd. | Debeque | Mesa | Colorado | 81630 | solar | Solar = 1.5 MW | Solar Photovoltaic | 1.5 | 1.5 | [9 empty] | 1.5 |  |  | EIA-860, EIA-860M and EIA-923 | 202406 | -108.32 | 39.145
-11636115.0531 | 4813331.4773 | 44777 | 62245 | Oak Leaf Solar XXV LLC (CSG) | 60025 | Greenbacker Renewable Energy Corporation | IPP Non-CHP | 39299 East County Rd. 30/E. Qu | Watkins | Arapahoe | Colorado | 80137 | solar | Solar = 1.5 MW | Solar Photovoltaic | 1.5 | 1.5 | [9 empty] | 1.5 |  |  | EIA-860, EIA-860M and EIA-923 | 202406 | -104.529 | 39.637
-13550192.5829 | 4676329.0072 | 44778 | 62246 | Target Woodland Solar Project | 61944 | MN8 Energy LLC | IPP Non-CHP | 2050 E Beamer Street | Woodland | Yolo | California | 95776 | solar | Solar = 1.8 MW | Solar Photovoltaic | 2.3 | 1.8 | [9 empty] | 1.8 |  |  | EIA-860, EIA-860M and EIA-923 | 202406 | -121.7235 | 38.6827
-10856544.6591 | 5317909.9299 | 44779 | 62247 | Prevailing Wind Park | 61012 | AES Distributed Energy | IPP Non-CHP | 29871 431st Avenue | Lesterville | Yankton | South Dakota | 57040 | wind | Wind = 220 MW | Onshore Wind Turbine | 220 | 220 | [10 empty] | 220 |  | EIA-860, EIA-860M and EIA-923 | 202406 | -97.526 | 43.039
-12784418.57 | 4364000.1097 | 44780 | 62248 | Arrow Canyon Solar Hybrid | 61768 | Arrow Canyon Solar LLC | IPP Non-CHP | TBD | Moapa | Clark | Nevada | 89025 | solar | Battery = 75 MW, Solar = 200 MW | Batteries; Solar Photovoltaic; | 275 | 275 | 75 | [8 empty] | 200 |  |  | EIA-860, EIA-860M and EIA-923 | 202406 | -114.8444 | 36.4593
-11143039.2836 | 4080013.3468 | 44781 | 62249 | Misae Solar | 63048 | Misae Lessee LLC | IPP Non-CHP | Co Road AA | Childress | Childress | Texas | 79201 | solar | Solar = 240 MW | Solar Photovoltaic | 240 | 240 | [9 empty] | 240 |  |  | EIA-860, EIA-860M and EIA-923 | 202406 | -100.0996 | 34.3805
-8234979.8904 | 4974001.8003 | 44782 | 62250 | NYC-HH-New Bellevue Hospital | 61774 | NYC-HH-New Bellevue Hospital | Commercial Non-CHP | 462 1st Ave | New York | New York | New York | 10016 | petroleum | Petroleum = 7.4 MW | Petroleum Liquids | 7.4 | 7.4 | [8 empty] | 7.4 |  |  |  | EIA-860, EIA-860M and EIA-923 | 202406 | -73.9761 | 40.7396
-12001910.8999 | 4796866.1352 | 44783 | 62251 | Oak Leaf Solar XXXII (CSG) | 60025 | Greenbacker Renewable Energy Corporation | IPP Non-CHP | 2585 W. Centennial Parkway | Rifle | Garfield | Colorado | 81650 | solar | Solar = 1.5 MW | Solar Photovoltaic | 1.5 | 1.5 | [9 empty] | 1.5 |  |  | EIA-860, EIA-860M and EIA-923 | 202406 | -107.815 | 39.523
-11651529.797 | 4851973.4601 | 44784 | 62252 | Oak Leaf Solar XXII LLC (CSG) | 60025 | Greenbacker Renewable Energy Corporation | IPP Non-CHP | 27400 E. 114th Ave | Denver | Denver | Colorado | 80022 | solar | Solar = 1.5 MW | Solar Photovoltaic | 1.5 | 1.5 | [9 empty] | 1.5 |  |  | EIA-860, EIA-860M and EIA-923 | 202406 | -104.6675 | 39.9038
-11639677.2768 | 4813331.4773 | 44785 | 62253 | Oak Leaf Solar XXIV LLC (CSG) | 60025 | Greenbacker Renewable Energy Corporation | IPP Non-CHP | 36585B E. Co. Rd. 30/E. Quincy | Watkins | Arapahoe | Colorado | 80137 | solar | Solar = 1.5 MW | Solar Photovoltaic | 1.5 | 1.5 | [9 empty] | 1.5 |  |  | EIA-860, EIA-860M and EIA-923 | 202406 | -104.561 | 39.637
-11658994.5481 | 4851415.2259 | 44786 | 62254 | Oak Leaf Solar XXVI LLC | 60025 | Greenbacker Renewable Energy Corporation | IPP Non-CHP | 27905 E 112th Ave | Denver | Denver | Colorado | 80249 | solar | Solar = 1.5 MW | Solar Photovoltaic | 1.5 | 1.5 | [9 empty] | 1.5 |  |  | EIA-860, EIA-860M and EIA-923 | 202406 | -104.7345 | 39.9
-11663944.9258 | 4900442.4798 | 44787 | 62255 | Oak Leaf Solar XXVIII LLC (CSG) | 60025 | Greenbacker Renewable Energy Corporation | IPP Non-CHP | 14900 County Rd. 36 | Platteville | Weld | Colorado | 80651 | solar | Solar = 1.5 MW | Solar Photovoltaic | 1.5 | 1.5 | [9 empty] | 1.5 |  |  | EIA-860, EIA-860M and EIA-923 | 202406 | -104.779 | 40.237
-11646407.6532 | 4837160.324 | 44788 | 62256 | Oak Leaf Solar XXIII LLC (CSG) | 60025 | Greenbacker Renewable Energy Corporation | IPP Non-CHP | 5900 Hudson Rd. | Watkins | Adams | Colorado | 80137 | solar | Solar = 1.5 MW | Solar Photovoltaic | 1.5 | 1.5 | [9 empty] | 1.5 |  |  | EIA-860, EIA-860M and EIA-923 | 202406 | -104.6215 | 39.8017
-7901062.0497 | 5189144.0541 | 44789 | 62257 | Station 9 Energy Storage System | 2144 | Town of Braintree - (MA) | Electric Utility | Grove St. | Braintree | Norfolk | Massachusetts | 2184 | batteries | Battery = 2 MW | Batteries | 2 | 2 | 2 | [11 empty] | EIA-860, EIA-860M and EIA-923 | 202406 | -70.9764 | 42.1877
-10992301.2272 | 3064088.3538 | 44790 | 62258 | Mesteno | 65411 | Duke Energy Renewables Services | IPP Non-CHP | 200 FM 490 | Rio Grande City | Starr | Texas | 78582 | wind | Wind = 200 MW | Onshore Wind Turbine | 201.6 | 200 | [10 empty] | 200 |  | EIA-860, EIA-860M and EIA-923 | 202406 | -98.7455 | 26.5237
-11293698.6372 | 3580251.231 | 44791 | 62259 | Ranchero Wind Farm LLC | 61771 | Ranchero Wind Farm LLC | IPP Non-CHP | TBD | Iraan | Crockett | Texas | 79744 | wind | Wind = 300 MW | Onshore Wind Turbine | 300 | 300 | [10 empty] | 300 |  | EIA-860, EIA-860M and EIA-923 | 202406 | -101.453 | 30.5949
-11812155.6959 | 4695220.7347 | 44792 | 62260 | Trout Creek Solar | 60571 | AEP Onsite Partners, LLC | IPP Non-CHP | 15125 US Hwy 24 & 285 | Buena Vista | Chaffee | Colorado | 81211 | solar | Solar = 2 MW | Solar Photovoltaic | 2 | 2 | [9 empty] | 2 |  |  | EIA-860, EIA-860M and EIA-923 | 202406 | -106.1104 | 38.8151
-8150349.2476 | 5234274.4042 | 44793 | 62264 | Pittsfield 44 - M&W PV | 54913 | NSTAR Electric Company | Electric Utility | 327 Partridge Road | Pittsfield | Berkshire | Massachusetts | 1201 | solar | Solar = 1.2 MW | Solar Photovoltaic | 1.2 | 1.2 | [9 empty] | 1.2 |  |  | EIA-860, EIA-860M and EIA-923 | 202406 | -73.2158 | 42.4874
-8151648.0121 | 5205553.6878 | 44794 | 62265 | Lee Site 31 Solar | 54913 | NSTAR Electric Company | Electric Utility | Water Street | Lee | Berkshire | Massachusetts | 1238 | solar | Solar = 1.9 MW | Solar Photovoltaic | 1.9 | 1.9 | [9 empty] | 1.9 |  |  | EIA-860, EIA-860M and EIA-923 | 202406 | -73.2275 | 42.2969
-7868999.6986 | 5153082.5188 | 44795 | 62266 | Plymouth Solar | 54913 | NSTAR Electric Company | Electric Utility | 273 Summer Street | Plymouth | Plymouth | Massachusetts | 2360 | solar | Solar = 1.1 MW | Solar Photovoltaic | 1.1 | 1.1 | [9 empty] | 1.1 |  |  | EIA-860, EIA-860M and EIA-923 | 202406 | -70.6884 | 41.9473
-10494489.1472 | 5704379.3732 | 44796 | 62267 | Held Solar Project | 61187 | DG Minnesota CSG, LLC | IPP Non-CHP | 7801 Bel Clare Dr | Waite Park | Stearns | Minnesota | 56301 | solar | Solar = 5 MW | Solar Photovoltaic | 5 | 5 | [9 empty] | 5 |  |  | EIA-860, EIA-860M and EIA-923 | 202406 | -94.2736 | 45.5239
-13538008.5533 | 5265662.3641 | 44797 | 62268 | NorWest Energy 4, LLC | 61944 | MN8 Energy LLC | IPP Non-CHP | 35754 McCartie Lane | Bonanza | Klamath | Oregon | 97623 | solar | Solar = 5.6 MW | Solar Photovoltaic | 5.6 | 5.6 | [9 empty] | 5.6 |  |  | EIA-860, EIA-860M and EIA-923 | 202406 | -121.614 | 42.695
-10700778.9692 | 5481608.998 | 44798 | 62269 | Stoneray Power Partners, LLC | 57170 | EDF Renewable Asset Holdings, Inc. | IPP Non-CHP | 1847 111th Street | Woodstock | Pipestone | Minnesota | 56186 | wind | Wind = 100 MW | Onshore Wind Turbine | 100 | 100 | [10 empty] | 100 |  | EIA-860, EIA-860M and EIA-923 | 202406 | -96.1267 | 44.1044
-8215871.5659 | 5025509.0367 | 44799 | 62270 | Westchester County Medical Center | 61802 | Westchester County Medical Center | Commercial Non-CHP | 100 Woods Road | Valhalla | Westchester | New York | 10595 | petroleum | Petroleum = 9.5 MW | Petroleum Liquids | 9.5 | 9.5 | [8 empty] | 9.5 |  |  |  | EIA-860, EIA-860M and EIA-923 | 202406 | -73.8044 | 41.0892
-8218242.671 | 4975599.5471 | 44800 | 62271 | NYPH-Queens | 61800 | NYPH-Queens | Commercial Non-CHP | 56-45 Main Street | Flushing | Queens | New York | 11355 | petroleum | Petroleum = 4.5 MW | Petroleum Liquids | 4.5 | 4.5 | [8 empty] | 4.5 |  |  |  | EIA-860, EIA-860M and EIA-923 | 202406 | -73.8257 | 40.7504
-13472385.0456 | 5219910.3063 | 44801 | 62272 | Bly Solar Center | 60888 | GCL New Energy, Inc. | IPP Non-CHP | 62744 Highway 140. | Bly | Klamath | Oregon | 97622 | solar | Solar = 8 MW | Solar Photovoltaic | 8 | 8 | [9 empty] | 8 |  |  | EIA-860, EIA-860M and EIA-923 | 202406 | -121.0245 | 42.3922
-13261212.1942 | 4213513.6697 | 44802 | 62274 | Liberty HS Solar Project | 61944 | MN8 Energy LLC | Commercial Non-CHP | 925 Jewetta | Bakersfield | Kern | California | 93312 | solar | Solar = 1.2 MW | Solar Photovoltaic | 1.5 | 1.2 | [9 empty] | 1.2 |  |  | EIA-860, EIA-860M and EIA-923 | 202406 | -119.1275 | 35.3644
-13263592.6502 | 4220864.5496 | 44803 | 62275 | Frontier HS Solar Project | 61944 | MN8 Energy LLC | Commercial Non-CHP | 6401 Allen Road | Bakersfield | Kern | California | 93314 | solar | Solar = 1.4 MW | Solar Photovoltaic | 1.4 | 1.4 | [9 empty] | 1.4 |  |  | EIA-860, EIA-860M and EIA-923 | 202406 | -119.1489 | 35.4182
-13179439.6792 | 4058925.0777 | 44804 | 62286 | Xebec 1 | 61012 | AES Distributed Energy | Commercial Non-CHP | 11051 Pendleton St | Sun Valley | Los Angeles | California | 91352 | solar | Solar = 1.9 MW | Solar Photovoltaic | 1.9 | 1.9 | [9 empty] | 1.9 |  |  | EIA-860, EIA-860M and EIA-923 | 202406 | -118.3929 | 34.224
-13169708.018 | 4008437.1622 | 44805 | 62287 | Francisco St. Solar | 61012 | AES Distributed Energy | Commercial Non-CHP | 1540 Francisco St. | Torrance | Los Angeles | California | 90501 | solar | Solar = 1 MW | Solar Photovoltaic | 1.2 | 1 | [9 empty] | 1 |  |  | EIA-860, EIA-860M and EIA-923 | 202406 | -118.3055 | 33.8482
-13178484.558 | 4150872.6305 | 44806 | 62288 | Valentine Solar, LLC | 57170 | EDF Renewable Asset Holdings, Inc. | IPP Non-CHP | 14501 McConnell Ave. | Rosamond | Kern | California | 93560 | solar | Solar = 111.2 MW | Solar Photovoltaic | 111.2 | 111.2 | [9 empty] | 111.2 |  |  | EIA-860, EIA-860M and EIA-923 | 202406 | -118.3843 | 34.9042
-9265260.3681 | 5205557.9018 | 44807 | 62289 | Dearborn Energy Center | 5109 | DTE Electric Company | Electric Utility | 1641 Carroll Shelby Way East | Dearborn | Wayne | Michigan | 48124 | natural gas | Natural Gas = 26.9 MW | Natural Gas Fired Combined Cycle | 35 | 26.9 | [6 empty] | 26.9 | [5 empty] | EIA-860, EIA-860M and EIA-923 | 202406 | -83.2313 | 42.2969
-9406478.9383 | 5352029.7264 | 44808 | 62290 | Polaris Wind Park | 5109 | DTE Electric Company | Electric Utility | 5290 E Pierce Rd | North Star Township | Gratiot | Michigan | 48847 | wind | Wind = 168.6 MW | Onshore Wind Turbine | 168.6 | 168.6 | [10 empty] | 168.6 |  | EIA-860, EIA-860M and EIA-923 | 202406 | -84.4998 | 43.2626
-10638679.9478 | 5599146.0715 | 44809 | 62291 | Palmer's Creek Wind Farm, LLC | 61815 | Palmer's Creek Wind Farm, LLC | IPP Non-CHP | 12025 30th Avenue SE | Granite Falls | Chippewa | Minnesota | 56241 | wind | Wind = 44.6 MW | Onshore Wind Turbine | 44.6 | 44.6 | [10 empty] | 44.6 |  | EIA-860, EIA-860M and EIA-923 | 202406 | -95.5689 | 44.8577
-7983320.3629 | 5077488.1625 | 44810 | 62301 | Richmond NMCA | 61012 | AES Distributed Energy | IPP Non-CHP | 54 Bucknam Road | Wood River Junction | Washington | Rhode Island | 2894 | solar | Solar = 4 MW | Solar Photovoltaic | 4 | 4 | [9 empty] | 4 |  |  | EIA-860, EIA-860M and EIA-923 | 202406 | -71.7154 | 41.4402
-7934652.9287 | 5097790.9721 | 44811 | 62302 | Founders Homestead Farms Solar | 61012 | AES Distributed Energy | IPP Non-CHP | 1681 West Main Rd | Portsmouth | Newport | Rhode Island | 2871 | solar | Solar = 4.5 MW | Solar Photovoltaic | 4.5 | 4.5 | [9 empty] | 4.5 |  |  | EIA-860, EIA-860M and EIA-923 | 202406 | -71.2782 | 41.5768
-8261715.2699 | 5295808.0012 | 44812 | 62303 | Mattas Farms | 61012 | AES Distributed Energy | IPP Non-CHP | 6090 State Highway 30 | Amsterdam | Montgomery | New York | 12010 | solar | Solar = 2 MW | Solar Photovoltaic | 2 | 2 | [9 empty] | 2 |  |  | EIA-860, EIA-860M and EIA-923 | 202406 | -74.2163 | 42.8937
-8973291.4963 | 4262768.9042 | 44813 | 62304 | Woodleaf Solar Facility | 5416 | Duke Energy Carolinas, LLC | Electric Utility | 6205 NC 801 Hwy | Salisbury | Rowan | North Carolina | 28147 | solar | Solar = 6 MW | Solar Photovoltaic | 6 | 6 | [9 empty] | 6 |  |  | EIA-860, EIA-860M and EIA-923 | 202406 | -80.6084 | 35.7244
-9582036.5657 | 4906141.9317 | 44814 | 62305 | Tipton Solar Park | 9234 | Indiana Municipal Power Agency | Electric Utility | 3436 State Rd 28 W | Tipton | Tipton | Indiana | 46072 | solar | Solar = 5.3 MW | Solar Photovoltaic | 5.3 | 5.3 | [9 empty] | 5.3 |  |  | EIA-860, EIA-860M and EIA-923 | 202406 | -86.0769 | 40.2761
-8254855.3176 | 4931050.998 | 44815 | 62306 | IFF Union Beach Project | 56990 | NJR Clean Energy Ventures Corporation | IPP Non-CHP | 800 Rose Lane | Union Beach | Monmouth | New Jersey | 7735 | solar | Solar = 5.5 MW | Solar Photovoltaic | 5.5 | 5.5 | [9 empty] | 5.5 |  |  | EIA-860, EIA-860M and EIA-923 | 202406 | -74.1546 | 40.4466
-8897149.7438 | 4069399.5499 | 44816 | 62315 | Tedder Solar | 61836 | Tedder Solar | IPP Non-CHP | Rogers Road and Harry Byrd Hig | Darlington | Darlington | South Carolina | 29532 | solar | Solar = 2 MW | Solar Photovoltaic | 2 | 2 | [9 empty] | 2 |  |  | EIA-860, EIA-860M and EIA-923 | 202406 | -79.9245 | 34.3018
-7996828.0925 | 5074242.5891 | 44817 | 62318 | North Stonington Solar Center, LLC | 60496 | Adapture Renewables, Inc. | IPP Non-CHP | Ella Wheeler Rd | North Stonington | New London | Connecticut | 3659 | solar | Solar = 15 MW | Solar Photovoltaic | 15 | 15 | [9 empty] | 15 |  |  | EIA-860, EIA-860M and EIA-923 | 202406 | -71.8367 | 41.4183
-12078079.2577 | 5742825.1611 | 44818 | 62319 | Western Sugar Cooperative - Billings | 61819 | Western Sugar Cooperative - Billings | Industrial CHP | 3020 State Avenue | Billings | Yellowstone | Montana | 59101 | coal | Coal = 1.5 MW | Conventional Steam Coal | 1.5 | 1.5 |  |  | 1.5 | [9 empty] | EIA-860, EIA-860M and EIA-923 | 202406 | -108.4992 | 45.7653
-13164549.5842 | 4125368.2393 | 44819 | 62320 | Antelope Expansion 1B | 61012 | AES Distributed Energy | IPP Non-CHP | TBD | Lancaster | Los Angeles | California | 93535 | solar | Solar = 17 MW | Solar Photovoltaic | 17 | 17 | [9 empty] | 17 |  |  | EIA-860, EIA-860M and EIA-923 | 202406 | -118.2592 | 34.7161
-10292397.9626 | 5233367.1968 | 44820 | 62321 | Cedar Falls Solar Farm | 60281 | Altus Power America Management, LLC | IPP Non-CHP | Prairie Lakes Park | Cedar Falls | Black Hawk | Iowa | 50613 | solar | Solar = 1.5 MW | Solar Photovoltaic | 1.5 | 1.5 | [9 empty] | 1.5 |  |  | EIA-860, EIA-860M and EIA-923 | 202406 | -92.4582 | 42.4814
-8202038.8946 | 5293198.0567 | 44821 | 62322 | Mechanicville Hydroelectric Station | 61822 | Mechanicville Hydroelectric Station | IPP Non-CHP | 951 Hudson River Road | Mechanicville | Saratoga | New York | 12118 | hydroelectric | Hydroelectric = 3 MW | Conventional Hydroelectric | 4 | 3 |  |  |  |  | 3 | [7 empty] | EIA-860, EIA-860M and EIA-923 | 202406 | -73.6802 | 42.8765
-8496009.2909 | 4785979.2149 | 44822 | 62323 | Macy's MD Joppa Solar Project | 61821 | Northstar Macy's Maryland 2015, LLC | Commercial Non-CHP | 3300 Fashion Way | Joppa | Harford | Maryland | 21085 | solar | Solar = 1.8 MW | Solar Photovoltaic | 1.8 | 1.8 | [9 empty] | 1.8 |  |  | EIA-860, EIA-860M and EIA-923 | 202406 | -76.3209 | 39.4475
-7933956.6252 | 5180954.2891 | 44823 | 62324 | Dynamic - Walpole | 61012 | AES Distributed Energy | IPP Non-CHP | 110 Norfolk St | Walpole | Norfolk | Massachusetts | 2081 | solar | Solar = 2 MW | Solar Photovoltaic | 2 | 2 | [9 empty] | 2 |  |  | EIA-860, EIA-860M and EIA-923 | 202406 | -71.2719 | 42.1332
-8245604 | 4981380.5951 | 44824 | 62325 | 46 Meadowlands Parkway | 60268 | Hartz Solar, LLC | Commercial Non-CHP | 46 Meadowlands Parkway | Secaucus | Hudson | New Jersey | 7094 | solar | Solar = 1.5 MW | Solar Photovoltaic | 1.5 | 1.5 | [9 empty] | 1.5 |  |  | EIA-860, EIA-860M and EIA-923 | 202406 | -74.0715 | 40.7898
-8245683.9274 | 4978551.5257 | 44825 | 62326 | 77 Metro Way | 60268 | Hartz Solar, LLC | Commercial Non-CHP | 77 Metro Way | Secaucus | Hudson | New Jersey | 7094 | solar | Solar = 1 MW | Solar Photovoltaic | 1 | 1 | [9 empty] | 1 |  |  | EIA-860, EIA-860M and EIA-923 | 202406 | -74.0722 | 40.7705
-8568637.3549 | 4689080.2285 | 44826 | 62327 | Synergen Panorama, LLC CSG | 60281 | Altus Power America Management, LLC | IPP Non-CHP | 2301 Tucker Road | Fort Washington | Prince Georges | Maryland | 20744 | solar | Solar = 5 MW | Solar Photovoltaic | 5 | 5 | [9 empty] | 5 |  |  | EIA-860, EIA-860M and EIA-923 | 202406 | -76.9734 | 38.7721
-8548308.7461 | 4277175.9649 | 44827 | 62328 | Mill Pond Solar, LLC | 60025 | Greenbacker Renewable Energy Corporation | IPP Non-CHP | 1196 Mill Pond Rd | Jamesville | Martin | North Carolina | 27846 | solar | Solar = 5 MW | Solar Photovoltaic | 5 | 5 | [9 empty] | 5 |  |  | EIA-860, EIA-860M and EIA-923 | 202406 | -76.7908 | 35.8294
-8549502.8703 | 4279363.132 | 44828 | 62329 | Jamesville Road Solar, LLC | 60025 | Greenbacker Renewable Energy Corporation | IPP Non-CHP | 1923 Pulp Mill Road | Jamesville | Martin | North Carolina | 27846 | solar | Solar = 5 MW | Solar Photovoltaic | 5 | 5 | [9 empty] | 5 |  |  | EIA-860, EIA-860M and EIA-923 | 202406 | -76.8015 | 35.8454
-8474290.5242 | 4343612.8628 | 44829 | 62330 | Camden Dam Solar, LLC | 60025 | Greenbacker Renewable Energy Corporation | IPP Non-CHP | 110 N Mill Dam Road | Camden | Camden | North Carolina | 27921 | solar | Solar = 5 MW | Solar Photovoltaic | 5 | 5 | [9 empty] | 5 |  |  | EIA-860, EIA-860M and EIA-923 | 202406 | -76.1258 | 36.3118
-8566034.8165 | 4700208.0785 | 44830 | 62331 | Sol Phoenix | 60025 | Greenbacker Renewable Energy Corporation | IPP Non-CHP | 513 Rollins Avenue | Capitol Heights | Prince Georges | Maryland | 20743 | solar | Solar = 2.5 MW | Solar Photovoltaic | 2.5 | 2.5 | [9 empty] | 2.5 |  |  | EIA-860, EIA-860M and EIA-923 | 202406 | -76.95 | 38.85
-8443583.3767 | 4771930.7935 | 44831 | 62332 | Blue Star | 60025 | Greenbacker Renewable Energy Corporation | IPP Non-CHP | 12213 Galena Road | Massey | Kent | Maryland | 21650 | solar | Solar = 7.5 MW | Solar Photovoltaic | 7.5 | 7.5 | [9 empty] | 7.5 |  |  | EIA-860, EIA-860M and EIA-923 | 202406 | -75.85 | 39.35
-10861464.3127 | 5036750.7818 | 44832 | 62333 | Polk County Renewables, LLC | 61845 | Polk County Renewables, LLC | IPP Non-CHP | 12908 N Rd | Osceola | Polk | Nebraska | 68651 | wind | Wind = 2.5 MW | Onshore Wind Turbine | 2.5 | 2.5 | [10 empty] | 2.5 |  | EIA-860, EIA-860M and EIA-923 | 202406 | -97.5702 | 41.1653
-10391451.8266 | 5547674.4614 | 44833 | 62335 | USS Centerfield Solar CSG | 60531 | Standard Solar | IPP Non-CHP | 4347 40th Street W | Webster | Rice | Minnesota | 55088 | solar | Solar = 1 MW | Solar Photovoltaic | 1 | 1 | [9 empty] | 1 |  |  | EIA-860, EIA-860M and EIA-923 | 202406 | -93.348 | 44.529
-10396683.8426 | 5547674.4614 | 44834 | 62336 | USS Webster Solar CSG | 60531 | Standard Solar | IPP Non-CHP | 6647 40th Street W | Webster | Rice | Minnesota | 55088 | solar | Solar = 1 MW | Solar Photovoltaic | 1 | 1 | [9 empty] | 1 |  |  | EIA-860, EIA-860M and EIA-923 | 202406 | -93.395 | 44.529
-10451564.3516 | 5596210.8426 | 44835 | 62337 | USS Lake Patterson Solar CSG | 60531 | Standard Solar | IPP Non-CHP | 9100 Highway 25 North | Cologne | Carver | Minnesota | 55322 | solar | Solar = 1 MW | Solar Photovoltaic | 1 | 1 | [9 empty] | 1 |  |  | EIA-860, EIA-860M and EIA-923 | 202406 | -93.888 | 44.839
-10338463.749 | 5695501.8865 | 44836 | 62339 | USS Kost Trail Solar CSG | 60531 | Standard Solar | IPP Non-CHP | 37170 Kost Trail | North Branch | Chisago | Minnesota | 55056 | solar | Solar = 1 MW | Solar Photovoltaic | 1 | 1 | [9 empty] | 1 |  |  | EIA-860, EIA-860M and EIA-923 | 202406 | -92.872 | 45.468
-8579010.3277 | 4340758.8528 | 44837 | 62340 | Aulander Holloman Solar, LLC | 61838 | Aulander Holloman Solar, LLC | IPP Non-CHP | 208 Joe Holloman Road | Aulander | Hertford | North Carolina | 27805 | solar | Solar = 99.9 MW | Solar Photovoltaic | 80 | 99.9 | [9 empty] | 99.9 |  |  | EIA-860, EIA-860M and EIA-923 | 202406 | -77.0666 | 36.2912
-8822287.0523 | 4060815.4641 | 44838 | 62342 | Washington Solar (SC) | 61863 | Washington Solar (SC) | IPP Non-CHP | North of Mullins at Millers Rd | Mullins | Marion | South Carolina | 29574 | solar | Solar = 2 MW | Solar Photovoltaic | 2 | 2 | [9 empty] | 2 |  |  | EIA-860, EIA-860M and EIA-923 | 202406 | -79.252 | 34.2381
-8988847.282 | 3825244.7478 | 44839 | 62346 | Trask East Solar | 58468 | Dominion Renewable Energy | IPP Non-CHP | Parker Drive and Bluebird Lane | Beaufort | Beaufort | South Carolina | 29906 | solar | Solar = 12 MW | Solar Photovoltaic | 12 | 12 | [9 empty] | 12 |  |  | EIA-860, EIA-860M and EIA-923 | 202406 | -80.7482 | 32.4706
-8914294.3926 | 4038127.5181 | 44840 | 62347 | Weaver Solar | 61866 | Weaver Solar | IPP Non-CHP | Lynchburg Hwy & Phillips Ln | Lynchburg | Lee | South Carolina | 29080 | solar | Solar = 2 MW | Solar Photovoltaic | 2 | 2 | [9 empty] | 2 |  |  | EIA-860, EIA-860M and EIA-923 | 202406 | -80.0785 | 34.0694
-8918413.8817 | 4040609.0823 | 44841 | 62352 | Thomas Solar | 61862 | Thomas Solar | IPP Non-CHP | Southeast of Highway 341 | Lynchburg | Lee | South Carolina | 29080 | solar | Solar = 2 MW | Solar Photovoltaic | 2 | 2 | [9 empty] | 2 |  |  | EIA-860, EIA-860M and EIA-923 | 202406 | -80.1155 | 34.0879
-9006111.3765 | 3856231.1801 | 44842 | 62353 | Yemassee Solar | 58468 | Dominion Renewable Energy | IPP Non-CHP | West of Yemassee Hwy & County | Yemassee | Beaufort | South Carolina | 29945 | solar | Solar = 10 MW | Solar Photovoltaic | 10 | 10 | [9 empty] | 10 |  |  | EIA-860, EIA-860M and EIA-923 | 202406 | -80.9033 | 32.7051
-8482649.2822 | 4421819.7347 | 44843 | 62355 | IKEA Norfolk Rooftop PV System | 57389 | IKEA Property Inc | Commercial Non-CHP | 1500 IKEA Way | Norfolk | Norfolk City | Virginia | 23502 | solar | Solar = 1.3 MW | Solar Photovoltaic | 1.3 | 1.3 | [9 empty] | 1.3 |  |  | EIA-860, EIA-860M and EIA-923 | 202406 | -76.2009 | 36.8759
-11050093.1861 | 4038507.701 | 44844 | 62356 | Lockett Windfarm | 61886 | Lockett Windfarm, LLC | IPP Non-CHP | 13072 US Hwy 183 | Vernon | Wilbarger | Texas | 76384 | wind | Wind = 183.8 MW | Onshore Wind Turbine | 183.8 | 183.8 | [10 empty] | 183.8 |  | EIA-860, EIA-860M and EIA-923 | 202406 | -99.2647 | 34.0723
-8271968.3516 | 5320039.5754 | 44845 | 62357 | Gloversville Landfill Solar | 61888 | Gloversville Community Solar LLC | IPP Non-CHP | 876 E Fulton St. Extended | Johnstown | Fulton | New York | 12095 | solar | Solar = 5 MW | Solar Photovoltaic | 5 | 5 | [9 empty] | 5 |  |  | EIA-860, EIA-860M and EIA-923 | 202406 | -74.3084 | 43.053
-10446888.933 | 5597623.8541 | 44846 | 62358 | USS King 2 CSG | 60531 | Standard Solar | IPP Non-CHP | 12695 County Road 32 | Waconia | Carver | Minnesota | 55382 | solar | Solar = 1 MW | Solar Photovoltaic | 1 | 1 | [9 empty] | 1 |  |  | EIA-860, EIA-860M and EIA-923 | 202406 | -93.846 | 44.848
-10440432.4025 | 5577548.4012 | 44847 | 62359 | USS Eggo Solar CSG | 60531 | Standard Solar | IPP Non-CHP | 15615 County Road 53 | Cologne | Carver | Minnesota | 55322 | solar | Solar = 1 MW | Solar Photovoltaic | 1 | 1 | [9 empty] | 1 |  |  | EIA-860, EIA-860M and EIA-923 | 202406 | -93.788 | 44.72
-10440098.444 | 5592914.6737 | 44848 | 62360 | USS DVL Solar CSG | 60531 | Standard Solar | IPP Non-CHP | 10289 102nd Street | Waconia | Carver | Minnesota | 55387 | solar | Solar = 1 MW | Solar Photovoltaic | 1 | 1 | [9 empty] | 1 |  |  | EIA-860, EIA-860M and EIA-923 | 202406 | -93.785 | 44.818
-8027682.7384 | 5224001.6382 | 44849 | 62363 | Barre Solar III LLC | 61012 | AES Distributed Energy | IPP Non-CHP | 179C West Street | Barre | Worcester | Massachusetts | 1005 | solar | Solar = 1 MW | Solar Photovoltaic | 1 | 1 | [9 empty] | 1 |  |  | EIA-860, EIA-860M and EIA-923 | 202406 | -72.1139 | 42.4193
-10670281.1022 | 5432945.3728 | 44850 | 62364 | Nobles 2 Wind Project | 61890 | Nobles 2 Power Partners, LLC | IPP Non-CHP | 20057 140th Street | Wilmont | Nobles | Minnesota | 56185 | wind | Wind = 250 MW | Onshore Wind Turbine | 250 | 250 | [10 empty] | 250 |  | EIA-860, EIA-860M and EIA-923 | 202406 | -95.8528 | 43.7896
-10440766.361 | 5662388.3117 | 44851 | 62365 | Wright Kirby 1-5 CSG | 60531 | Standard Solar | IPP Non-CHP | 7505 Eisele Avenue NE | Monticello | Wright | Minnesota | 55362 | solar | Solar = 5 MW | Solar Photovoltaic | 5 | 5 | [9 empty] | 5 |  |  | EIA-860, EIA-860M and EIA-923 | 202406 | -93.791 | 45.259
-8238195.02 | 4969706.6347 | 44852 | 62366 | NYP-Lower Manhattan Hospital | 61892 | NYP-Lower Manhattan Hospital | Commercial Non-CHP | 170 Williams Street | New York | New York | New York | 10038 | petroleum | Petroleum = 1.5 MW | Petroleum Liquids | 1.5 | 1.5 | [8 empty] | 1.5 |  |  |  | EIA-860, EIA-860M and EIA-923 | 202406 | -74.005 | 40.7103
-9443311.8861 | 3686832.1521 | 44853 | 62367 | SR Arlington II | 61899 | SR Arlington II MT, LLC | IPP Non-CHP | 356 Bancroft Station Lane | Blakely | Early | Georgia | 39823 | solar | Solar = 102.5 MW | Solar Photovoltaic | 102.5 | 102.5 | [9 empty] | 102.5 |  |  | EIA-860, EIA-860M and EIA-923 | 202406 | -84.8307 | 31.4155
-7885470.9758 | 5113027.8982 | 44854 | 62368 | BWC Origination 18 | 61894 | BWC Origination 18, LLC | IPP Non-CHP | 33 Crystal Spring Rd. | Mattapoisett | Plymouth | Massachusetts | 2739 | solar | Solar = 4.8 MW | Solar Photovoltaic | 4.8 | 4.8 | [9 empty] | 4.8 |  |  | EIA-860, EIA-860M and EIA-923 | 202406 | -70.8364 | 41.6791
-7869835.374 | 5127314.5949 | 44855 | 62369 | BWC Gibbs Brook | 61895 | BWC Gibbs Brook, LLC | IPP Non-CHP | 0 Route 25 | Wareham | Plymouth | Massachusetts | 2571 | solar | Solar = 4 MW | Solar Photovoltaic | 4 | 4 | [9 empty] | 4 |  |  | EIA-860, EIA-860M and EIA-923 | 202406 | -70.6959 | 41.7749
-7869535.702 | 5128638.546 | 44856 | 62370 | BWC Wareham River | 61896 | BWC Wareham River, LLC | IPP Non-CHP | 0 Charge Pond Road | Wareham | Plymouth | Massachusetts | 2571 | solar | Solar = 1 MW | Solar Photovoltaic | 1 | 1 | [9 empty] | 1 |  |  | EIA-860, EIA-860M and EIA-923 | 202406 | -70.6932 | 41.7837
-7869254.6203 | 5128507.322 | 44857 | 62371 | BWC Harlow Brook | 61897 | BWC Harlow Brook, LLC | IPP Non-CHP | 0 Charge Pond Road | Wareham | Plymouth | Massachusetts | 2571 | solar | Solar = 1.5 MW | Solar Photovoltaic | 1.5 | 1.5 | [9 empty] | 1.5 |  |  | EIA-860, EIA-860M and EIA-923 | 202406 | -70.6907 | 41.7829
-7868921.8863 | 5128406.8525 | 44858 | 62372 | BWC Pocasset River | 61898 | BWC Pocasset River, LLC | IPP Non-CHP | 0 Route 25 | Wareham | Plymouth | Massachusetts | 2571 | solar | Solar = 1.5 MW | Solar Photovoltaic | 1.5 | 1.5 | [9 empty] | 1.5 |  |  | EIA-860, EIA-860M and EIA-923 | 202406 | -70.6877 | 41.7822
-11686098.8403 | 4886349.1037 | 44859 | 62373 | I25 Battery Storage | 19499 | United Power, Inc | Electric Utility | 9586 E I25 Frontage Rd | Longmont | Weld | Colorado | 80504 | batteries | Battery = 4 MW | Batteries | 4 | 4 | 4 | [11 empty] | EIA-860, EIA-860M and EIA-923 | 202406 | -104.978 | 40.1403
-8572635.0605 | 4700587.5883 | 44860 | 62374 | JBAB - Washington DC | 61907 | JBAB Solar I, LLC. | IPP Non-CHP | 34 South Capitol Street | Washington | District of Columbia | District of Columbia | 20373 | solar | Solar = 5.9 MW | Solar Photovoltaic | 5.9 | 5.9 | [9 empty] | 5.9 |  |  | EIA-860, EIA-860M and EIA-923 | 202406 | -77.0093 | 38.8527
-9355790.8327 | 3699422.5256 | 44861 | 62375 | Dougherty County Solar, LLC | 61911 | Dougherty County Solar, LLC | IPP Non-CHP | Moultrie Rd | Albany | Dougherty | Georgia | 31703 | solar | Solar = 120 MW | Solar Photovoltaic | 120 | 120 | [9 empty] | 120 |  |  | EIA-860, EIA-860M and EIA-923 | 202406 | -84.0445 | 31.512
-11605359.1476 | 4718486.2407 | 44862 | 62376 | Grazing Yak Solar | 61912 | Grazing Yak Solar, LLC | IPP Non-CHP | 31275 Washington Road | Calhan | El Paso | Colorado | 80808 | solar | Solar = 35 MW | Solar Photovoltaic | 35 | 35 | [9 empty] | 35 |  |  | EIA-860, EIA-860M and EIA-923 | 202406 | -104.2527 | 38.9778
-9264330.8503 | 3627217.9574 | 44863 | 62377 | Moody Air Force Base Solar | 7140 | Georgia Power Co | Electric Utility | 4708 Roberts Rd | Valdosta | Lowndes | Georgia | 31605 | solar | Solar = 49.5 MW | Solar Photovoltaic | 49.5 | 49.5 | [9 empty] | 49.5 |  |  | EIA-860, EIA-860M and EIA-923 | 202406 | -83.2229 | 30.9574
-13183549.0383 | 4066105.105 | 44864 | 62378 | CFW Solar X LLC - Vaughn | 61980 | Valta Energy | IPP Non-CHP | 13571 Vaughn Street | San Fernando | Los Angeles | California | 91340 | solar | Solar = 1.6 MW | Solar Photovoltaic | 1.6 | 1.6 | [9 empty] | 1.6 |  |  | EIA-860, EIA-860M and EIA-923 | 202406 | -118.4298 | 34.2774
-11137638.7298 | 5840327.6431 | 44865 | 62380 | Emmons-Logan Wind, LLC | 61915 | Emmons-Logan Wind, LLC | IPP Non-CHP | TBD | Linton | Emmons | North Dakota | 58552 | wind | Wind = 200 MW | Onshore Wind Turbine | 200 | 200 | [10 empty] | 200 |  | EIA-860, EIA-860M and EIA-923 | 202406 | -100.0511 | 46.373
-8137714.1514 | 5526328.8143 | 44866 | 62381 | GMP Solar/Storage-Milton Hybrid | 7601 | Green Mountain Power Corp | Electric Utility | 126 Mears Road | Milton | Chittenden | Vermont | 5468 | solar | Battery = 2 MW, Solar = 5 MW | Batteries; Solar Photovoltaic; | 7 | 7 | 2 | [8 empty] | 5 |  |  | EIA-860, EIA-860M and EIA-923 | 202406 | -73.1023 | 44.3921
-8142359.959 | 5486111.108 | 44867 | 62382 | GMP Solar/Storage-Ferrisburgh Hybrid | 7601 | Green Mountain Power Corp | Electric Utility | 10 Greenbush Road | Ferrisburgh | Addison | Vermont | 5456 | solar | Battery = 2 MW, Solar = 5 MW | Batteries; Solar Photovoltaic; | 7 | 7 | 2 | [8 empty] | 5 |  |  | EIA-860, EIA-860M and EIA-923 | 202406 | -73.1441 | 44.1334
-8128923.9191 | 5509798.747 | 44868 | 62383 | GMP Solar/Storage-Essex Hybrid | 7601 | Green Mountain Power Corp | Electric Utility | 251 River Road | Essex | Chittenden | Vermont | 5453 | solar | Battery = 2 MW, Solar = 4.5 MW | Batteries; Solar Photovoltaic; | 6.5 | 6.5 | 2 | [8 empty] | 4.5 |  |  | EIA-860, EIA-860M and EIA-923 | 202406 | -73.0234 | 44.2859
-8518586.3307 | 5192492.7254 | 44869 | 62389 | Pasto Solar | 60281 | Altus Power America Management, LLC | IPP Non-CHP | 350 Van Etten Rd | Spencer | Tioga | New York | 14883 | solar | Solar = 16 MW | Solar Photovoltaic | 16 | 16 | [9 empty] | 16 |  |  | EIA-860, EIA-860M and EIA-923 | 202406 | -76.5238 | 42.21
-9066176.1455 | 3817616.2941 | 44870 | 62392 | Guyton Community Solar | 7140 | Georgia Power Co | Electric Utility | 3759 Highway 17 | Guyton | Effingham | Georgia | 31312 | solar | Solar = 3.6 MW | Solar Photovoltaic | 3.6 | 3.6 | [9 empty] | 3.6 |  |  | EIA-860, EIA-860M and EIA-923 | 202406 | -81.4428 | 32.4128
-9395468.884 | 3996008.1313 | 44871 | 62393 | Atlanta Falcons Solar | 7140 | Georgia Power Co | Electric Utility | 1414 Andrew Young Internationa | Atlanta | Fulton | Georgia | 30313 | solar | Solar = 1 MW | Solar Photovoltaic | 1 | 1 | [9 empty] | 1 |  |  | EIA-860, EIA-860M and EIA-923 | 202406 | -84.4009 | 33.7554
-8958379.026 | 3130983.9586 | 44872 | 62394 | Sweetbay Solar Center | 6452 | Florida Power & Light Co | Electric Utility | 12151 SW Allapattah Road | North of Indiantown | Martin | Florida | 34956 | solar | Solar = 74.5 MW | Solar Photovoltaic | 74.5 | 74.5 | [9 empty] | 74.5 |  |  | EIA-860, EIA-860M and EIA-923 | 202406 | -80.4745 | 27.0601
-8785110.2386 | 3984265.7107 | 44873 | 62395 | Bell Bay Solar Farm | 61927 | Bell Bay Solar Farm | Electric Utility | 6950 Highway 701 South | Conway | Horry | South Carolina | 29527 | solar | Solar = 1.6 MW | Solar Photovoltaic | 1.6 | 1.6 | [9 empty] | 1.6 |  |  | EIA-860, EIA-860M and EIA-923 | 202406 | -78.918 | 33.6677
-8998745.3658 | 3971740.3942 | 44874 | 62396 | Jamison Solar Farm | 61928 | Jamison Solar Farm | Electric Utility | 111 Hickson Drive | Orangeburg | Orangeburg | South Carolina | 29118 | solar | Solar = 1.2 MW | Solar Photovoltaic | 1.1 | 1.2 | [9 empty] | 1.2 |  |  | EIA-860, EIA-860M and EIA-923 | 202406 | -80.8371 | 33.574
-8785110.2386 | 3984265.7107 | 44875 | 62397 | Runway Solar Farm | 61929 | Runway Solar Farm | Electric Utility | South Kings Highway at 27th Av | Myrtle Beach | Horry | South Carolina | 29577 | solar | Solar = 2 MW | Solar Photovoltaic | 2 | 2 | [9 empty] | 2 |  |  | EIA-860, EIA-860M and EIA-923 | 202406 | -78.918 | 33.6677
-8220755.1519 | 4990436.0708 | 44876 | 62398 | Albert Einstein College of Medicine | 61936 | Albert Einstein College of Medicine | Commercial Non-CHP | 1300 Morris Park Avenue | Bronx | Bronx | New York | 10461 | petroleum | Natural Gas = 0.2 MW, Petroleum = 8 MW | Natural Gas Internal Combustion Engine; Petroleum Liquids; | 8.2 | 8.2 | [6 empty] | 0.2 |  | 8 |  |  |  | EIA-860, EIA-860M and EIA-923 | 202406 | -73.8483 | 40.8513
-12363142.6475 | 5126588.5819 | 44877 | 62399 | Sage Solar I-III | 61934 | CI III VK I TE Partnership LLC | IPP Non-CHP | UT 30 | Randolph | Rich | Utah | 84064 | solar | Solar = 57.6 MW | Solar Photovoltaic | 57.6 | 57.6 | [9 empty] | 57.6 |  |  | EIA-860, EIA-860M and EIA-923 | 202406 | -111.06 | 41.77
-8475281.6017 | 4662123.8206 | 44878 | 62405 | UMCES Ground Mount | 60531 | Standard Solar | IPP Non-CHP | 2020 Horns Point Rd | Cambridge | Dorchester | Maryland | 21613 | solar | Solar = 2 MW | Solar Photovoltaic | 2 | 2 | [9 empty] | 2 |  |  | EIA-860, EIA-860M and EIA-923 | 202406 | -76.1347 | 38.5831
-12109199.6232 | 4235096.3213 | 44879 | 62406 | City of Gallup Solar | 60531 | Standard Solar | IPP Non-CHP | 300 Allison Road | Gallup | McKinley | New Mexico | 87301 | solar | Solar = 8 MW | Solar Photovoltaic | 8 | 8 | [9 empty] | 8 |  |  | EIA-860, EIA-860M and EIA-923 | 202406 | -108.7788 | 35.5224
-8515722.9708 | 4741354.8748 | 44880 | 62407 | Anne Arundel County Public Schools | 60531 | Standard Solar | IPP Non-CHP | 9034 Fort Smallwood Rd | Pasadena | Anne Arundel | Maryland | 20841 | solar | Solar = 1 MW | Solar Photovoltaic | 1 | 1 | [9 empty] | 1 |  |  | EIA-860, EIA-860M and EIA-923 | 202406 | -76.498 | 39.1373
-8524081.84 | 4928269.7617 | 44881 | 62408 | Fort Indiantown Gap | 60531 | Standard Solar | IPP Non-CHP | Service RD | Annville | Lebanon | Pennsylvania | 17003 | solar | Solar = 3 MW | Solar Photovoltaic | 3 | 3 | [9 empty] | 3 |  |  | EIA-860, EIA-860M and EIA-923 | 202406 | -76.5731 | 40.4276
-9108599.1129 | 3917969.2838 | 44882 | 62409 | Waynesboro Community Solar | 7140 | Georgia Power Co | Electric Utility | 7821 River Road | Waynesboro | Burke | Georgia | 30830 | solar | Solar = 2.4 MW | Solar Photovoltaic | 2.4 | 2.4 | [9 empty] | 2.4 |  |  | EIA-860, EIA-860M and EIA-923 | 202406 | -81.8239 | 33.1706
-7474173.5098 | 2061809.7447 | 44883 | 62410 | Cervecera de Puerto Rico | 61940 | Cervecera de Puerto Rico | Industrial CHP | 100 Boulevard Alfonso Valdes | Mayaguez | Mayaguez | Puerto Rico | 680 | petroleum | Petroleum = 3.7 MW | Petroleum Liquids | 3.7 | 3.7 | [8 empty] | 3.7 |  |  |  | EIA-860, EIA-860M and EIA-923 | 202406 | -67.1416 | 18.2072
-11085449.8148 | 3976462.1741 | 44884 | 62411 | Griffin Trail Wind | 61942 | Griffin Trail Wind, LLC | IPP Non-CHP | 10447 US HWY 82 | E Seymour | Knox | Texas | 76380 | wind | Wind = 225.6 MW | Onshore Wind Turbine | 225.6 | 225.6 | [10 empty] | 225.6 |  | EIA-860, EIA-860M and EIA-923 | 202406 | -99.5823 | 33.6093
-8599133.7747 | 5275633.5987 | 44885 | 62412 | Daum Solar | 60281 | Altus Power America Management, LLC | IPP Non-CHP | 4450 Town Line Rd | Rushville | Yates | New York | 14544 | solar | Solar = 4 MW | Solar Photovoltaic | 4 | 4 | [9 empty] | 4 |  |  | EIA-860, EIA-860M and EIA-923 | 202406 | -77.2473 | 42.7608
-8508509.0225 | 5227817.0153 | 44886 | 62413 | Ellis Solar | 60281 | Altus Power America Management, LLC | IPP Non-CHP | 131-199 Stevenson Rd | Ithaca | Tompkins | New York | 14850 | solar | Solar = 18 MW | Solar Photovoltaic | 18 | 18 | [9 empty] | 18 |  |  | EIA-860, EIA-860M and EIA-923 | 202406 | -76.4332 | 42.4446
-10315051.7016 | 5551639.0672 | 44887 | 62414 | Lady Slipper Solar Array CSG | 60571 | AEP Onsite Partners, LLC | IPP Non-CHP | 6380 Leeson Ln | Red Wing | Goodhue | Minnesota | 55066 | solar | Solar = 4.5 MW | Solar Photovoltaic | 4.5 | 4.5 | [9 empty] | 4.5 |  |  | EIA-860, EIA-860M and EIA-923 | 202406 | -92.6617 | 44.5544
-11547048.3285 | 3688824.016 | 44888 | 62415 | West of the Pecos Solar | 56215 | RWE Renewables Americas, LLC | IPP Non-CHP | TBD | TBD | Reeves | Texas | 79772 | solar | Solar = 100 MW | Solar Photovoltaic | 100 | 100 | [9 empty] | 100 |  |  | EIA-860, EIA-860M and EIA-923 | 202406 | -103.7289 | 31.4308
-10847522.5483 | 3273932.0313 | 44889 | 62416 | Cranell Wind Farm LLC | 56215 | RWE Renewables Americas, LLC | IPP Non-CHP | TBD | TBD | Refugio | Texas | 78393 | wind | Wind = 220 MW | Onshore Wind Turbine | 220 | 220 | [10 empty] | 220 |  | EIA-860, EIA-860M and EIA-923 | 202406 | -97.445 | 28.1978
-10671431.4779 | 3355716.7139 | 44890 | 62417 | Peyton Creek Wind Farm LLC | 56215 | RWE Renewables Americas, LLC | IPP Non-CHP | 4120 CR 222 | Bay City | Matagorda | Texas | 77414 | wind | Wind = 151.2 MW | Onshore Wind Turbine | 151.2 | 151.2 | [10 empty] | 151.2 |  | EIA-860, EIA-860M and EIA-923 | 202406 | -95.8631 | 28.8433
-13322883.0808 | 4326133.2416 | 44891 | 62418 | Verwey-Hanford Dairy Digester #2 | 61952 | Hanford Renewable Energy LLC | Industrial Non-CHP | 19765 13th Avenue | Hanford | Kings | California | 93239 | biomass | Biomass = 1 MW | Other Waste Biomass | 1 | 1 |  | 1 | [10 empty] | EIA-860, EIA-860M and EIA-923 | 202406 | -119.6815 | 36.1852
-13322883.0808 | 4326133.2416 | 44892 | 62419 | Verwey-Hanford Dairy Digester #3 | 61952 | Hanford Renewable Energy LLC | Industrial Non-CHP | 19765 13th Avenue | Hanford | Kings | California | 92329 | biomass | Biomass = 1 MW | Other Waste Biomass | 1 | 1 |  | 1 | [10 empty] | EIA-860, EIA-860M and EIA-923 | 202406 | -119.6815 | 36.1852
-9971907.1448 | 4608898.2265 | 44893 | 62420 | Prairie State Solar Project | 61946 | Prairie State Solar, LLC | IPP Non-CHP | Aster Road | Swanwick Township | Perry | Illinois | 62237 | solar | Solar = 99 MW | Solar Photovoltaic | 99 | 99 | [9 empty] | 99 |  |  | EIA-860, EIA-860M and EIA-923 | 202406 | -89.5792 | 38.2083
-8225263.814 | 5054728.0434 | 44894 | 62421 | NYP-Hudson Valley Hospital Center | 61947 | NYP-Hudson Valley Hospital Center | Commercial Non-CHP | 1980 Crompond Road | Cortlandt Manor | Westchester | New York | 10567 | petroleum | Petroleum = 2.1 MW | Petroleum Liquids | 2.6 | 2.1 | [8 empty] | 2.1 |  |  |  | EIA-860, EIA-860M and EIA-923 | 202406 | -73.8888 | 41.2867
-9344744.7109 | 5315424.6116 | 44895 | 62422 | Assembly Solar Project | 61949 | Assembly Solar I, LLC | IPP Non-CHP | N. Byron Road | Venice Township | Shiawassee | Michigan | 48449 | solar | Solar = 50 MW | Solar Photovoltaic | 50 | 50 | [9 empty] | 50 |  |  | EIA-860, EIA-860M and EIA-923 | 202406 | -83.9453 | 43.0227
-8217857.5056 | 5023964.2192 | 44896 | 62423 | Regeneron Pharmaceuticals Inc. | 61948 | Regeneron Pharmaceuticals Inc. | Commercial Non-CHP | 777 Old Saw Mill River Rd | Tarrytown | Westchester | New York | 10591 | petroleum | Natural Gas = 0.8 MW, Petroleum = 18.5 MW | Natural Gas Internal Combustion Engine; Petroleum Liquids; | 20.8 | 19.3 | [6 empty] | 0.8 |  | 18.5 |  |  |  | EIA-860, EIA-860M and EIA-923 | 202406 | -73.8223 | 41.0787
-11488996.5499 | 5594151.852 | 44897 | 62431 | Willow Creek Wind Power LLC | 61981 | Willow Creek Wind Power LLC | IPP Non-CHP | 14162 US HIGHWAY 212 | Newell | Butte | South Dakota | 57760 | wind | Wind = 103.5 MW | Onshore Wind Turbine | 105 | 103.5 | [10 empty] | 103.5 |  | EIA-860, EIA-860M and EIA-923 | 202406 | -103.2074 | 44.8259
-9443990.935 | 3685187.1423 | 44898 | 62436 | SR Arlington I | 61900 | SR Arlington, LLC | IPP Non-CHP | 356 Bancroft Station Lane | Arlington | Early | Georgia | 39823 | solar | Solar = 20 MW | Solar Photovoltaic | 20 | 20 | [9 empty] | 20 |  |  | EIA-860, EIA-860M and EIA-923 | 202406 | -84.8368 | 31.4029
-8280812.0172 | 4938678.8644 | 44899 | 62438 | Heller 400M | 56997 | Marina Energy LLC | IPP Non-CHP | 205 Meadow Rd | Edison Township | Middlesex | New Jersey | 8817 | solar | Solar = 1.2 MW | Solar Photovoltaic | 1.2 | 1.2 | [9 empty] | 1.2 |  |  | EIA-860, EIA-860M and EIA-923 | 202406 | -74.3878 | 40.4987
-8354861.2972 | 4842542.3918 | 44900 | 62439 | Owens Corning | 61944 | MN8 Energy LLC | IPP Non-CHP | 300 Somedale Rd | Gloucester Township | Camden | New Jersey | 8083 | solar | Solar = 2.8 MW | Solar Photovoltaic | 2.8 | 2.8 | [9 empty] | 2.8 |  |  | EIA-860, EIA-860M and EIA-923 | 202406 | -75.053 | 39.8388
-12793531.6288 | 4286828.1843 | 44901 | 62440 | Techren Solar V | 61954 | Techren Solar V LLC | IPP Non-CHP | 15103 Highway US 95 South | Boulder | Clark | Nevada | 89005 | solar | Solar = 50 MW | Solar Photovoltaic | 50 | 50 | [9 empty] | 50 |  |  | EIA-860, EIA-860M and EIA-923 | 202406 | -114.9262 | 35.8997
-13038415.4729 | 3870807.8827 | 44902 | 62441 | Kearny Mesa Storage LLC | 61957 | Kearny Mesa Storage LLC | IPP Non-CHP | 4200 Ruffin Road | San Diego | San Diego | California | 92123 | batteries | Battery = 1 MW | Batteries | 1 | 1 | 1 | [11 empty] | EIA-860, EIA-860M and EIA-923 | 202406 | -117.1261 | 32.8153
-10704179.557 | 5861656.8685 | 44903 | 62442 | Lake Region Community Hybrid, LLC | 61893 | Lake Region Community Hybrid, LLC | IPP Non-CHP | 37462 150th Ave | Rothsay | Otter Tail | Minnesota | 56579 | wind | Solar = 0.5 MW,Wind = 2 MW | Solar Photovoltaic; Onshore Wind Turbine; | 2.5 | 2.5 | [9 empty] | 0.5 | 2 |  | EIA-860, EIA-860M and EIA-923 | 202406 | -96.1573 | 46.5051
-8065698.2332 | 5325132.0681 | 44904 | 62443 | Westminster | 61944 | MN8 Energy LLC | IPP Non-CHP | 23 Armory Ln | Westminster | Windham | Vermont | 5158 | solar | Solar = 1.8 MW | Solar Photovoltaic | 1.8 | 1.8 | [9 empty] | 1.8 |  |  | EIA-860, EIA-860M and EIA-923 | 202406 | -72.4554 | 43.0864
-8794467.9776 | 4835579.4756 | 44905 | 62444 | Meyersdale Battery | 61728 | GlidePath Power Operations LLC | IPP Non-CHP | 1773 Sandspring Rd | Meyersdale | Somerset | Pennsylvania | 1552 | batteries | Battery = 18 MW | Batteries | 18 | 18 | 18 | [11 empty] | EIA-860, EIA-860M and EIA-923 | 202406 | -79.002 | 39.7907
-11625033.1978 | 4546480.5765 | 44906 | 62445 | Busch Ranch II Wind Farm | 61973 | Black Hills Electric Generation LLC | IPP Non-CHP | TBD | Walsenburg | Huerfano | Colorado | 81089 | wind | Wind = 59.4 MW | Onshore Wind Turbine | 59.4 | 59.4 | [10 empty] | 59.4 |  | EIA-860, EIA-860M and EIA-923 | 202406 | -104.4295 | 37.7664
-8222346.3528 | 5028438.6626 | 44907 | 62446 | JLL-One Rockwood Road | 61955 | JLL-One Rockwood Road | Commercial Non-CHP | 1 Rockwood Road | Sleppy Hollow | Westchester | New York | 10591 | petroleum | Petroleum = 3 MW | Petroleum Liquids | 3 | 3 | [8 empty] | 3 |  |  |  | EIA-860, EIA-860M and EIA-923 | 202406 | -73.8626 | 41.109
-8196446.3147 | 4961089.8245 | 44908 | 62447 | Mount Sinai South Nassau Hospital | 61956 | Mount Sinai South Nassau Hospital | Commercial Non-CHP | 1 Healthy Way | Oceanside | Nassau | New York | 11572 | petroleum | Petroleum = 2 MW | Petroleum Liquids | 3 | 2 | [8 empty] | 2 |  |  |  | EIA-860, EIA-860M and EIA-923 | 202406 | -73.6299 | 40.6516
-11429484.8162 | 3823852.5226 | 44909 | 62448 | Lapetus | 65411 | Duke Energy Renewables Services | IPP Non-CHP | 7351 Northwest 2001 | Andrews | Andrews | Texas | 79714 | solar | Solar = 100 MW | Solar Photovoltaic | 100 | 100 | [9 empty] | 100 |  |  | EIA-860, EIA-860M and EIA-923 | 202406 | -102.6728 | 32.4601
-9801655.5609 | 3598736.4526 | 44910 | 62449 | Kimberly Clark Mobile - CHP Plant | 61964 | Kimberly Clark - Mobile Alabama | Industrial CHP | 200 Bay Bridge Road | Mobile | Mobile | Alabama | 36610 | natural gas | Natural Gas = 43.6 MW | Natural Gas Fired Combustion Turbine | 50 | 43.6 | [6 empty] | 43.6 | [5 empty] | EIA-860, EIA-860M and EIA-923 | 202406 | -88.0498 | 30.7377
-8210197.7228 | 4953327.2317 | 44911 | 62450 | St. Johns Episcopal Hospital | 61965 | St. Johns Episcopal Hospital | Commercial Non-CHP | 327 Beach 19th Street | Far Rockaway | Queens | New York | 11691 | petroleum | Petroleum = 1.2 MW | Petroleum Liquids | 1.2 | 1.2 | [8 empty] | 1.2 |  |  |  | EIA-860, EIA-860M and EIA-923 | 202406 | -73.7535 | 40.5987
-9810898.0842 | 4907696.4216 | 44912 | 62451 | Rantoul Solar | 61969 | Altorfer Inc. | IPP Non-CHP | 1448 Titan Drive | Rantoul | Champaign | Illinois | 61866 | solar | Solar = 2 MW | Solar Photovoltaic | 2 | 2 | [9 empty] | 2 |  |  | EIA-860, EIA-860M and EIA-923 | 202406 | -88.1328 | 40.2867
-8226289.4004 | 5001849.3239 | 44913 | 62452 | St. Joseph Hospital | 61970 | St. Joseph Hospital (NY) | Commercial Non-CHP | 127 South Broadway | Yonkers | Westchester | New York | 10701 | petroleum | Petroleum = 1.1 MW | Petroleum Liquids | 1.1 | 1.1 | [8 empty] | 1.1 |  |  |  | EIA-860, EIA-860M and EIA-923 | 202406 | -73.898 | 40.9288
-8226289.4004 | 5001849.3239 | 44914 | 62453 | Mt.Sinai-St.Lukes Roosevelt Hosp. Center | 61971 | Mt.Sinai-St.Lukes Rsvlt. Hospital Center | Commercial Non-CHP | 1111 Amsterdam Ave | New York | Westchester | New York | 10025 | petroleum | Petroleum = 6.7 MW | Petroleum Liquids | 6.6 | 6.7 | [8 empty] | 6.7 |  |  |  | EIA-860, EIA-860M and EIA-923 | 202406 | -73.898 | 40.9288
-8257768.8826 | 4876250.6296 | 44915 | 62454 | Lakewood Cheddar School | 61944 | MN8 Energy LLC | IPP Non-CHP | 725 Vassar Ave | Lakewood | Ocean | New Jersey | 8701 | solar | Solar = 1 MW | Solar Photovoltaic | 1 | 1 | [9 empty] | 1 |  |  | EIA-860, EIA-860M and EIA-923 | 202406 | -74.1808 | 40.0709
-8142578.8131 | 5047834.4478 | 44916 | 62455 | Digital Fairfield | 57128 | Bloom Energy | IPP Non-CHP | 80 Merritt | Trumbull | Fairfield | Connecticut | 6611 | natural gas | Natural Gas = 2 MW | Other Natural Gas | 2 | 2 | [6 empty] | 2 | [5 empty] | EIA-860, EIA-860M and EIA-923 | 202406 | -73.146 | 41.2402
-8217677.0567 | 5023846.3741 | 44917 | 62456 | Regeneron Tarrytown | 57128 | Bloom Energy | IPP Non-CHP | 767 Old Saw Mill Road | Tarrytown | Westchester | New York | 10591 | natural gas | Natural Gas = 1.5 MW | Other Natural Gas | 1.5 | 1.5 | [6 empty] | 1.5 | [5 empty] | EIA-860, EIA-860M and EIA-923 | 202406 | -73.8206 | 41.078
-13152610.4575 | 4039744.0216 | 44918 | 62458 | Ratkovich Alhambra | 57128 | Bloom Energy | IPP Non-CHP | 1000 Fremont Ave | Alhambra | Los Angeles | California | 91803 | natural gas | Natural Gas = 1 MW | Other Natural Gas | 1 | 1 | [6 empty] | 1 | [5 empty] | EIA-860, EIA-860M and EIA-923 | 202406 | -118.1519 | 34.0814
-13569842.4768 | 4491986.0184 | 44919 | 62459 | Micro Santa Clara | 57128 | Bloom Energy | IPP Non-CHP | 782 Ridder Park Drive | San Jose | Santa Clara | California | 95131 | natural gas | Natural Gas = 2 MW | Other Natural Gas | 2 | 2 | [6 empty] | 2 | [5 empty] | EIA-860, EIA-860M and EIA-923 | 202406 | -121.9 | 37.3784
-13126269.5943 | 3993367.965 | 44920 | 62460 | DESI-2 Battery Storage Facility | 17609 | Southern California Edison Co | Electric Utility | 3439 W. MacArthur Blvd. | Sant Ana | Orange | California | 92704 | batteries | Battery = 1.4 MW | Batteries | 1.4 | 1.4 | 1.4 | [11 empty] | EIA-860, EIA-860M and EIA-923 | 202406 | -117.9153 | 33.7357
-10212078.6122 | 5096290.792 | 44921 | 62461 | Farmers Electric Cooperative - Kalona | 6168 | Farmers Electric Coop - (IA) | Electric Utility | 1959 Yoder Ave. SW | Kalona | Johnson | Iowa | 52247 | petroleum | Petroleum = 6 MW | Petroleum Liquids | 6 | 6 | [8 empty] | 6 |  |  |  | EIA-860, EIA-860M and EIA-923 | 202406 | -91.7367 | 41.5667
-9785488.6312 | 4132632.2352 | 44922 | 62462 | Muscle Shoals | 63647 | Muscle Shoals Solar, LLC | IPP Non-CHP | TBD | Cherokee | Colbert | Alabama | 35616 | solar | Solar = 227 MW | Solar Photovoltaic | 227 | 227 | [9 empty] | 227 |  |  | EIA-860, EIA-860M and EIA-923 | 202406 | -87.9045 | 34.7697
-13404536.4839 | 4399594.4349 | 44923 | 62463 | Little Bear 3 | 65900 | Little Bear Solar 3, LLC (Longroad) | IPP Non-CHP | 35301 W California Avenue | Mendota | Fresno | California | 93640 | solar | Solar = 20 MW | Solar Photovoltaic | 20 | 20 | [9 empty] | 20 |  |  | EIA-860, EIA-860M and EIA-923 | 202406 | -120.415 | 36.716
-13404536.4839 | 4399594.4349 | 44924 | 62464 | Little Bear 4 | 65903 | Little Bear Solar 4, LLC (Longroad) | IPP Non-CHP | 35301 W California Avenue | Mendota | Fresno | California | 93640 | solar | Solar = 50 MW | Solar Photovoltaic | 50 | 50 | [9 empty] | 50 |  |  | EIA-860, EIA-860M and EIA-923 | 202406 | -120.415 | 36.716
-13404536.4839 | 4399594.4349 | 44925 | 62465 | Little Bear 5 | 65904 | Little Bear Solar 5, LLC (Longroad) | IPP Non-CHP | 35301 W California Avenue | Mendota | Fresno | California | 93640 | solar | Solar = 50 MW | Solar Photovoltaic | 50 | 50 | [9 empty] | 50 |  |  | EIA-860, EIA-860M and EIA-923 | 202406 | -120.415 | 36.716
-11872780.2906 | 4128739.5452 | 44926 | 62467 | Vista Solar Energy Center | 59300 | PNM Resources | Electric Utility | 120 Bonita Vista Blvd. | Los Lunas | Valencia | New Mexico | 87031 | solar | Solar = 10 MW | Solar Photovoltaic | 10 | 10 | [9 empty] | 10 |  |  | EIA-860, EIA-860M and EIA-923 | 202406 | -106.655 | 34.741
-9656606.9323 | 4334914.511 | 44927 | 62468 | Music City Community Solar | 13216 | Nashville Electric Service | Electric Utility | 801 Skyline Ridge Drive | Madison | Davidson | Tennessee | 37115 | solar | Solar = 1.4 MW | Solar Photovoltaic | 1.6 | 1.4 | [9 empty] | 1.4 |  |  | EIA-860, EIA-860M and EIA-923 | 202406 | -86.7468 | 36.2488
-12648033.6034 | 4526321.6873 | 44928 | 62469 | Cove Mountain Solar | 62802 | Cove Mountain Solar LLC | IPP Non-CHP | TBD | Beryl | Iron | Utah | 84714 | solar | Solar = 58 MW | Solar Photovoltaic | 58 | 58 | [9 empty] | 58 |  |  | EIA-860, EIA-860M and EIA-923 | 202406 | -113.6192 | 37.6231
-12650023.7733 | 4528497.4443 | 44929 | 62470 | Cove Mountain Solar 2 | 62803 | Cove Mountain Solar 2 LLC | IPP Non-CHP | TBD | Beryl | Iron | Utah | 84714 | solar | Solar = 122 MW | Solar Photovoltaic | 122 | 122 | [9 empty] | 122 |  |  | EIA-860, EIA-860M and EIA-923 | 202406 | -113.6371 | 37.6386
-8666111.0388 | 5338646.6786 | 44930 | 62471 | Washington St Community Solar Farm #4 | 61194 | Generate Capital | IPP Non-CHP | Colby Street | Ogden | Monroe | New York | 14559 | solar | Solar = 2.5 MW | Solar Photovoltaic | 2.5 | 2.5 | [9 empty] | 2.5 |  |  | EIA-860, EIA-860M and EIA-923 | 202406 | -77.849 | 43.175
-8665777.0803 | 5338341.3923 | 44931 | 62472 | Washington St Community Solar Farm #1 | 61194 | Generate Capital | IPP Non-CHP | 760 Washington St | Ogden | Monroe | New York | 14559 | solar | Solar = 2.2 MW | Solar Photovoltaic | 2.2 | 2.2 | [9 empty] | 2.2 |  |  | EIA-860, EIA-860M and EIA-923 | 202406 | -77.846 | 43.173
-8665554.4413 | 5338188.7529 | 44932 | 62473 | Washington St Community Solar Farm #3 | 61194 | Generate Capital | IPP Non-CHP | Washington St | Ogden | Monroe | New York | 14559 | solar | Solar = 2.5 MW | Solar Photovoltaic | 2.5 | 2.5 | [9 empty] | 2.5 |  |  | EIA-860, EIA-860M and EIA-923 | 202406 | -77.844 | 43.172
-8480652.7671 | 5178371.5506 | 44933 | 62474 | Gaskill Rd Community Solar Farm CSG | 61610 | Delaware River Solar, LLC | IPP Non-CHP | 4890 Gaskill Rd | Owego | Tioga | New York | 13827 | solar | Solar = 5 MW | Solar Photovoltaic | 5 | 5 | [9 empty] | 5 |  |  | EIA-860, EIA-860M and EIA-923 | 202406 | -76.183 | 42.116
-10469899.7849 | 4476788.5609 | 44934 | 62475 | Kings Point Wind Energy Center | 5860 | Empire District Electric Co | Electric Utility | TBD | Golden City | Lawrence | Missouri | 64748 | wind | Wind = 145.6 MW | Onshore Wind Turbine | 149.4 | 145.6 | [10 empty] | 145.6 |  | EIA-860, EIA-860M and EIA-923 | 202406 | -94.0527 | 37.2699
-8745147.8772 | 5276422.2139 | 44935 | 62476 | Big Tree Community Solar Farm | 61194 | Generate Capital | IPP Non-CHP | 11421 Big Tree Rd | Wales | Erie | New York | 14052 | solar | Solar = 2 MW | Solar Photovoltaic | 2 | 2 | [9 empty] | 2 |  |  | EIA-860, EIA-860M and EIA-923 | 202406 | -78.559 | 42.766
-8495901.6449 | 5234335.089 | 44936 | 62477 | Dryden Rd #2 Community Solar Farm CSG | 61610 | Delaware River Solar, LLC | IPP Non-CHP | 210 Ferguson Road | Dryden | Tompkins | New York | 13053 | solar | Solar = 1.3 MW | Solar Photovoltaic | 1.3 | 1.3 | [9 empty] | 1.3 |  |  | EIA-860, EIA-860M and EIA-923 | 202406 | -76.32 | 42.4878
-10520835.1311 | 4493606.6741 | 44937 | 62478 | North Fork Ridge Wind Energy Center | 5860 | Empire District Electric Co | Electric Utility | TBD | Mindenmines | Barton | Missouri | 64769 | wind | Wind = 145.5 MW | Onshore Wind Turbine | 149.4 | 145.5 | [10 empty] | 145.5 |  | EIA-860, EIA-860M and EIA-923 | 202406 | -94.5103 | 37.39
-8351967.4357 | 5100355.3015 | 44938 | 62479 | Woodoak Drive Community Solar Farm CSG | 61610 | Delaware River Solar, LLC | IPP Non-CHP | Woodoak Dr | Tusten | Sullivan | New York | 12764 | solar | Solar = 2 MW | Solar Photovoltaic | 2 | 2 | [9 empty] | 2 |  |  | EIA-860, EIA-860M and EIA-923 | 202406 | -75.027 | 41.594
-8656648.882 | 5353923.7657 | 44939 | 62480 | Burritt Rd Community Solar Farm | 61194 | Generate Capital | IPP Non-CHP | 146 Burritt Rd | Parma | Monroe | New York | 14468 | solar | Solar = 2 MW | Solar Photovoltaic | 2 | 2 | [9 empty] | 2 |  |  | EIA-860, EIA-860M and EIA-923 | 202406 | -77.764 | 43.275
-10617289.0171 | 4506976.9598 | 44940 | 62481 | Neosho Ridge Wind Energy Center | 5860 | Empire District Electric Co | Electric Utility | TBD | Near Galesburg | Neosho | Kansas | 66740 | wind | Wind = 294.4 MW | Onshore Wind Turbine | 301 | 294.4 | [10 empty] | 294.4 |  | EIA-860, EIA-860M and EIA-923 | 202406 | -95.3767 | 37.4854
-8973804.2339 | 4595291.17 | 44941 | 62482 | Beech Ridge II Wind Energy Center | 17650 | Southern Power Co | IPP Non-CHP | 128 Coleman Road | Rupert | Greenbrier | West Virginia | 25984 | wind | Wind = 56.2 MW | Onshore Wind Turbine | 56.2 | 56.2 | [10 empty] | 56.2 |  | EIA-860, EIA-860M and EIA-923 | 202406 | -80.6131 | 38.1122
-11479919.1134 | 3654227.998 | 44942 | 62483 | Taygete Energy Project LLC | 65925 | Taygete Energy Project LLC | IPP Non-CHP | TBD | Coyanosa | Pecos | Texas | 79730 | solar | Solar = 255 MW | Solar Photovoltaic | 255 | 255 | [9 empty] | 255 |  |  | EIA-860, EIA-860M and EIA-923 | 202406 | -103.1259 | 31.1652
-9672373.557 | 4874047.4642 | 44943 | 62484 | Crawfordsville 2 Solar Park | 9234 | Indiana Municipal Power Agency | Electric Utility | 914 Memorial Dr | Crawfordsville | Montgomery | Indiana | 47933 | solar | Solar = 7.9 MW | Solar Photovoltaic | 7.9 | 7.9 | [9 empty] | 7.9 |  |  | EIA-860, EIA-860M and EIA-923 | 202406 | -86.8884 | 40.0558
-9673308.7521 | 4877301.8402 | 44944 | 62485 | Crawfordsville 3 Solar Park | 9234 | Indiana Municipal Power Agency | Electric Utility | 2753 N. Concord Rd | Crawfordsville | Montgomery | Indiana | 47993 | solar | Solar = 4.8 MW | Solar Photovoltaic | 4.8 | 4.8 | [9 empty] | 4.8 |  |  | EIA-860, EIA-860M and EIA-923 | 202406 | -86.8968 | 40.0781
-8276149.0664 | 5095570.5447 | 44945 | 62486 | CMR Solar LLC | 62003 | CMR Solar, LLC | IPP Non-CHP | 56 Crans Mill Road | Pine Bush | Orange | New York | 12566 | solar | Solar = 2 MW | Solar Photovoltaic | 2 | 2 | [9 empty] | 2 |  |  | EIA-860, EIA-860M and EIA-923 | 202406 | -74.3459 | 41.5618
-8750055.7309 | 4220036.7979 | 44946 | 62487 | Flowers Solar LLC | 60281 | Altus Power America Management, LLC | IPP Non-CHP | 3188 Baileys Crossroads Road | Benson | Johnston | North Carolina | 27512 | solar | Solar = 4.3 MW | Solar Photovoltaic | 4.3 | 4.3 | [9 empty] | 4.3 |  |  | EIA-860, EIA-860M and EIA-923 | 202406 | -78.6031 | 35.4122
-10600331.7191 | 4576431.3966 | 44947 | 62488 | Prairie Queen Wind Farm | 62010 | Prairie Queen Wind Farm LLC | IPP Non-CHP | 1699 3400 St. | Moran | Allen | Kansas | 66755 | wind | Wind = 199.3 MW | Onshore Wind Turbine | 199.3 | 199.3 | [10 empty] | 199.3 |  | EIA-860, EIA-860M and EIA-923 | 202406 | -95.2244 | 37.9788
-11446134.6498 | 4728352.1193 | 44948 | 62489 | Crossing Trails Wind Power Project LLC. | 61785 | EDP Renewables North America LLC | IPP Non-CHP | TBD | Seibert | Kit Carson | Colorado | 80834 | wind | Wind = 104 MW | Onshore Wind Turbine | 104 | 104 | [10 empty] | 104 |  | EIA-860, EIA-860M and EIA-923 | 202406 | -102.8224 | 39.0466
-9224415.3545 | 3541681.5973 | 44949 | 62490 | Echo River Solar | 6452 | Florida Power & Light Co | Electric Utility | 8690 Hogan Rd | Live Oak | Suwannee | Florida | 32060 | solar | Battery = 30 MW, Solar = 74.5 MW | Batteries; Solar Photovoltaic; | 104.5 | 104.5 | 30 | [8 empty] | 74.5 |  |  | EIA-860, EIA-860M and EIA-923 | 202406 | -82.8643 | 30.2962
-8994034.2136 | 3202454.0902 | 44950 | 62491 | Okeechobee Solar | 6452 | Florida Power & Light Co | Electric Utility | 21505 SR 60 | Vero Beach | Okeechobee | Florida | 32966 | solar | Solar = 74.5 MW | Solar Photovoltaic | 74.5 | 74.5 | [9 empty] | 74.5 |  |  | EIA-860, EIA-860M and EIA-923 | 202406 | -80.7948 | 27.6304
-8286277.8042 | 4775285.5326 | 44951 | 62492 | DTE Atlantic, LLC | 63875 | DTE Atlantic, LLC | IPP Non-CHP | 1077 Absecon Blvd | Atlantic City | Atlantic | New Jersey | 8401 | natural gas | Natural Gas = 7.1 MW | Natural Gas Fired Combustion Turbine | 7.5 | 7.1 | [6 empty] | 7.1 | [5 empty] | EIA-860, EIA-860M and EIA-923 | 202406 | -74.4369 | 39.3733
-9149507.1333 | 3195268.9825 | 44952 | 62493 | Southfork Solar | 6452 | Florida Power & Light Co | Electric Utility | 34305 State Road 62 | Parrish | Manatee | Florida | 34219 | solar | Solar = 74.5 MW | Solar Photovoltaic | 74.5 | 74.5 | [9 empty] | 74.5 |  |  | EIA-860, EIA-860M and EIA-923 | 202406 | -82.1914 | 27.5732
-10913135.0354 | 4372608.308 | 44953 | 62494 | Skeleton Creek Energy Center Hybrid | 62023 | Skeleton Creek Energy Center | IPP Non-CHP | 12613 W Robertson Road | Carrier | Garfield | Oklahoma | 73727 | wind | Wind = 250 MW | Onshore Wind Turbine | 250 | 250 | [10 empty] | 250 |  | EIA-860, EIA-860M and EIA-923 | 202406 | -98.0344 | 36.5214
-11649874.1422 | 4668795.7264 | 44954 | 62495 | Palmer Solar | 65411 | Duke Energy Renewables Services | IPP Non-CHP | 14230 Solar Power Circle | Fountain | El Paso | Colorado | 80817 | solar | Solar = 60 MW | Solar Photovoltaic | 60 | 60 | [9 empty] | 60 |  |  | EIA-860, EIA-860M and EIA-923 | 202406 | -104.6526 | 38.6299
-8702905.4701 | 5245490.0677 | 44955 | 62496 | Telegraph Rd #1 Community Solar Farm | 61194 | Generate Capital | IPP Non-CHP | Telegraph Rd | Pike | Wyoming | New York | 14066 | solar | Solar = 3.8 MW | Solar Photovoltaic | 3.8 | 3.8 | [9 empty] | 3.8 |  |  | EIA-860, EIA-860M and EIA-923 | 202406 | -78.1795 | 42.5617
-13119482.2223 | 3990669.1191 | 44956 | 62497 | Orange County Energy Storage 2 | 61978 | Convergent Energy and Power LP | IPP Non-CHP | 1312 E Warner Ave | Santa Ana | Orange | California | 92605 | batteries | Battery = 9 MW | Batteries | 9 | 9 | 9 | [11 empty] | EIA-860, EIA-860M and EIA-923 | 202406 | -117.8543 | 33.7155
-8702892.223 | 5245158.0268 | 44957 | 62498 | Telegraph Rd #2 Community Solar Farm | 61194 | Generate Capital | IPP Non-CHP | Telegraph Rd | Pike | Wyoming | New York | 14066 | solar | Solar = 2 MW | Solar Photovoltaic | 2 | 2 | [9 empty] | 2 |  |  | EIA-860, EIA-860M and EIA-923 | 202406 | -78.1794 | 42.5595
-13119481.777 | 3990583.4688 | 44958 | 62499 | Orange County Energy Storage 3 | 61978 | Convergent Energy and Power LP | IPP Non-CHP | 1312 E Warner Ave | Santa Ana | Orange | California | 92605 | batteries | Battery = 6 MW | Batteries | 6 | 6 | 6 | [11 empty] | EIA-860, EIA-860M and EIA-923 | 202406 | -117.8543 | 33.7149
-8699729.525 | 5241308.7476 | 44959 | 62500 | Route 19 #1 Community Solar Farm | 61194 | Generate Capital | IPP Non-CHP | Route 19 | Pike | Wyoming | New York | 14056 | solar | Solar = 2 MW | Solar Photovoltaic | 2 | 2 | [9 empty] | 2 |  |  | EIA-860, EIA-860M and EIA-923 | 202406 | -78.151 | 42.534
-8700037.88 | 5241279.5912 | 44960 | 62502 | Route 19 #2 Community Solar Farm | 61194 | Generate Capital | IPP Non-CHP | Route 19 | Pike | Wyoming | New York | 14056 | solar | Solar = 5 MW | Solar Photovoltaic | 5 | 5 | [9 empty] | 5 |  |  | EIA-860, EIA-860M and EIA-923 | 202406 | -78.1538 | 42.5338
-8024540.1892 | 5264857.6889 | 44961 | 62503 | Winchendon Landfill Solar | 60584 | Onyx Asset Services Group | IPP Non-CHP | 653 River Street | Winchendon | Worcester | Massachusetts | 1475 | solar | Solar = 2 MW | Solar Photovoltaic | 2 | 2 | [9 empty] | 2 |  |  | EIA-860, EIA-860M and EIA-923 | 202406 | -72.0857 | 42.6897
-8610020.4869 | 5327184.8448 | 44962 | 62504 | Frey Rd #1 Community Solar Farm | 63244 | KSI II Consolidated, LLC | IPP Non-CHP | 2 Frey Rd | Macedon | Wayne | New York | 14502 | solar | Solar = 2 MW | Solar Photovoltaic | 2 | 2 | [9 empty] | 2 |  |  | EIA-860, EIA-860M and EIA-923 | 202406 | -77.3451 | 43.0999
-10702978.197 | 3961910.6786 | 44963 | 62505 | G.S.E. One LLC | 64418 | GSEone | IPP Non-CHP | 1199 Co Rd 3115 | Bonham | Fannin | Texas | 75418 | solar | Solar = 82.5 MW | Solar Photovoltaic | 83 | 82.5 | [9 empty] | 82.5 |  |  | EIA-860, EIA-860M and EIA-923 | 202406 | -96.1465 | 33.5004
-8201686.1232 | 5611294.3644 | 44964 | 62507 | County Route 11 Community Solar Farm | 63244 | KSI II Consolidated, LLC | IPP Non-CHP | County Route 11 | Mooers | Clinton | New York | 12959 | solar | Solar = 4.1 MW | Solar Photovoltaic | 4.1 | 4.1 | [9 empty] | 4.1 |  |  | EIA-860, EIA-860M and EIA-923 | 202406 | -73.677 | 44.935
-8601657.0536 | 5348726.7435 | 44965 | 62508 | Furnace Rd Community Solar Farm | 63244 | KSI II Consolidated, LLC | IPP Non-CHP | 6686 Furnace Rd | Ontario | Wayne | New York | 14519 | solar | Solar = 3 MW | Solar Photovoltaic | 3 | 3 | [9 empty] | 3 |  |  | EIA-860, EIA-860M and EIA-923 | 202406 | -77.27 | 43.241
-11825930.481 | 5187566.9737 | 44966 | 62516 | TB Flats | 14354 | PacifiCorp | Electric Utility | 2179A Wyoming Highway 487 | Medicine Bow | Carbon | Wyoming | 82329 | wind | Wind = 503.2 MW | Onshore Wind Turbine | 503.2 | 503.2 | [10 empty] | 503.2 |  | EIA-860, EIA-860M and EIA-923 | 202406 | -106.2341 | 42.1772
-8600598.4052 | 5314688.8892 | 44967 | 62517 | Yellow Mills Rd #1 Community Solar Farm | 61194 | Generate Capital | IPP Non-CHP | 466 Yellow Mills Rd | Farmington | Ontario | New York | 14522 | solar | Solar = 2.3 MW | Solar Photovoltaic | 2.3 | 2.3 | [9 empty] | 2.3 |  |  | EIA-860, EIA-860M and EIA-923 | 202406 | -77.2605 | 43.0178
-8600645.1594 | 5314471.3202 | 44968 | 62518 | Yellow Mills Rd #2 Community Solar Farm | 61194 | Generate Capital | IPP Non-CHP | 466 Yellow Mills Rd | Farmington | Ontario | New York | 14522 | solar | Solar = 2.3 MW | Solar Photovoltaic | 2.3 | 2.3 | [9 empty] | 2.3 |  |  | EIA-860, EIA-860M and EIA-923 | 202406 | -77.2609 | 43.0164
-8600617.5522 | 5314301.1052 | 44969 | 62519 | Yellow Mills Rd #3 Community Solar Farm | 61194 | Generate Capital | IPP Non-CHP | 466 Yellow Mills Rd | Farmington | Ontario | New York | 14522 | solar | Solar = 2.3 MW | Solar Photovoltaic | 2.3 | 2.3 | [9 empty] | 2.3 |  |  | EIA-860, EIA-860M and EIA-923 | 202406 | -77.2607 | 43.0153
-8609838.4796 | 5327188.9612 | 44970 | 62521 | Frey Rd #2 Community Solar Farm | 63244 | KSI II Consolidated, LLC | IPP Non-CHP | 2 Frey Rd | Macedon | Wayne | New York | 14502 | solar | Solar = 1.4 MW | Solar Photovoltaic | 1.4 | 1.4 | [9 empty] | 1.4 |  |  | EIA-860, EIA-860M and EIA-923 | 202406 | -77.3435 | 43.0999
-8178312.815 | 5578343.6716 | 44971 | 62524 | Route 22 Community Solar Farm CSG | 63244 | KSI II Consolidated, LLC | IPP Non-CHP | 6106 Route 22 | Plattsburgh | Clinton | New York | 12901 | solar | Solar = 3.7 MW | Solar Photovoltaic | 3.7 | 3.7 | [9 empty] | 3.7 |  |  | EIA-860, EIA-860M and EIA-923 | 202406 | -73.467 | 44.7251
-8344615.7853 | 5124660.825 | 44972 | 62525 | Villa Roma Rd #1 | 61194 | Generate Capital | IPP Non-CHP | 93 Villa Roma Rd | Delaware | Sullivan | New York | 12723 | solar | Solar = 2 MW | Solar Photovoltaic | 2 | 2 | [9 empty] | 2 |  |  | EIA-860, EIA-860M and EIA-923 | 202406 | -74.961 | 41.7571
-8344641.6114 | 5124531.5954 | 44973 | 62526 | Villa Roma Rd #2 | 61194 | Generate Capital | IPP Non-CHP | 93 Villa Roma Rd | Delaware | Sullivan | New York | 12723 | solar | Solar = 2 MW | Solar Photovoltaic | 2 | 2 | [9 empty] | 2 |  |  | EIA-860, EIA-860M and EIA-923 | 202406 | -74.9612 | 41.7562
-8344678.2355 | 5124263.5914 | 44974 | 62527 | Villa Roma Rd #3 CSG | 61610 | Delaware River Solar, LLC | IPP Non-CHP | 93 Villa Roma Rd | Delaware | Sullivan | New York | 12723 | solar | Solar = 2 MW | Solar Photovoltaic | 2 | 2 | [9 empty] | 2 |  |  | EIA-860, EIA-860M and EIA-923 | 202406 | -74.9615 | 41.7544
-8344355.9656 | 5124265.6805 | 44975 | 62528 | Villa Roma Rd #4 CSG | 61610 | Delaware River Solar, LLC | IPP Non-CHP | 93 Villa Roma Rd | Delaware | Sullivan | New York | 12723 | solar | Solar = 2 MW | Solar Photovoltaic | 2 | 2 | [9 empty] | 2 |  |  | EIA-860, EIA-860M and EIA-923 | 202406 | -74.9586 | 41.7544
-8201172.0498 | 5611180.2007 | 44976 | 62530 | Boas Rd #1 Community Solar Farm | 60281 | Altus Power America Management, LLC | IPP Non-CHP | 297 Boas Rd | Mooers | Clinton | New York | 12959 | solar | Solar = 2 MW | Solar Photovoltaic | 2 | 2 | [9 empty] | 2 |  |  | EIA-860, EIA-860M and EIA-923 | 202406 | -73.6724 | 44.9343
-8201042.6965 | 5611007.6999 | 44977 | 62531 | Boas Rd #2 Community Solar Farm | 60281 | Altus Power America Management, LLC | IPP Non-CHP | 297 Boas Rd | Mooers | Clinton | New York | 12959 | solar | Solar = 2 MW | Solar Photovoltaic | 2 | 2 | [9 empty] | 2 |  |  | EIA-860, EIA-860M and EIA-923 | 202406 | -73.6712 | 44.9332
-8200832.3027 | 5611062.4218 | 44978 | 62532 | Boas Rd #3 Community Solar Farm | 60281 | Altus Power America Management, LLC | IPP Non-CHP | 297 Boas Rd | Mooers | Clinton | New York | 12959 | solar | Solar = 2 MW | Solar Photovoltaic | 2 | 2 | [9 empty] | 2 |  |  | EIA-860, EIA-860M and EIA-923 | 202406 | -73.6693 | 44.9335
-8200517.8251 | 5610348.8622 | 44979 | 62533 | Boas Rd #4 Community Solar Farm | 61194 | Generate Capital | IPP Non-CHP | 297 Boas Rd | Mooers | Clinton | New York | 12959 | solar | Solar = 2 MW | Solar Photovoltaic | 2 | 2 | [9 empty] | 2 |  |  | EIA-860, EIA-860M and EIA-923 | 202406 | -73.6665 | 44.929
-10408839.5971 | 5569636.315 | 44980 | 62535 | MSC-Scott01 LLC | 62035 | MSC-Scott01 LLC | IPP Non-CHP | 19370 Langford Ave | Jordan | Scott | Minnesota | 55352 | solar | Solar = 1 MW | Solar Photovoltaic | 1 | 1 | [9 empty] | 1 |  |  | EIA-860, EIA-860M and EIA-923 | 202406 | -93.5042 | 44.6695
-10329106.4552 | 5699374.0233 | 44981 | 62536 | MSC-Chisago01 LLC CSG | 62038 | MSC-Chisago01 LLC | IPP Non-CHP | 15035 375th Street | Taylors Falls | Chisago | Minnesota | 55084 | solar | Solar = 1 MW | Solar Photovoltaic | 1 | 1 | [9 empty] | 1 |  |  | EIA-860, EIA-860M and EIA-923 | 202406 | -92.7879 | 45.4924
-10396423.5777 | 5502505.1163 | 44982 | 62537 | MSC-Rice01 LLC CSG | 62039 | MSC-Rice01 LLC | IPP Non-CHP | 24025 Farwell Ave S | Morristown | Rice | Minnesota | 55052 | solar | Solar = 1 MW | Solar Photovoltaic | 1 | 1 | [9 empty] | 1 |  |  | EIA-860, EIA-860M and EIA-923 | 202406 | -93.3927 | 44.239
-10327719.9709 | 5698638.968 | 44983 | 62538 | MSC-Chisago02 LLC | 62037 | MSC-Chisago02 LLC | IPP Non-CHP | 37235 Quinlan Ave | Taylors Falls | Chisago | Minnesota | 55084 | solar | Solar = 1 MW | Solar Photovoltaic | 1 | 1 | [9 empty] | 1 |  |  | EIA-860, EIA-860M and EIA-923 | 202406 | -92.7755 | 45.4878
-8840940.4141 | 4182149.7104 | 44984 | 62539 | HCE Moore I | 62041 | HCE Moore I, LLC | IPP Non-CHP | 511 Fayeteville St | Aberdeen | Moore | North Carolina | 28315 | solar | Solar = 2 MW | Solar Photovoltaic | 2 | 2 | [9 empty] | 2 |  |  | EIA-860, EIA-860M and EIA-923 | 202406 | -79.4195 | 35.1343
-8816514.8028 | 4119193.0787 | 44985 | 62540 | Three Bridge | 62040 | Three Bridge Farm, LLC | IPP Non-CHP | 420 S. Jones Street | Pembroke | Robeson | North Carolina | 28372 | solar | Solar = 2 MW | Solar Photovoltaic | 2 | 2 | [9 empty] | 2 |  |  | EIA-860, EIA-860M and EIA-923 | 202406 | -79.2001 | 34.6705
-9057401.0527 | 3164904.0813 | 44986 | 62541 | Lake Placid Solar Power Plant | 6455 | Duke Energy Florida, LLC | Electric Utility | TBD | Lake Placid | Highlands | Florida | 36494 | solar | Battery = 17.3 MW, Solar = 45 MW | Batteries; Solar Photovoltaic; | 62.3 | 62.3 | 17.3 | [8 empty] | 45 |  |  | EIA-860, EIA-860M and EIA-923 | 202406 | -81.364 | 27.3311
-9053709.4757 | 3362866.9481 | 44987 | 62542 | Debary Solar Power Plant | 6455 | Duke Energy Florida, LLC | Electric Utility | TBD | DeBary | Volusia | Florida | 32713 | solar | Solar = 74.5 MW | Solar Photovoltaic | 74.5 | 74.5 | [9 empty] | 74.5 |  |  | EIA-860, EIA-860M and EIA-923 | 202406 | -81.3309 | 28.8995
-9222050.0379 | 3456724.7822 | 44988 | 62543 | Trenton Solar Power Plant | 6455 | Duke Energy Florida, LLC | Electric Utility | TBD | Trenton | Gilchrist | Florida | 32693 | solar | Solar = 74.9 MW | Solar Photovoltaic | 74.9 | 74.9 | [9 empty] | 74.9 |  |  | EIA-860, EIA-860M and EIA-923 | 202406 | -82.8431 | 29.6351
-8545312.582 | 4245284.4822 | 44989 | 62544 | Wilkinson Solar LLC | 58468 | Dominion Renewable Energy | IPP Non-CHP | 2230 Terra Ceia Rd. | Pantego | Beaufort | North Carolina | 27860 | solar | Solar = 80.6 MW | Solar Photovoltaic | 80.6 | 80.6 | [9 empty] | 80.6 |  |  | EIA-860, EIA-860M and EIA-923 | 202406 | -76.7638 | 35.5968
-13502296.1475 | 4636009.4029 | 44990 | 62545 | Renew Solar ABC Sacramento LLC | 60025 | Greenbacker Renewable Energy Corporation | IPP Non-CHP | 1325 Striker Avenue | Sacramento | Sacramento | California | 95834 | solar | Solar = 1.7 MW | Solar Photovoltaic | 1.7 | 1.7 | [9 empty] | 1.7 |  |  | EIA-860, EIA-860M and EIA-923 | 202406 | -121.2932 | 38.3995
-13348320.141 | 4329861.9455 | 44991 | 62546 | Almond | 62048 | Westlands Almond LLC | IPP Non-CHP | TBD | Lemoore | Kings | California | 93245 | solar | Solar = 19.9 MW | Solar Photovoltaic | 19.9 | 19.9 | [9 empty] | 19.9 |  |  | EIA-860, EIA-860M and EIA-923 | 202406 | -119.91 | 36.2122
-13347670.7031 | 4326758.327 | 44992 | 62547 | Aquamarine | 62049 | Aquamarine Westside LLC | IPP Non-CHP | TBD | Lemoore | Kings | California | 93266 | solar | Solar = 250 MW | Solar Photovoltaic | 250 | 250 | [9 empty] | 250 |  |  | EIA-860, EIA-860M and EIA-923 | 202406 | -119.9042 | 36.1897
-10587761.5222 | 3488382.0563 | 44993 | 62548 | SJRR Power LLC | 64758 | SJRR | IPP Non-CHP | 18511 Beaumont Hwy | Houston | Harris | Texas | 77049 | natural gas | Natural Gas = 86 MW | Natural Gas Fired Combustion Turbine | 100 | 86 | [6 empty] | 86 | [5 empty] | EIA-860, EIA-860M and EIA-923 | 202406 | -95.1115 | 29.8819
-8277737.0389 | 5322024.95 | 44994 | 62549 | Kearsarge Johnstown 1 CSG | 62052 | Kearsarge Johnstown 1 LLC | IPP Non-CHP | 186 West State Street | Johnstown | Fulton | New York | 12078 | solar | Solar = 1.5 MW | Solar Photovoltaic | 1.5 | 1.5 | [9 empty] | 1.5 |  |  | EIA-860, EIA-860M and EIA-923 | 202406 | -74.3602 | 43.066
-8171725.9294 | 5189858.0177 | 44995 | 62550 | Kearsarge GB | 62053 | Kearsarge GB LLC | IPP Non-CHP | 20 West Plain Road | Great Barrington | Berkshire | Massachusetts | 1230 | solar | Solar = 1.9 MW | Solar Photovoltaic | 1.9 | 1.9 | [9 empty] | 1.9 |  |  | EIA-860, EIA-860M and EIA-923 | 202406 | -73.4079 | 42.1925
-7958725.9912 | 5082149.0904 | 44996 | 62551 | Kearsarge SKSC1 LLC | 62054 | Kearsarge SKSC1 LLC | IPP Non-CHP | 121 Rose Hill Road | South Kingstown | Washington | Rhode Island | 2879 | solar | Solar = 3.8 MW | Solar Photovoltaic | 3.8 | 3.8 | [9 empty] | 3.8 |  |  | EIA-860, EIA-860M and EIA-923 | 202406 | -71.4945 | 41.4716
-7970207.0382 | 5176495.7227 | 44997 | 62552 | Kearsarge Uxbridge | 62055 | Kearsarge Uxbridge LLC | IPP Non-CHP | 680 Hartford Ave E | Uxbridge | Worcester | Massachusetts | 1569 | solar | Solar = 1.9 MW | Solar Photovoltaic | 1.9 | 1.9 | [9 empty] | 1.9 |  |  | EIA-860, EIA-860M and EIA-923 | 202406 | -71.5976 | 42.1035
-8277741.937 | 5321782.6785 | 44998 | 62556 | Kearsarge Johnstown 2 CSG | 62056 | Kearsarge Johnstown 2 LLC | IPP Non-CHP | 186b West State Street | Johnstown | Fulton | New York | 12078 | solar | Solar = 2 MW | Solar Photovoltaic | 2 | 2 | [9 empty] | 2 |  |  | EIA-860, EIA-860M and EIA-923 | 202406 | -74.3602 | 43.0644
-8077730.8683 | 5249222.5158 | 44999 | 62557 | Kearsarge Montague | 62057 | Kearsarge Montague LLC | IPP Non-CHP | 10 Sandy Lane | Montague | Franklin | Massachusetts | 1351 | solar | Solar = 4 MW | Solar Photovoltaic | 4 | 4 | [9 empty] | 4 |  |  | EIA-860, EIA-860M and EIA-923 | 202406 | -72.5635 | 42.5864
-7963063.2212 | 5086118.1527 | 45000 | 62558 | Kearsarge SKSC2 LLC | 62058 | Kearsarge SKSC2 LLC | IPP Non-CHP | 875 Plains Road | South Kingstown | Washington | Rhode Island | 2892 | solar | Solar = 3.1 MW | Solar Photovoltaic | 3.1 | 3.1 | [9 empty] | 3.1 |  |  | EIA-860, EIA-860M and EIA-923 | 202406 | -71.5334 | 41.4983
-7918918.4752 | 5245428.4042 | 45001 | 62559 | Kearsarge Wilmington | 62059 | Kearsarge Wilmington LLC | IPP Non-CHP | 40-50 Fordham Road | Wilmington | Middlesex | Massachusetts | 1887 | solar | Solar = 1.6 MW | Solar Photovoltaic | 1.6 | 1.6 | [9 empty] | 1.6 |  |  | EIA-860, EIA-860M and EIA-923 | 202406 | -71.1369 | 42.5613
-13403124.6188 | 5186505.1683 | 45002 | 62560 | Airport Solar | 62051 | Airport Solar LLC | IPP Non-CHP | 17819 Airport Road | Lakeview | Lake | Oregon | 97630 | solar | Solar = 47.3 MW | Solar Photovoltaic | 47.3 | 47.3 | [9 empty] | 47.3 |  |  | EIA-860, EIA-860M and EIA-923 | 202406 | -120.4023 | 42.1702
-11375985.8934 | 3661281.0368 | 45003 | 62561 | Roadrunner, LLC Hybrid | 62047 | Roadrunner Solar, LLC | IPP Non-CHP | 4209 FM 2463 | McCamey | Upton | Texas | 79752 | solar | Battery = 50 MW, Solar = 400 MW | Batteries; Solar Photovoltaic; | 450 | 450 | 50 | [8 empty] | 400 |  |  | EIA-860, EIA-860M and EIA-923 | 202406 | -102.1922 | 31.2194
-11341357.4055 | 3655061.545 | 45004 | 62562 | High Lonesome Wind Power, LLC Hybrid | 62046 | High Lonesome Wind Power, LLC | IPP Non-CHP | 2731 W US Hwy 67 | Rankin | Upton | Texas | 79778 | wind | Battery = 51.1 MW, Wind = 499.5 MW | Batteries; Onshore Wind Turbine; | 550.6 | 550.6 | 51.1 | [9 empty] | 499.5 |  | EIA-860, EIA-860M and EIA-923 | 202406 | -101.8811 | 31.1717
-10299124.7767 | 4923983.9035 | 45005 | 62563 | High Prairie Wind Farm | 19436 | Union Electric Co - (MO) | Electric Utility | State Hwy E | Queen City | Schuyler | Missouri | 63561 | wind | Wind = 375.5 MW | Onshore Wind Turbine | 400 | 375.5 | [10 empty] | 375.5 |  | EIA-860, EIA-860M and EIA-923 | 202406 | -92.5186 | 40.3982
-13556686.6281 | 4412383.5689 | 45006 | 62564 | Elkhorn Battery Energy Storage System | 14328 | Pacific Gas & Electric Co. | Electric Utility | State Highway 1 at Dolan Road | Moss Landing | Monterey | California | 95039 | batteries | Battery = 182.5 MW | Batteries | 182.5 | 182.5 | 182.5 | [11 empty] | EIA-860, EIA-860M and EIA-923 | 202406 | -121.7818 | 36.808
-8898679.8303 | 4850581.343 | 45007 | 62565 | Hill Top Energy Center, LLC | 62064 | Hill Top Energy Center, LLC | IPP Non-CHP | 278 Thomas Rd | Carmichaels | Greene | Pennsylvania | 15320 | natural gas | Natural Gas = 622.5 MW | Natural Gas Fired Combined Cycle | 664.7 | 622.5 | [6 empty] | 622.5 | [5 empty] | EIA-860, EIA-860M and EIA-923 | 202406 | -79.9382 | 39.8942
-11083350.9971 | 4051717.4369 | 45008 | 62566 | Blue Summit III Wind | 62063 | Blue Summit III Wind, LLC | IPP Non-CHP | TBD | Chilicothe | Hardeman | Texas | 79225 | wind | Wind = 200.2 MW | Onshore Wind Turbine | 200.2 | 200.2 | [10 empty] | 200.2 |  | EIA-860, EIA-860M and EIA-923 | 202406 | -99.5634 | 34.1705
-7979836.7307 | 5089779.5812 | 45009 | 62567 | GD Richmond Buttonwoods I, LLC | 62062 | GD Richmond Buttonwoods I, LLC | IPP Non-CHP | 6 Buttonwoods Road | Richmond | Washington | Rhode Island | 2898 | solar | Solar = 1.3 MW | Solar Photovoltaic | 1.3 | 1.3 | [9 empty] | 1.3 |  |  | EIA-860, EIA-860M and EIA-923 | 202406 | -71.6841 | 41.5229
-7980213.5472 | 5109866.4122 | 45010 | 62568 | GD West Greenwich Victory I, LLC | 62061 | GD West Greenwich Victory I, LLC | IPP Non-CHP | 22 Victory Highway | West Greenwich | Kent | Rhode Island | 2817 | solar | Solar = 1.8 MW | Solar Photovoltaic | 1.8 | 1.8 | [9 empty] | 1.8 |  |  | EIA-860, EIA-860M and EIA-923 | 202406 | -71.6875 | 41.6579
-10359500.1271 | 5059058.2873 | 45011 | 62569 | Knoxville Battery Energy Storage | 12341 | MidAmerican Energy Co | Electric Utility | 307 S. Godfrey Lane | Knoxville | Marion | Iowa | 50138 | batteries | Battery = 1.1 MW | Batteries | 1.1 | 1.1 | 1.1 | [11 empty] | EIA-860, EIA-860M and EIA-923 | 202406 | -93.061 | 41.316
-8158898.4731 | 5242781.4874 | 45012 | 62570 | Jiminy Peak Wind QF | 62069 | Jiminy Peak Mountain Resort, LLC | Commercial Non-CHP | 37 Corey Rd | Hancock | Berkshire | Massachusetts | 1237 | wind | Wind = 1.8 MW | Onshore Wind Turbine | 1.5 | 1.8 | [10 empty] | 1.8 |  | EIA-860, EIA-860M and EIA-923 | 202406 | -73.2926 | 42.5437
-13183988.0823 | 4040004.3662 | 45013 | 62571 | Disney Prospect | 57128 | Bloom Energy | IPP Non-CHP | 4151 Prospect Ave | Los Angeles | Los Angeles | California | 90027 | natural gas | Natural Gas = 1 MW | Other Natural Gas | 1 | 1 | [6 empty] | 1 | [5 empty] | EIA-860, EIA-860M and EIA-923 | 202406 | -118.4338 | 34.0834
-8165534.1167 | 4987331.167 | 45014 | 62572 | ATT Jericho | 57128 | Bloom Energy | IPP Non-CHP | 1444 East Jericho Turnpike | Huntington | Suffolk | New York | 11743 | natural gas | Natural Gas = 1 MW | Other Natural Gas | 1 | 1 | [6 empty] | 1 | [5 empty] | EIA-860, EIA-860M and EIA-923 | 202406 | -73.3522 | 40.8302
-13117534.9104 | 3986539.7626 | 45015 | 62573 | ATT Kelvin | 57128 | Bloom Energy | IPP Non-CHP | 2681 Kelvin Ave | Irvine | Orange | California | 92614 | natural gas | Natural Gas = 1 MW | Other Natural Gas | 1 | 1 | [6 empty] | 1 | [5 empty] | EIA-860, EIA-860M and EIA-923 | 202406 | -117.8368 | 33.6847
-13185596.0924 | 4055194.1049 | 45016 | 62574 | ATT Van Nyus | 57128 | Bloom Energy | IPP Non-CHP | 6290 - 6930 Van Nyus Blvd | Van Nuys | Los Angeles | California | 91405 | natural gas | Natural Gas = 1 MW | Other Natural Gas | 1 | 1 | [6 empty] | 1 | [5 empty] | EIA-860, EIA-860M and EIA-923 | 202406 | -118.4482 | 34.1963
-13569190.1446 | 4497432.0658 | 45017 | 62575 | FLEX Gibraltar | 57128 | Bloom Energy | IPP Non-CHP | 1077 Gibraltar Drive | Milpitas | Santa Clara | California | 95035 | natural gas | Natural Gas = 1 MW | Other Natural Gas | 1 | 1 | [6 empty] | 1 | [5 empty] | EIA-860, EIA-860M and EIA-923 | 202406 | -121.8941 | 37.4173
-8223275.6479 | 4973258.9973 | 45018 | 62576 | MER Queens | 57128 | Bloom Energy | IPP Non-CHP | 90-15 Queens Blvd | Elmhurst | Queens | New York | 11373 | natural gas | Natural Gas = 1.2 MW | Other Natural Gas | 1.2 | 1.2 | [6 empty] | 1.2 | [5 empty] | EIA-860, EIA-860M and EIA-923 | 202406 | -73.8709 | 40.7345
-13581722.1589 | 4485438.1334 | 45019 | 62577 | APP Prune A-D | 57128 | Bloom Energy | IPP Non-CHP | 19050 Pruneridge Ave | Cupertino | Santa Clara | California | 95014 | natural gas | Natural Gas = 4 MW | Other Natural Gas | 4 | 4 | [6 empty] | 4 | [5 empty] | EIA-860, EIA-860M and EIA-923 | 202406 | -122.0067 | 37.3317
-13597749.8279 | 4538819.8773 | 45020 | 62578 | Preferred Freezer San Leandro | 62067 | EnterSolar | Commercial Non-CHP | 400 Polar Way | San Leandro | Alameda | California | 94577 | solar | Solar = 2 MW | Solar Photovoltaic | 2 | 2 | [9 empty] | 2 |  |  | EIA-860, EIA-860M and EIA-923 | 202406 | -122.1507 | 37.712
-8117317.0811 | 5239269.5305 | 45021 | 62579 | Plainfield Community Solar LLC | 62070 | Plainfield Solar LLC | IPP Non-CHP | 29 Union Street | Plainfield | Hampshire | Massachusetts | 1070 | solar | Solar = 2 MW | Solar Photovoltaic | 2 | 2 | [9 empty] | 2 |  |  | EIA-860, EIA-860M and EIA-923 | 202406 | -72.9191 | 42.5205
-8576735.7366 | 5283868.2704 | 45022 | 62580 | Route 14A CDG Solar North and South LLC | 62071 | Route 14A CDG Solar North and South, LLC | IPP Non-CHP | 4380 Route 14A | Geneva | Ontario | New York | 14456 | solar | Solar = 4 MW | Solar Photovoltaic | 4 | 4 | [9 empty] | 4 |  |  | EIA-860, EIA-860M and EIA-923 | 202406 | -77.0461 | 42.8151
-8133161.2955 | 5174393.1524 | 45023 | 62581 | Tolland Solar NG LLC | 59254 | NuGen Capital Management | IPP Non-CHP | 1403 New Boston Road | Tolland | Hampden | Massachusetts | 1034 | solar | Solar = 3.5 MW | Solar Photovoltaic | 3.5 | 3.5 | [9 empty] | 3.5 |  |  | EIA-860, EIA-860M and EIA-923 | 202406 | -73.0614 | 42.0895
-8523091.7645 | 5219777.2147 | 45024 | 62582 | Newfield Community Solar LLC | 62072 | Newfield Solar LLC | IPP Non-CHP | 1 Millard Hill Road | Newfield | Tompkins | New York | 14867 | solar | Solar = 12 MW | Solar Photovoltaic | 12 | 12 | [9 empty] | 12 |  |  | EIA-860, EIA-860M and EIA-923 | 202406 | -76.5642 | 42.3913
-8138563.1852 | 5198809.8054 | 45025 | 62583 | Tanglewood Circle Solar 1 LLC | 62073 | Tanglewood Circle Solar 1 LLC | IPP Non-CHP | 1 Tanglewood Circle | Becket | Berkshire | Massachusetts | 1223 | solar | Solar = 5 MW | Solar Photovoltaic | 5 | 5 | [9 empty] | 5 |  |  | EIA-860, EIA-860M and EIA-923 | 202406 | -73.11 | 42.252
-9311127.2266 | 3613155.055 | 45026 | 62584 | Quitman Solar | 61910 | Quitman Solar, LLC | IPP Non-CHP | Barwick Rd | Quitman | Brooks | Georgia | 31643 | solar | Solar = 150 MW | Solar Photovoltaic | 150 | 150 | [9 empty] | 150 |  |  | EIA-860, EIA-860M and EIA-923 | 202406 | -83.6433 | 30.849
-7909006.3651 | 5234348.5243 | 45027 | 62585 | Beebe Substation Battery Storage | 11806 | Massachusetts Mun Wholes Electric Co | Electric Utility | 163 Farm Street | Wakefield | Middlesex | Massachusetts | 1880 | batteries | Battery = 3 MW | Batteries | 3 | 3 | 3 | [11 empty] | EIA-860, EIA-860M and EIA-923 | 202406 | -71.0478 | 42.4879
-8285202.6806 | 4979619.7544 | 45028 | 62586 | DG Florham Park Solar LLC | 62084 | DG Florham Park Solar LLC | IPP Non-CHP | 100 Park Ave | Florham Park | Morris | New Jersey | 7932 | solar | Solar = 2 MW | Solar Photovoltaic | 2 | 2 | [9 empty] | 2 |  |  | EIA-860, EIA-860M and EIA-923 | 202406 | -74.4272 | 40.7778
-11167605.7141 | 3796958.8192 | 45029 | 62587 | Mesquite Star | 62085 | Mesquite Star LLC | IPP Non-CHP | 1125 F M 608 | Roscoe | Nolan | Texas | 79545 | wind | Wind = 418.9 MW | Onshore Wind Turbine | 418.9 | 418.9 | [10 empty] | 418.9 |  | EIA-860, EIA-860M and EIA-923 | 202406 | -100.3203 | 32.256
-8137362.0479 | 5060397.9249 | 45030 | 62588 | Derby Fuel Cell | 62091 | Derby Fuel Cell LLC | IPP Non-CHP | 200 Roosevelt Drive | Derby | New Haven | Connecticut | 6418 | natural gas | Natural Gas = 14 MW | Other Natural Gas | 14 | 14 | [6 empty] | 14 | [5 empty] | EIA-860, EIA-860M and EIA-923 | 202406 | -73.0992 | 41.325
-8223030.2997 | 4998018.9223 | 45031 | 62589 | Montefiore Mount Vernon Hospital | 62087 | Montefiore Mount Vernon Hospital | Commercial Non-CHP | 12 North 7th Avenue | Mount Vernon | Westchester | New York | 10550 | petroleum | Petroleum = 1.1 MW | Petroleum Liquids | 1.1 | 1.1 | [8 empty] | 1.1 |  |  |  | EIA-860, EIA-860M and EIA-923 | 202406 | -73.8687 | 40.9028
-10651497.4966 | 4618252.2554 | 45032 | 62590 | Wolf Creek Generator | 63286 | 4 Rivers Electric Cooperative, Inc. | Electric Utility | 1715 Oxen Road NE | Burlington | Coffey | Kansas | 66839 | petroleum | Petroleum = 1 MW | Petroleum Liquids | 1 | 1 | [8 empty] | 1 |  |  |  | EIA-860, EIA-860M and EIA-923 | 202406 | -95.684 | 38.2743
-11839766.2692 | 5150859.4126 | 45033 | 62591 | Ekola Flats | 14354 | PacifiCorp | Electric Utility | 2831B US Highway 30 | Hanna | Carbon | Wyoming | 82327 | wind | Wind = 250.9 MW | Onshore Wind Turbine | 250.9 | 250.9 | [10 empty] | 250.9 |  | EIA-860, EIA-860M and EIA-923 | 202406 | -106.3584 | 41.9324
-9485165.7883 | 4873457.1567 | 45034 | 62592 | Headwaters Wind Farm II LLC | 61785 | EDP Renewables North America LLC | IPP Non-CHP | 7680 S 1200W | Losanville | Randolph | Indiana | 47354 | wind | Wind = 200 MW | Onshore Wind Turbine | 200 | 200 | [10 empty] | 200 |  | EIA-860, EIA-860M and EIA-923 | 202406 | -85.2067 | 40.0517
-9101860.0535 | 4207537.935 | 45035 | 62594 | Ruff Solar LLC | 61677 | Sol Systems | IPP Non-CHP | 1481 Ellenboro Henrietta Road | Ellenboro | Rutherford | North Carolina | 28040 | solar | Solar = 22 MW | Solar Photovoltaic | 22 | 22 | [9 empty] | 22 |  |  | EIA-860, EIA-860M and EIA-923 | 202406 | -81.7634 | 35.3206
-8722438.5898 | 4264161.3184 | 45036 | 62595 | Wendell Solar Farm LLC | 61677 | Sol Systems | IPP Non-CHP | 2709 E Wendell Road | Wendell | Johnston | North Carolina | 27591 | solar | Solar = 5 MW | Solar Photovoltaic | 5 | 5 | [9 empty] | 5 |  |  | EIA-860, EIA-860M and EIA-923 | 202406 | -78.355 | 35.7346
-8697948.4131 | 4275744.5473 | 45037 | 62596 | Sabattus Solar LLC | 61677 | Sol Systems | IPP Non-CHP | 7211 Mount Pleasant Rd | Bailey | Nash | North Carolina | 27807 | solar | Solar = 5 MW | Solar Photovoltaic | 5 | 5 | [9 empty] | 5 |  |  | EIA-860, EIA-860M and EIA-923 | 202406 | -78.135 | 35.819
-11876453.8338 | 4122103.5505 | 45038 | 62597 | Rio De Oro Solar Energy Center | 59300 | PNM Resources | Electric Utility | 665 Manzano Expressway | Belen | Valencia | New Mexico | 87002 | solar | Solar = 10 MW | Solar Photovoltaic | 10 | 10 | [9 empty] | 10 |  |  | EIA-860, EIA-860M and EIA-923 | 202406 | -106.688 | 34.692
-8283039.9655 | 4963344.1032 | 45039 | 62598 | Connell East LLC | 62095 | Connell East LLC. | Commercial Non-CHP | 50 Connell Dr. | Berkeley Heights | Union | New Jersey | 7922 | solar | Solar = 1.4 MW | Solar Photovoltaic | 1.4 | 1.4 | [9 empty] | 1.4 |  |  | EIA-860, EIA-860M and EIA-923 | 202406 | -74.4078 | 40.667
-8679998.5905 | 4223406.1091 | 45040 | 62600 | Cookstown | 64778 | Strata Manager, LLC | IPP Non-CHP | 274 Stoney Creek Church Road | Goldsboro | Wayne | North Carolina | 27530 | solar | Solar = 5 MW | Solar Photovoltaic | 5 | 5 | [9 empty] | 5 |  |  | EIA-860, EIA-860M and EIA-923 | 202406 | -77.9738 | 35.4368
-8881684.5723 | 4266140.2673 | 45041 | 62601 | Changeup | 64778 | Strata Manager, LLC | IPP Non-CHP | 1901 Gold Hill Road | Asheboro | Randolph | North Carolina | 27203 | solar | Solar = 2 MW | Solar Photovoltaic | 2 | 2 | [9 empty] | 2 |  |  | EIA-860, EIA-860M and EIA-923 | 202406 | -79.7855 | 35.749
-8721971.3819 | 4165973.8677 | 45042 | 62602 | Starr | 64778 | Strata Manager, LLC | IPP Non-CHP | 295 Five Bridge Road | Clinton | Sampson | North Carolina | 28328 | solar | Solar = 4.9 MW | Solar Photovoltaic | 5 | 4.9 | [9 empty] | 4.9 |  |  | EIA-860, EIA-860M and EIA-923 | 202406 | -78.3508 | 35.0154
-8597068.0189 | 4142017.9295 | 45043 | 62603 | Badger | 64778 | Strata Manager, LLC | IPP Non-CHP | 2332 Belgrade Swansboro Road | Maysville | Jones | North Carolina | 28555 | solar | Solar = 5 MW | Solar Photovoltaic | 5 | 5 | [9 empty] | 5 |  |  | EIA-860, EIA-860M and EIA-923 | 202406 | -77.2288 | 34.839
-7813981.4874 | 5170011.4278 | 45044 | 62604 | Outer Cape Community Battery | 59497 | Eversource | IPP Non-CHP | 90 Race Point Road | Provincetown | Barnstable | Massachusetts | 2657 | batteries | Battery = 25 MW | Batteries | 25 | 25 | 25 | [11 empty] | EIA-860, EIA-860M and EIA-923 | 202406 | -70.1942 | 42.0603
-9928585.3839 | 4855630.1107 | 45045 | 62606 | Whitney Hill Wind Power LLC | 62103 | Whitney Hill Wind Power LLC | IPP Non-CHP | 245 1500th Ave | Mt.Pulaski | Logan | Illinois | 62548 | wind | Wind = 65 MW | Onshore Wind Turbine | 65 | 65 | [10 empty] | 65 |  | EIA-860, EIA-860M and EIA-923 | 202406 | -89.19 | 39.929
-10291486.9238 | 4975536.3611 | 45046 | 62607 | Bloomfield Municipal Utilities Solar | 60571 | AEP Onsite Partners, LLC | IPP Non-CHP | 20763 Old Highway 2 | Bloomfield | Davis | Iowa | 52537 | solar | Solar = 1.6 MW | Solar Photovoltaic | 1.6 | 1.6 | [9 empty] | 1.6 |  |  | EIA-860, EIA-860M and EIA-923 | 202406 | -92.45 | 40.75
-10978066.5812 | 3431058.851 | 45047 | 62609 | Commerce ESS | 16604 | City of San Antonio - (TX) | Electric Utility | 9800 W Commerce | San Antonio | Bexar | Texas | 78227 | batteries | Battery = 10 MW | Batteries | 10 | 10 | 10 | [11 empty] | EIA-860, EIA-860M and EIA-923 | 202406 | -98.6176 | 29.4344
-10978066.5812 | 3431058.851 | 45048 | 62610 | Commerce Solar | 16604 | City of San Antonio - (TX) | Electric Utility | 9800 W Commerce | San Antonio | Bexar | Texas | 78227 | solar | Solar = 5 MW | Solar Photovoltaic | 5 | 5 | [9 empty] | 5 |  |  | EIA-860, EIA-860M and EIA-923 | 202406 | -98.6176 | 29.4344
-13028303.433 | 3862601.7444 | 45049 | 62611 | PFMG Solar Grossmont Helix LLC | 60281 | Altus Power America Management, LLC | IPP Non-CHP | 7323 University Ave | La Mesa | San Diego | California | 91942 | solar | Solar = 1.2 MW | Solar Photovoltaic | 1.2 | 1.2 | [9 empty] | 1.2 |  |  | EIA-860, EIA-860M and EIA-923 | 202406 | -117.0352 | 32.7533
-8291598.8759 | 4911615.0333 | 45050 | 62612 | USAA Black Bear Energy | 62067 | EnterSolar | IPP Non-CHP | 324 Half Acre Road | Cranbury | Middlesex | New Jersey | 8512 | solar | Solar = 1.9 MW | Solar Photovoltaic | 1.9 | 1.9 | [9 empty] | 1.9 |  |  | EIA-860, EIA-860M and EIA-923 | 202406 | -74.4847 | 40.3136
-8231729.25 | 5051683.9719 | 45051 | 62613 | CBP Solar | 62067 | EnterSolar | IPP Non-CHP | 305 Broadway | Buchanan | Westchester | New York | 10511 | solar | Solar = 1.8 MW | Solar Photovoltaic | 1.8 | 1.8 | [9 empty] | 1.8 |  |  | EIA-860, EIA-860M and EIA-923 | 202406 | -73.9469 | 41.2662
-8263978.5065 | 4945101.2775 | 45052 | 62614 | Kinder Morgan Fordham | 62067 | EnterSolar | IPP Non-CHP | 4095 Arthur Kill Road | Staten Island | Richmond | New York | 10309 | solar | Solar = 1.7 MW | Solar Photovoltaic | 1.7 | 1.7 | [9 empty] | 1.7 |  |  | EIA-860, EIA-860M and EIA-923 | 202406 | -74.2366 | 40.5426
-8078895.8268 | 5140902.1204 | 45053 | 62615 | ALDI DC 2 | 62067 | EnterSolar | IPP Non-CHP | 295 Rye Street | South Windsor | Hartford | Connecticut | 6074 | solar | Solar = 1.2 MW | Solar Photovoltaic | 1.2 | 1.2 | [9 empty] | 1.2 |  |  | EIA-860, EIA-860M and EIA-923 | 202406 | -72.574 | 41.8658
-8271367.2264 | 4991616.8735 | 45054 | 62616 | CCG Marketing | 62067 | EnterSolar | IPP Non-CHP | 14 Henderson Drive | West Caldwell | Essex | New Jersey | 7006 | solar | Solar = 1.5 MW | Solar Photovoltaic | 1.5 | 1.5 | [9 empty] | 1.5 |  |  | EIA-860, EIA-860M and EIA-923 | 202406 | -74.303 | 40.8593
-10206884.1108 | 4195590.1676 | 45055 | 62617 | Searcy Solar Hybrid | 62109 | Searcy Solar, LLC | Electric Utility | TBD | Searcy | White | Arkansas | 72143 | solar | Battery = 10 MW, Solar = 100 MW | Batteries; Solar Photovoltaic; | 110 | 110 | 10 | [8 empty] | 100 |  |  | EIA-860, EIA-860M and EIA-923 | 202406 | -91.69 | 35.233
-10959210.9519 | 3060253.1818 | 45056 | 62618 | Hidalgo Wind Farm II | 62106 | Hidalgo Wind Farm II LLC | IPP Non-CHP | 41420 FM 490 | Edinburg | Hidalgo | Texas | 78541 | wind | Wind = 50.4 MW | Onshore Wind Turbine | 50.4 | 50.4 | [10 empty] | 50.4 |  | EIA-860, EIA-860M and EIA-923 | 202406 | -98.4483 | 26.4929
-8244890.776 | 5040494.2725 | 45057 | 62619 | Rockland Bakery Inc. | 62110 | Rockland Bakery Inc. | Commercial Non-CHP | 94 Demarest Mill Road | Nanuet | Rockland | New York | 10954 | natural gas | Natural Gas = 0.9 MW, Petroleum = 0.7 MW | Natural Gas Internal Combustion Engine; Petroleum Liquids; | 1.6 | 1.6 | [6 empty] | 0.9 |  | 0.7 |  |  |  | EIA-860, EIA-860M and EIA-923 | 202406 | -74.0651 | 41.1906
-11316429.9659 | 3935657.7498 | 45058 | 62620 | Sage Draw Wind | 62113 | Sage Draw Wind, LLC | IPP Non-CHP | 789 FM 212 | Wilson | Lynn | Texas | 79381 | wind | Wind = 338.4 MW | Onshore Wind Turbine | 338.4 | 338.4 | [10 empty] | 338.4 |  | EIA-860, EIA-860M and EIA-923 | 202406 | -101.6572 | 33.3035
-8895698.9169 | 4212867.466 | 45059 | 62621 | Achilles Solar | 64778 | Strata Manager, LLC | IPP Non-CHP | 301 Poole Road | Troy | Montgomery | North Carolina | 27371 | solar | Solar = 4.9 MW | Solar Photovoltaic | 5 | 4.9 | [9 empty] | 4.9 |  |  | EIA-860, EIA-860M and EIA-923 | 202406 | -79.9114 | 35.3597
-8277075.1332 | 4969907.6829 | 45060 | 62622 | Overlook Medical Center | 62112 | Overlook Medical Center | Commercial CHP | 99 Beauvoir Avenue | Summit | Union | New Jersey | 7901 | petroleum | Petroleum = 2 MW | Petroleum Liquids | 2 | 2 | [8 empty] | 2 |  |  |  | EIA-860, EIA-860M and EIA-923 | 202406 | -74.3542 | 40.7117
-8807537.999 | 4261804.1642 | 45061 | 62623 | Arborgate Solar | 64778 | Strata Manager, LLC | IPP Non-CHP | 445 Dee Farrell Road | Pittsboro | Chatham | North Carolina | 27530 | solar | Solar = 5 MW | Solar Photovoltaic | 5 | 5 | [9 empty] | 5 |  |  | EIA-860, EIA-860M and EIA-923 | 202406 | -79.1195 | 35.7174
-10572255.1624 | 4903066.6516 | 45062 | 62624 | White Cloud Wind Project, LLC | 62079 | White Cloud Wind Project, LLC | IPP Non-CHP | 202 Main St | Tarkio | Atchison | Missouri | 64491 | wind | Wind = 236.5 MW | Onshore Wind Turbine | 236.5 | 236.5 | [10 empty] | 236.5 |  | EIA-860, EIA-860M and EIA-923 | 202406 | -94.9722 | 40.255
-7914003.1631 | 5143155.5038 | 45063 | 62625 | West Water Street | 18488 | City of Taunton | Electric Utility | 500 West Water Street | Taunton | Bristol | Massachusetts | 2780 | petroleum | Petroleum = 10 MW | Petroleum Liquids | 10 | 10 | [8 empty] | 10 |  |  |  | EIA-860, EIA-860M and EIA-923 | 202406 | -71.0927 | 41.8809
-8919141.9111 | 4177774.866 | 45064 | 62627 | Wadesboro 4 | 64778 | Strata Manager, LLC | IPP Non-CHP | 130 Mockingbird Hill Lane | Wadesboro | Anson | North Carolina | 28170 | solar | Solar = 1.9 MW | Solar Photovoltaic | 2.2 | 1.9 | [9 empty] | 1.9 |  |  | EIA-860, EIA-860M and EIA-923 | 202406 | -80.122 | 35.1022
-8476540.0685 | 4793397.5674 | 45065 | 62628 | APG Old Bayside | 60584 | Onyx Asset Services Group | IPP Non-CHP | Garden Drive | Aberdeen | Harford | Maryland | 21005 | solar | Solar = 1.7 MW | Solar Photovoltaic | 1.7 | 1.7 | [9 empty] | 1.7 |  |  | EIA-860, EIA-860M and EIA-923 | 202406 | -76.1461 | 39.499
-8476611.9809 | 4792639.1991 | 45066 | 62629 | APG New Chesapeake | 60584 | Onyx Asset Services Group | IPP Non-CHP | McCloskey Road | Aberdeen | Harford | Maryland | 21005 | solar | Solar = 2.3 MW | Solar Photovoltaic | 2.3 | 2.3 | [9 empty] | 2.3 |  |  | EIA-860, EIA-860M and EIA-923 | 202406 | -76.1467 | 39.4937
-11460230.2577 | 3814086.4612 | 45067 | 62630 | Jumbo Hill Wind Project | 56201 | Engie North America | IPP Non-CHP | 8404 SW 100 | Andrews | Andrews | Texas | 79714 | wind | Wind = 160.7 MW | Onshore Wind Turbine | 160.7 | 160.7 | [10 empty] | 160.7 |  | EIA-860, EIA-860M and EIA-923 | 202406 | -102.949 | 32.386
-9031256.2231 | 3086244.6821 | 45068 | 62631 | Blue Heron Solar | 6452 | Florida Power & Light Co | Electric Utility | 4701 CR 833 | Clewiston | Hendry | Florida | 33440 | solar | Solar = 74.5 MW | Solar Photovoltaic | 74.5 | 74.5 | [9 empty] | 74.5 |  |  | EIA-860, EIA-860M and EIA-923 | 202406 | -81.1292 | 26.7016
-9106944.7939 | 3163744.7812 | 45069 | 62632 | Cattle Ranch | 6452 | Florida Power & Light Co | Electric Utility | 4051 NE Karson Street | Arcadia | DeSoto | Florida | 34266 | solar | Solar = 74.5 MW | Solar Photovoltaic | 74.5 | 74.5 | [9 empty] | 74.5 |  |  | EIA-860, EIA-860M and EIA-923 | 202406 | -81.8091 | 27.3219
-9110891.1812 | 3453796.9975 | 45070 | 62633 | Twin Lakes | 6452 | Florida Power & Light Co | Electric Utility | 101 Clouds Avenue | Interlachen | Putnam | Florida | 32148 | solar | Solar = 74.5 MW | Solar Photovoltaic | 74.5 | 74.5 | [9 empty] | 74.5 |  |  | EIA-860, EIA-860M and EIA-923 | 202406 | -81.8445 | 29.6122
-9101442.0488 | 3105726.8013 | 45071 | 62634 | Babcock Preserve | 6452 | Florida Power & Light Co | Electric Utility | 8550 SR 31 | Punta Gorda | Charlotte | Florida | 33982 | solar | Solar = 74.5 MW | Solar Photovoltaic | 74.5 | 74.5 | [9 empty] | 74.5 |  |  | EIA-860, EIA-860M and EIA-923 | 202406 | -81.7596 | 26.8579
-8366381.7513 | 4955712.4383 | 45072 | 62637 | Milford Solar Farm (NJ) LLC | 56990 | NJR Clean Energy Ventures Corporation | IPP Non-CHP | 61 Cyphers Road | Milford Township | Hunterdon | New Jersey | 8848 | solar | Solar = 7.5 MW | Solar Photovoltaic | 7.5 | 7.5 | [9 empty] | 7.5 |  |  | EIA-860, EIA-860M and EIA-923 | 202406 | -75.1565 | 40.615
-8344304.4246 | 4976655.4023 | 45073 | 62638 | McCullough Road Solar Farm | 56990 | NJR Clean Energy Ventures Corporation | IPP Non-CHP | 30 McCullough Road | Washington Township | Warren | New Jersey | 7882 | solar | Solar = 8.8 MW | Solar Photovoltaic | 8.8 | 8.8 | [9 empty] | 8.8 |  |  | EIA-860, EIA-860M and EIA-923 | 202406 | -74.9582 | 40.7576
-8077024.3235 | 5125582.1957 | 45074 | 62639 | Manchester Community College East | 60584 | Onyx Asset Services Group | IPP Non-CHP | Ramsey Drive | Manchester | Hartford | Connecticut | 6040 | solar | Solar = 1 MW | Solar Photovoltaic | 1 | 1 | [9 empty] | 1 |  |  | EIA-860, EIA-860M and EIA-923 | 202406 | -72.5571 | 41.7633
-8077708.4931 | 5125632.1917 | 45075 | 62640 | Manchester Community College North | 60584 | Onyx Asset Services Group | IPP Non-CHP | Founders Dr N | Great Path | Hartford | Connecticut | 6040 | solar | Solar = 1 MW | Solar Photovoltaic | 1 | 1 | [9 empty] | 1 |  |  | EIA-860, EIA-860M and EIA-923 | 202406 | -72.5633 | 41.7636
-9300075.5388 | 4606442.9551 | 45076 | 62641 | Morehead Generating Facility | 59170 | North American Biofuels, LLC | IPP Non-CHP | 300 Old Phelps Road | Morehead | Rowan | Kentucky | 40351 | biomass | Biomass = 1.4 MW | Landfill Gas | 1.4 | 1.4 |  | 1.4 | [10 empty] | EIA-860, EIA-860M and EIA-923 | 202406 | -83.544 | 38.191
-11360919.357 | 3974074.7828 | 45077 | 62642 | GE-Lubbock | 58270 | GE Wind Energy LLC | IPP Non-CHP | 103 Runway Drive | Lubbock | Lubbock | Texas | 79416 | wind | Wind = 8.7 MW | Onshore Wind Turbine | 8.7 | 8.7 | [10 empty] | 8.7 |  | EIA-860, EIA-860M and EIA-923 | 202406 | -102.0569 | 33.5915
-12459792.4558 | 3951756.2669 | 45078 | 62643 | AZ State University - Tempe Campus Solar | 62083 | Arizona State University FDM | Commercial Non-CHP | 1551 S. Rural Road | Tempe | Maricopa | Arizona | 85287 | solar | Solar = 2.4 MW | Solar Photovoltaic | 2.4 | 2.4 | [9 empty] | 2.4 |  |  | EIA-860, EIA-860M and EIA-923 | 202406 | -111.9282 | 33.4243
-7914607.7393 | 5246388.1631 | 45079 | 62644 | Minuteman Energy Storage | 62122 | Minuteman Energy Storage, LLC | IPP Non-CHP | 166R Chestnut St. | North Reading | Middlesex | Massachusetts | 1864 | batteries | Battery = 5 MW | Batteries | 5 | 5 | 5 | [11 empty] | EIA-860, EIA-860M and EIA-923 | 202406 | -71.0981 | 42.5676
-9153457.4167 | 3535377.7249 | 45080 | 62645 | Northern Preserve Solar | 6452 | Florida Power & Light Co | Electric Utility | 12660 Reid Stafford Rd | Glen St. Mary | Baker | Florida | 32040 | solar | Solar = 74.5 MW | Solar Photovoltaic | 74.5 | 74.5 | [9 empty] | 74.5 |  |  | EIA-860, EIA-860M and EIA-923 | 202406 | -82.2269 | 30.2473
-7899815.9393 | 5127657.1715 | 45081 | 62646 | Washburn Road Solar | 63359 | REA Investments, LLC | IPP Non-CHP | 30 Washburn Rd | Freetown | Bristol | Massachusetts | 2717 | solar | Solar = 2 MW | Solar Photovoltaic | 1.9 | 2 | [9 empty] | 2 |  |  | EIA-860, EIA-860M and EIA-923 | 202406 | -70.9653 | 41.7772
-10283427.3927 | 4715539.8297 | 45082 | 62647 | MBS Textbook Exchange | 61984 | MBS TextBook Exhcange LLC | Commercial Non-CHP | 2711 WEST ASH STR | COLUMBIA | Boone | Missouri | 5203 | petroleum | Petroleum = 2 MW | Petroleum Liquids | 2 | 2 | [8 empty] | 2 |  |  |  | EIA-860, EIA-860M and EIA-923 | 202406 | -92.3776 | 38.9572
-13606800.1025 | 4598124.4773 | 45083 | 62649 | SFDK Solar | 61012 | AES Distributed Energy | IPP Non-CHP | 1001 Fairgrounds Dr | Vallejo | Solano | California | 94589 | solar | Solar = 6.3 MW | Solar Photovoltaic | 6.3 | 6.3 | [9 empty] | 6.3 |  |  | EIA-860, EIA-860M and EIA-923 | 202406 | -122.232 | 38.1322
-10477613.1124 | 5703441.9773 | 45084 | 62651 | Haven Solar Project CSG | 61187 | DG Minnesota CSG, LLC | IPP Non-CHP | 1902 37th St SE | Saint Cloud | Sherburne | Minnesota | 56304 | solar | Solar = 3 MW | Solar Photovoltaic | 3 | 3 | [9 empty] | 3 |  |  | EIA-860, EIA-860M and EIA-923 | 202406 | -94.122 | 45.518
-8020045.1082 | 5252342.5137 | 45085 | 62652 | Happy Hollow CSG Hybrid | 63359 | REA Investments, LLC | IPP Non-CHP | 38 Happy Hollow Rd | Winchendon | Worcester | Massachusetts | 1475 | solar | Battery = 3.3 MW, Solar = 5 MW | Batteries; Solar Photovoltaic; | 8.3 | 8.3 | 3.3 | [8 empty] | 5 |  |  | EIA-860, EIA-860M and EIA-923 | 202406 | -72.0453 | 42.607
-9310514.858 | 5026080.3566 | 45086 | 62653 | Zephyr Wind Project - 2.0 | 62128 | OEE XXX LLC | Industrial Non-CHP | 12385 Township Road 215 | Findlay | Hancock | Ohio | 45840 | wind | Wind = 4.5 MW | Onshore Wind Turbine | 4.5 | 4.5 | [10 empty] | 4.5 |  | EIA-860, EIA-860M and EIA-923 | 202406 | -83.6378 | 41.0931
-13508629.4473 | 4364004.954 | 45087 | 62654 | Foundation Dole Fresh Vegetables | 62130 | Foundation CA Fund X Manager LLC | IPP Non-CHP | 32655 Camphora Gloria Rd | Soledad | Monterey | California | 93960 | wind | Wind = 5.6 MW | Onshore Wind Turbine | 5.6 | 5.6 | [10 empty] | 5.6 |  | EIA-860, EIA-860M and EIA-923 | 202406 | -121.3501 | 36.4593
-13387504.6018 | 4920294.5955 | 45088 | 62655 | HL Solar | 62131 | HL Solar LLC | IPP Non-CHP | 472-600 Viewlan Road | Wendel | Lassen | California | 96136 | solar | Solar = 7.6 MW | Solar Photovoltaic | 7.6 | 7.6 | [9 empty] | 7.6 |  |  | EIA-860, EIA-860M and EIA-923 | 202406 | -120.262 | 40.373
-12362153.1285 | 4742063.4593 | 45089 | 62656 | Hunter Solar LLC (UT) | 62134 | Hunter Solar LLC | IPP Non-CHP | 725 N. 3000 East | Clawson | Emery | Utah | 84516 | solar | Solar = 100 MW | Solar Photovoltaic | 100 | 100 | [9 empty] | 100 |  |  | EIA-860, EIA-860M and EIA-923 | 202406 | -111.0511 | 39.1422
-8067882.099 | 5092558.172 | 45090 | 62657 | DWW Solar ll | 62132 | DWW Solar ll LLC | IPP Non-CHP | 54 - 60 Hoskins Rd. | Simsbury | Hartford | Connecticut | 6070 | solar | Solar = 36.9 MW | Solar Photovoltaic | 36.9 | 36.9 | [9 empty] | 36.9 |  |  | EIA-860, EIA-860M and EIA-923 | 202406 | -72.475 | 41.5416
-9069703.7488 | 5033275.6926 | 45091 | 62658 | Cuyahoga Falls 1 | 4683 | City of Cuyahoga Falls - (OH) | Electric Utility | 2554 Bailey Rd. | Cuyahoga Falls | Summit | Ohio | 44221 | petroleum | Petroleum = 14.4 MW | Petroleum Liquids | 14.4 | 14.4 | [8 empty] | 14.4 |  |  |  | EIA-860, EIA-860M and EIA-923 | 202406 | -81.4745 | 41.1418
-8592217.8287 | 4173079.8095 | 45092 | 62659 | Pecan Grove Solar, LLC | 63184 | CI-II Mitchell Holding LLC | IPP Non-CHP | 6075 US Highway 17 South | New Bern | Craven | North Carolina | 28562 | solar | Solar = 5 MW | Solar Photovoltaic | 5 | 5 | [9 empty] | 5 |  |  | EIA-860, EIA-860M and EIA-923 | 202406 | -77.1852 | 35.0677
-8808301.5394 | 4222103.2884 | 45093 | 62660 | 1025 Traveller Solar, LLC | 63184 | CI-II Mitchell Holding LLC | IPP Non-CHP | 724 Harvey Faulk Rd | Sanford | Lee | North Carolina | 27332 | solar | Solar = 5 MW | Solar Photovoltaic | 5 | 5 | [9 empty] | 5 |  |  | EIA-860, EIA-860M and EIA-923 | 202406 | -79.1263 | 35.4273
-8995363.4797 | 4327771.478 | 45094 | 62661 | 1047 Little Mountain Solar, LLC | 63184 | CI-II Mitchell Holding LLC | IPP Non-CHP | 4417 Little Mountain Rd | Jonesville | Yadkin | North Carolina | 28642 | solar | Solar = 3 MW | Solar Photovoltaic | 3 | 3 | [9 empty] | 3 |  |  | EIA-860, EIA-860M and EIA-923 | 202406 | -80.8067 | 36.1971
-8763257.6659 | 4221373.2517 | 45095 | 62662 | Ennis Solar, LLC | 63184 | CI-II Mitchell Holding LLC | IPP Non-CHP | 447 Sheriff Johnson Rd | Lillington | Harnett | North Carolina | 27546 | solar | Solar = 5 MW | Solar Photovoltaic | 5 | 5 | [9 empty] | 5 |  |  | EIA-860, EIA-860M and EIA-923 | 202406 | -78.7217 | 35.422
-11664458.4426 | 4908081.6893 | 45096 | 62663 | Gilcrest Solar | 63249 | Terraform Arcadia | IPP Non-CHP | 14486 County Road 42 | Platteville | Weld | Colorado | 80651 | solar | Solar = 1.5 MW | Solar Photovoltaic | 1.5 | 1.5 | [9 empty] | 1.5 |  |  | EIA-860, EIA-860M and EIA-923 | 202406 | -104.7836 | 40.2894
-11639860.3974 | 4813530.9606 | 45097 | 62664 | Quincy Solar | 63249 | Terraform Arcadia | IPP Non-CHP | 37055 E. County Rd. 30 | Watkins | Arapahoe | Colorado | 80136 | solar | Solar = 1.5 MW | Solar Photovoltaic | 1.5 | 1.5 | [9 empty] | 1.5 |  |  | EIA-860, EIA-860M and EIA-923 | 202406 | -104.5626 | 39.6384
-12468363.166 | 4700285.8376 | 45098 | 62666 | Sigurd Solar LLC | 62146 | Sigurd Solar LLC | IPP Non-CHP | 1725 W. Substation Rd. | Sigurd | Sevier | Utah | 84657 | solar | Solar = 80 MW | Solar Photovoltaic | 80 | 80 | [9 empty] | 80 |  |  | EIA-860, EIA-860M and EIA-923 | 202406 | -112.0052 | 38.8505
-11695642.8169 | 4863269.6735 | 45099 | 62667 | Lafayette Horizon Solar CSG LLC | 61012 | AES Distributed Energy | IPP Non-CHP | 1385 Horizon Ave. | Lafayette | Boulder | Colorado | 80026 | solar | Solar = 1.6 MW | Solar Photovoltaic | 1.6 | 1.6 | [9 empty] | 1.6 |  |  | EIA-860, EIA-860M and EIA-923 | 202406 | -105.0637 | 39.9816
-9035469.1092 | 4244762.3507 | 45100 | 62668 | Maiden Creek Solar Power Plant | 5416 | Duke Energy Carolinas, LLC | Electric Utility | TBD - Diddley Dadburn Road | Maiden | Catawba | North Carolina | 28650 | solar | Solar = 69.3 MW | Solar Photovoltaic | 69.3 | 69.3 | [9 empty] | 69.3 |  |  | EIA-860, EIA-860M and EIA-923 | 202406 | -81.167 | 35.593
-9031828.9619 | 4207780.788 | 45101 | 62669 | Gaston Solar Power Plant | 5416 | Duke Energy Carolinas, LLC | Electric Utility | 345 Neal Road | Cherryville Township | Gaston | North Carolina | 28016 | solar | Solar = 25 MW | Solar Photovoltaic | 25 | 25 | [9 empty] | 25 |  |  | EIA-860, EIA-860M and EIA-923 | 202406 | -81.1343 | 35.3224
-9329665.3727 | 4733641.3063 | 45102 | 62670 | Hecate Energy Highland LLC | 62153 | Hecate Energy Highland LLC | IPP Non-CHP | TBD | Buford | Highland | Ohio | 45171 | solar | Solar = 300 MW | Solar Photovoltaic | 300 | 300 | [9 empty] | 300 |  |  | EIA-860, EIA-860M and EIA-923 | 202406 | -83.8098 | 39.0835
-13586778.7354 | 4497124.2788 | 45103 | 62671 | Equinix Caspian Dr. Fuel Cell | 62150 | 2016 ESA Project Company, LLC | IPP Non-CHP | 255 Caspian Drive | Sunnyvale | Santa Clara | California | 94089 | natural gas | Natural Gas = 4.8 MW | Other Natural Gas | 4.8 | 4.8 | [6 empty] | 4.8 | [5 empty] | EIA-860, EIA-860M and EIA-923 | 202406 | -122.0521 | 37.4151
-7977381.5794 | 5152263.254 | 45104 | 62672 | Nautilus Goat Island Solar LLC (CSG) | 61227 | Nautilus Solar Solutions | IPP Non-CHP | 600 Broncos Highway | Burrillville | Providence | Rhode Island | 2839 | solar | Solar = 2.5 MW | Solar Photovoltaic | 2.5 | 2.5 | [9 empty] | 2.5 |  |  | EIA-860, EIA-860M and EIA-923 | 202406 | -71.662 | 41.9418
-13171550.4669 | 4127100.766 | 45105 | 62673 | Antelope Expansion 3A | 61012 | AES Distributed Energy | IPP Non-CHP | TBD | Lancaster | Los Angeles | California | 93536 | solar | Solar = 15 MW | Solar Photovoltaic | 15 | 15 | [9 empty] | 15 |  |  | EIA-860, EIA-860M and EIA-923 | 202406 | -118.3221 | 34.7289
-13171604.0116 | 4125917.0063 | 45106 | 62674 | Antelope Expansion 3B | 61012 | AES Distributed Energy | IPP Non-CHP | TBD | Lancaster | Los Angeles | California | 93536 | solar | Solar = 5 MW | Solar Photovoltaic | 5 | 5 | [9 empty] | 5 |  |  | EIA-860, EIA-860M and EIA-923 | 202406 | -118.3225 | 34.7202
-8589271.2018 | 4500210.125 | 45107 | 62675 | Skipjack Solar Center | 61012 | AES Distributed Energy | IPP Non-CHP | TBD | Wayside | Charles City | Virginia | 23030 | solar | Solar = 175 MW | Solar Photovoltaic | 175 | 175 | [9 empty] | 175 |  |  | EIA-860, EIA-860M and EIA-923 | 202406 | -77.1587 | 37.4371
-9970747.0844 | 5311490.5707 | 45108 | 62676 | Epic Verona | 61702 | Epic Hosting, LLC | Commercial Non-CHP | 1979 Milky Way | Verona | Dane | Wisconsin | 53593 | petroleum | Petroleum = 43.7 MW,Solar = 1.8 MW | Petroleum Liquids; Solar Photovoltaic; | 45.5 | 45.5 | [8 empty] | 43.7 | 1.8 |  |  | EIA-860, EIA-860M and EIA-923 | 202406 | -89.5687 | 42.9968
-9287260.4391 | 5209554.5026 | 45109 | 62677 | IKEA Canton Rooftop PV System | 57389 | IKEA Property Inc | Commercial Non-CHP | 41640 Ford Rd | Canton | Wayne | Michigan | 48187 | solar | Solar = 1 MW | Solar Photovoltaic | 1 | 1 | [9 empty] | 1 |  |  | EIA-860, EIA-860M and EIA-923 | 202406 | -83.4289 | 42.3235
-8680415.2594 | 4120078.3237 | 45110 | 62678 | Crooked Run | 62161 | Cubico USA, LLC | IPP Non-CHP | 3125 Watha Rd | Willard | Pender | North Carolina | 28478 | solar | Solar = 70.1 MW | Solar Photovoltaic | 70.1 | 70.1 | [9 empty] | 70.1 |  |  | EIA-860, EIA-860M and EIA-923 | 202406 | -77.9775 | 34.677
-8983186.3519 | 3940544.5751 | 45111 | 62679 | Palmetto Plains | 62161 | Cubico USA, LLC | IPP Non-CHP | 1440 Bowman Branch Hwy | Bowman | Orangeburg | South Carolina | 29018 | solar | Solar = 75 MW | Solar Photovoltaic | 75 | 75 | [9 empty] | 75 |  |  | EIA-860, EIA-860M and EIA-923 | 202406 | -80.6973 | 33.3402
-8251248.7887 | 4995928.7612 | 45112 | 62680 | Garfield Solar | 56990 | NJR Clean Energy Ventures Corporation | IPP Non-CHP | 141 Lanza Avenue | Garfield Township | Bergen | New Jersey | 7026 | solar | Solar = 4.2 MW | Solar Photovoltaic | 4.2 | 4.2 | [9 empty] | 4.2 |  |  | EIA-860, EIA-860M and EIA-923 | 202406 | -74.1222 | 40.8886
-9828536.5462 | 4886057.583 | 45113 | 62681 | CED Champaign Solar LLC | 56769 | Consolidated Edison Development Inc. | IPP Non-CHP | 2400 Bradley Ave | Champaign | Champaign | Illinois | 67821 | solar | Solar = 1.6 MW | Solar Photovoltaic | 1.6 | 1.6 | [9 empty] | 1.6 |  |  | EIA-860, EIA-860M and EIA-923 | 202406 | -88.2912 | 40.1383
-10471507.1271 | 4311951.78 | 45114 | 62682 | Noland Wastewater Treatment Plant Hybrid | 61204 | Today's Power, Inc. | Commercial Non-CHP | 16531 Wyman WC 48 | Fayetteville | Washington | Arkansas | 72701 | batteries | Battery = 6 MW, Solar = 5 MW | Batteries; Solar Photovoltaic; | 11 | 11 | 6 | [8 empty] | 5 |  |  | EIA-860, EIA-860M and EIA-923 | 202406 | -94.0671 | 36.0823
-10479625.6575 | 4306312.561 | 45115 | 62683 | Westside Wastewater Treatment Plant Hybrid | 61204 | Today's Power, Inc. | Commercial Non-CHP | 415 N Broyles Ave | Fayetteville | Washington | Arkansas | 72704 | batteries | Battery = 6 MW, Solar = 5 MW | Batteries; Solar Photovoltaic; | 11 | 11 | 6 | [8 empty] | 5 |  |  | EIA-860, EIA-860M and EIA-923 | 202406 | -94.1401 | 36.0414
-8478269.8621 | 4894834.0519 | 45116 | 62686 | TPE Pennsylvania Solar 1, LLC | 62627 | Cardinal Renewables | IPP Non-CHP | 15 Springhouse Road | Ephrata | Lancaster | Pennsylvania | 17522 | solar | Solar = 3.6 MW | Solar Photovoltaic | 3.6 | 3.6 | [9 empty] | 3.6 |  |  | EIA-860, EIA-860M and EIA-923 | 202406 | -76.1616 | 40.1985
-13604801.8063 | 4602174.6417 | 45117 | 62687 | American Canyon Solar | 62162 | RP Napa Solar 1, LLC | IPP Non-CHP | 2180 American Canyon Road | American Canyon | Napa | California | 94503 | solar | Solar = 3 MW | Solar Photovoltaic | 3 | 3 | [9 empty] | 3 |  |  | EIA-860, EIA-860M and EIA-923 | 202406 | -122.214 | 38.1609
-13551880.743 | 4471037.7744 | 45118 | 62688 | Malech Solar Farm | 62628 | County of Santa Clara (CA) | IPP Non-CHP | 9505 Malech Rd | San Jose | Santa Clara | California | 95138 | solar | Solar = 3.1 MW | Solar Photovoltaic | 3.1 | 3.1 | [9 empty] | 3.1 |  |  | EIA-860, EIA-860M and EIA-923 | 202406 | -121.7386 | 37.2287
-13560392.6765 | 4479180.8684 | 45119 | 62689 | Hellyer Solar Farm | 62628 | County of Santa Clara (CA) | IPP Non-CHP | 985 Hellyer Ave | San Jose | Santa Clara | California | 95111 | solar | Solar = 2.2 MW | Solar Photovoltaic | 2.2 | 2.2 | [9 empty] | 2.2 |  |  | EIA-860, EIA-860M and EIA-923 | 202406 | -121.8151 | 37.287
-13565513.2618 | 4476673.9956 | 45120 | 62690 | Guadalupe Solar Farm | 62628 | County of Santa Clara (CA) | IPP Non-CHP | 783 Amanda Drive | San Jose | Santa Clara | California | 95136 | solar | Solar = 1.7 MW | Solar Photovoltaic | 1.7 | 1.7 | [9 empty] | 1.7 |  |  | EIA-860, EIA-860M and EIA-923 | 202406 | -121.8611 | 37.269
-8463954.8435 | 4337836.8382 | 45121 | 62691 | Shiloh Hwy Solar | 62157 | Shiloh Hwy 1108 Solar, LLC | IPP Non-CHP | 120 Sassafras Lane | Shiloh | Camden | North Carolina | 27973 | solar | Solar = 5 MW | Solar Photovoltaic | 5 | 5 | [9 empty] | 5 |  |  | EIA-860, EIA-860M and EIA-923 | 202406 | -76.033 | 36.27
-8466737.8308 | 4346124.3871 | 45122 | 62692 | Sandy Solar | 62158 | Sandy Solar, LLC | IPP Non-CHP | 466 Sandy Hook Rd | Shiloh Township | Camden | North Carolina | 27973 | solar | Solar = 5 MW | Solar Photovoltaic | 5 | 5 | [9 empty] | 5 |  |  | EIA-860, EIA-860M and EIA-923 | 202406 | -76.058 | 36.33
-8527329.4749 | 4339739.3719 | 45123 | 62693 | Chowan Jehu Solar | 62159 | Chowan Jehu Road Solar, LLC | IPP Non-CHP | 118 Jehu Solar | Tyner | Chowan | North Carolina | 27980 | solar | Solar = 5 MW | Solar Photovoltaic | 5 | 5 | [9 empty] | 5 |  |  | EIA-860, EIA-860M and EIA-923 | 202406 | -76.6023 | 36.2838
-8094111.4201 | 5206882.3887 | 45124 | 62695 | CED Northampton Solar LLC Hybrid | 56769 | Consolidated Edison Development Inc. | IPP Non-CHP | 988 Ryan Road | Northampton | Hampshire | Massachusetts | 1035 | solar | Battery = 2.3 MW, Solar = 4.3 MW | Batteries; Solar Photovoltaic; | 6.6 | 6.6 | 2.3 | [8 empty] | 4.3 |  |  | EIA-860, EIA-860M and EIA-923 | 202406 | -72.7106 | 42.3057
-10350396.7531 | 5548093.8932 | 45125 | 62696 | FastSun 2 CSG | 60281 | Altus Power America Management, LLC | IPP Non-CHP | 28820 Felton Avenue | Randolph Township | Dakota | Minnesota | 55065 | solar | Solar = 1 MW | Solar Photovoltaic | 1 | 1 | [9 empty] | 1 |  |  | EIA-860, EIA-860M and EIA-923 | 202406 | -92.9792 | 44.5317
-13576790.0375 | 4493093.8877 | 45126 | 62697 | Mission College Blvd. Fuel Cell | 62150 | 2016 ESA Project Company, LLC | IPP Non-CHP | 200 Mission College Blvd. | Santa Clara | Santa Clara | California | 95054 | natural gas | Natural Gas = 5 MW | Other Natural Gas | 5 | 5 | [6 empty] | 5 | [5 empty] | EIA-860, EIA-860M and EIA-923 | 202406 | -121.9624 | 37.3863
-13118479.9016 | 4008809.7898 | 45127 | 62698 | Kaiser East La Palma Ave. Fuel Cell | 62150 | 2016 ESA Project Company, LLC | IPP Non-CHP | 334 East La Palma Ave. | Anaheim | Orange | California | 92806 | natural gas | Natural Gas = 2.2 MW | Other Natural Gas | 2.2 | 2.2 | [6 empty] | 2.2 | [5 empty] | EIA-860, EIA-860M and EIA-923 | 202406 | -117.8453 | 33.851
-13555576.9954 | 4572603.4762 | 45128 | 62699 | Kaiser Deer Valley Rd. Fuel Cell | 62150 | 2016 ESA Project Company, LLC | IPP Non-CHP | 5601 Deer Valley Rd. | Antioch | Contra Costa | California | 94531 | natural gas | Natural Gas = 1.4 MW | Other Natural Gas | 1.4 | 1.4 | [6 empty] | 1.4 | [5 empty] | EIA-860, EIA-860M and EIA-923 | 202406 | -121.7718 | 37.9517
-13569199.1615 | 4537023.7971 | 45129 | 62700 | Kaiser Owens Dr. Fuel Cell | 62150 | 2016 ESA Project Company, LLC | IPP Non-CHP | 5840 Owens Dr. | Pleasanton | Alameda | California | 94588 | natural gas | Natural Gas = 1 MW | Other Natural Gas | 1 | 1 | [6 empty] | 1 | [5 empty] | EIA-860, EIA-860M and EIA-923 | 202406 | -121.8942 | 37.6992
-13611373.6637 | 4615479.0498 | 45130 | 62701 | Kaiser Napa Valley Corporate Dr Fuel Cell | 62150 | 2016 ESA Project Company, LLC | IPP Non-CHP | 2600 Napa Valley Corporate Dr. | Napa | Napa | California | 94558 | natural gas | Natural Gas = 4.8 MW | Other Natural Gas | 4.8 | 4.8 | [6 empty] | 4.8 | [5 empty] | EIA-860, EIA-860M and EIA-923 | 202406 | -122.273 | 38.2548
-13556775.9063 | 4472748.3341 | 45131 | 62702 | Equinix Great Oaks Blvd. Fuel Cell | 62150 | 2016 ESA Project Company, LLC | IPP Non-CHP | 11 Great Oaks Blvd. | San Jose | Santa Clara | California | 95119 | natural gas | Natural Gas = 4.5 MW | Other Natural Gas | 4.5 | 4.5 | [6 empty] | 4.5 | [5 empty] | EIA-860, EIA-860M and EIA-923 | 202406 | -121.7826 | 37.241
-13568616.9605 | 4493392.3095 | 45132 | 62703 | Equinix Lundy Ave. Fuel Cell | 62150 | 2016 ESA Project Company, LLC | IPP Non-CHP | 1735 Lundy Ave. | San Jose | Santa Clara | California | 95131 | natural gas | Natural Gas = 4.9 MW | Other Natural Gas | 4.9 | 4.9 | [6 empty] | 4.9 | [5 empty] | EIA-860, EIA-860M and EIA-923 | 202406 | -121.889 | 37.3885
-13178505.5974 | 4018226.0128 | 45133 | 62704 | Equinix Douglas St. Fuel Cell | 62150 | 2016 ESA Project Company, LLC | IPP Non-CHP | 445 North Douglas St. | El Segundo | Los Angeles | California | 90245 | natural gas | Natural Gas = 2 MW | Other Natural Gas | 2 | 2 | [6 empty] | 2 | [5 empty] | EIA-860, EIA-860M and EIA-923 | 202406 | -118.3845 | 33.9212
-13179629.9243 | 4018792.1451 | 45134 | 62705 | Equinix Maple Ave. Fuel Cell | 62150 | 2016 ESA Project Company, LLC | IPP Non-CHP | 1920 E. Maple Ave | El Segundo | Los Angeles | California | 90245 | natural gas | Natural Gas = 2 MW | Other Natural Gas | 2 | 2 | [6 empty] | 2 | [5 empty] | EIA-860, EIA-860M and EIA-923 | 202406 | -118.3946 | 33.9254
-10470712.6398 | 5588422.6734 | 45135 | 62706 | Helen Solar CSG | 60281 | Altus Power America Management, LLC | IPP Non-CHP | 3239 120th St. | Plato | McLeod | Minnesota | 55370 | solar | Solar = 4 MW | Solar Photovoltaic | 4 | 4 | [9 empty] | 4 |  |  | EIA-860, EIA-860M and EIA-923 | 202406 | -94.06 | 44.7894
-10383326.8396 | 5501906.769 | 45136 | 62707 | Walcott Solar CSG | 60281 | Altus Power America Management, LLC | IPP Non-CHP | 24296 Albers Ave. | Faribault | Rice | Minnesota | 55021 | solar | Solar = 4 MW | Solar Photovoltaic | 4 | 4 | [9 empty] | 4 |  |  | EIA-860, EIA-860M and EIA-923 | 202406 | -93.275 | 44.2352
-10369751.3164 | 5530222.7275 | 45137 | 62708 | Northfield Solar CSG | 60281 | Altus Power America Management, LLC | IPP Non-CHP | 7609 Dennison Blvd. | Northfield | Rice | Minnesota | 55057 | solar | Solar = 5 MW | Solar Photovoltaic | 5 | 5 | [9 empty] | 5 |  |  | EIA-860, EIA-860M and EIA-923 | 202406 | -93.1531 | 44.4171
-10397188.1199 | 5500398.7224 | 45138 | 62709 | Warsaw Solar CSG | 60281 | Altus Power America Management, LLC | IPP Non-CHP | 6651 250th St. W. | Morristown | Rice | Minnesota | 55052 | solar | Solar = 2 MW | Solar Photovoltaic | 2 | 2 | [9 empty] | 2 |  |  | EIA-860, EIA-860M and EIA-923 | 202406 | -93.3995 | 44.2255
-8572343.96 | 4703661.3536 | 45139 | 62710 | Nationals | 63249 | Terraform Arcadia | IPP Non-CHP | 1500 S. Capital St. SE | Washington | District of Columbia | District of Columbia | 20003 | solar | Solar = 1 MW | Solar Photovoltaic | 1 | 1 | [9 empty] | 1 |  |  | EIA-860, EIA-860M and EIA-923 | 202406 | -77.0067 | 38.8742
-10820676.2947 | 5185215.6602 | 45140 | 62711 | Plum Creek Wind Project (NE) | 62633 | Plum Creek Wind, LLC | IPP Non-CHP | 56660 851st Road | Winside | Wayne | Nebraska | 68790 | wind | Wind = 230 MW | Onshore Wind Turbine | 230 | 230 | [10 empty] | 230 |  | EIA-860, EIA-860M and EIA-923 | 202406 | -97.2038 | 42.1616
-8327553.6243 | 4879441.266 | 45141 | 62712 | Burlington Coat Factory Solar | 62155 | DG Northeast Solar II, LLC | IPP Non-CHP | 2006 Route 130N | Florence | Burlington | New Jersey | 8518 | solar | Solar = 2.6 MW | Solar Photovoltaic | 2.6 | 2.6 | [9 empty] | 2.6 |  |  | EIA-860, EIA-860M and EIA-923 | 202406 | -74.8077 | 40.0928
-8356249.34 | 4988300.3041 | 45142 | 62713 | DSM Nutritional Products Solar | 62155 | DG Northeast Solar II, LLC | IPP Non-CHP | 200 Manunkachunk Road | Township of White | Warren | New Jersey | 7823 | solar | Solar = 10 MW | Solar Photovoltaic | 10 | 10 | [9 empty] | 10 |  |  | EIA-860, EIA-860M and EIA-923 | 202406 | -75.0655 | 40.8368
-16223790.5306 | 8521063.2393 | 45143 | 62714 | Eyak Service Center BESS | 40215 | Cordova Electric Coop, Inc | Electric Utility | 308 LeFevrre | Cordova | Valdez Cordova | Alaska | 99574 | batteries | Battery = 1 MW | Batteries | 1 | 1 | 1 | [11 empty] | EIA-860, EIA-860M and EIA-923 | 202406 | -145.7408 | 60.5405
-10834679.2847 | 3968423.3552 | 45144 | 62715 | Wildcat Creek Wind Farm LLC | 62635 | Wildcat Creek Wind Farm LLC | IPP Non-CHP | 7234 FM 1198 | Gainesville | Cooke | Texas | 76240 | wind | Wind = 175.3 MW | Onshore Wind Turbine | 175.3 | 175.3 | [10 empty] | 175.3 |  | EIA-860, EIA-860M and EIA-923 | 202406 | -97.3296 | 33.5491
-12069222.679 | 4728092.828 | 45145 | 62718 | Mesa CSG 2 Massicotte | 60531 | Standard Solar | IPP Non-CHP | 3411 C Road | Palisade | Mesa | Colorado | 81526 | solar | Solar = 1.5 MW | Solar Photovoltaic | 1.5 | 1.5 | [9 empty] | 1.5 |  |  | EIA-860, EIA-860M and EIA-923 | 202406 | -108.4197 | 39.0448
-12094180.2862 | 4737266.0912 | 45146 | 62719 | Mesa CSG 1 Murdock | 60531 | Standard Solar | IPP Non-CHP | 2169 River Road | Grand Junction | Mesa | Colorado | 81526 | solar | Solar = 1.5 MW | Solar Photovoltaic | 1.5 | 1.5 | [9 empty] | 1.5 |  |  | EIA-860, EIA-860M and EIA-923 | 202406 | -108.6439 | 39.1088
-8493725.5715 | 4714287.3023 | 45147 | 62720 | Chester Woods Point Solar, LLC CSG | 62634 | Chester Woods Point Solar, LLC | IPP Non-CHP | 400 Woods Point Road | Chester | Queen Annes | Maryland | 21619 | solar | Solar = 2 MW | Solar Photovoltaic | 2 | 2 | [9 empty] | 2 |  |  | EIA-860, EIA-860M and EIA-923 | 202406 | -76.3004 | 38.9484
-8778140.414 | 5284384.8562 | 45148 | 62721 | Steel Sun 2: 2303-III-9 Hamburg Tpke | 59474 | BQ Energy LLC | IPP Non-CHP | 2303-III-9 Hamburg Tpke | Lackawanna | Erie | New York | 14218 | solar | Solar = 2 MW | Solar Photovoltaic | 2 | 2 | [9 empty] | 2 |  |  | EIA-860, EIA-860M and EIA-923 | 202406 | -78.8554 | 42.8185
-8778011.2833 | 5283270.3776 | 45149 | 62722 | Steel Sun 2: 2303-III-4 Hamburg Tpke | 59474 | BQ Energy LLC | IPP Non-CHP | 2303-III-4 Hamburg Tpke | Lackawanna | Erie | New York | 14218 | solar | Solar = 2 MW | Solar Photovoltaic | 2 | 2 | [9 empty] | 2 |  |  | EIA-860, EIA-860M and EIA-923 | 202406 | -78.8542 | 42.8111
-8777916.9957 | 5282945.1945 | 45150 | 62723 | Steel Sun 2: 2303-III-2 Hamburg Tpke | 59474 | BQ Energy LLC | IPP Non-CHP | 2303-III-2 Hamburg Tpke | Lackawanna | Erie | New York | 14218 | solar | Solar = 2 MW | Solar Photovoltaic | 2 | 2 | [9 empty] | 2 |  |  | EIA-860, EIA-860M and EIA-923 | 202406 | -78.8534 | 42.809
-8732155.3342 | 5175689.895 | 45151 | 62724 | Homer Street West | 59474 | BQ Energy LLC | IPP Non-CHP | 251 Homer Street | Olean | Cattaraugus | New York | 14760 | solar | Solar = 1.6 MW | Solar Photovoltaic | 1.6 | 1.6 | [9 empty] | 1.6 |  |  | EIA-860, EIA-860M and EIA-923 | 202406 | -78.4423 | 42.0981
-8732006.6113 | 5175872.0292 | 45152 | 62725 | Homer Street East | 59474 | BQ Energy LLC | IPP Non-CHP | 231 Homer Street | Olean | Cattaraugus | New York | 14760 | solar | Solar = 1.6 MW | Solar Photovoltaic | 1.6 | 1.6 | [9 empty] | 1.6 |  |  | EIA-860, EIA-860M and EIA-923 | 202406 | -78.441 | 42.0993
-8124395.5536 | 5384841.0768 | 45153 | 62728 | MHG Wallingford | 60531 | Standard Solar | IPP Non-CHP | 139 Creek Road | Wallingford | Rutland | Vermont | 5773 | solar | Solar = 2.2 MW | Solar Photovoltaic | 2.2 | 2.2 | [9 empty] | 2.2 |  |  | EIA-860, EIA-860M and EIA-923 | 202406 | -72.9827 | 43.4769
-8687721.6028 | 4581648.8792 | 45154 | 62730 | Desper Solar | 58468 | Dominion Renewable Energy | Electric Utility | 1901 Waldrop Church Rd | Louisa | Louisa | Virginia | 23093 | solar | Solar = 88.2 MW | Solar Photovoltaic | 88.2 | 88.2 | [9 empty] | 88.2 |  |  | EIA-860, EIA-860M and EIA-923 | 202406 | -78.0431 | 38.0157
-9966706.7435 | 5329684.5797 | 45155 | 62731 | Middleton Airport Solar | 11479 | Madison Gas & Electric Co | Electric Utility | 8300 Airport Rd | Middleton | Dane | Wisconsin | 53562 | solar | Solar = 5.6 MW | Solar Photovoltaic | 5.6 | 5.6 | [9 empty] | 5.6 |  |  | EIA-860, EIA-860M and EIA-923 | 202406 | -89.5324 | 43.1163
-13597549.3415 | 4496552.3181 | 45156 | 62732 | Solar Star Palo Alto I, LLC | 62648 | DG 1 Acquisition Co., LLC | IPP Non-CHP | 1501 Page Mill Road | Palo Alto | Santa Clara | California | 94304 | solar | Solar = 1.3 MW | Solar Photovoltaic | 1.3 | 1.3 | [9 empty] | 1.3 |  |  | EIA-860, EIA-860M and EIA-923 | 202406 | -122.1489 | 37.411
-8038364.6228 | 5006701.581 | 45157 | 62733 | East Hampton Energy Storage Center | 62652 | East Hampton Energy Storage Center, LLC | IPP Non-CHP | 3 Cove Hollow Rd | East Hampton | Suffolk | New York | 11937 | batteries | Battery = 5 MW | Batteries | 5 | 5 | 5 | [11 empty] | EIA-860, EIA-860M and EIA-923 | 202406 | -72.2099 | 40.9618
-8011035.7991 | 5018225.7355 | 45158 | 62734 | Montauk Energy Storage Center | 62651 | Montauk Energy Storage Center, LLC | IPP Non-CHP | 10 N Shore Rd | Montauk | Suffolk | New York | 11954 | batteries | Battery = 5 MW | Batteries | 5 | 5 | 5 | [11 empty] | EIA-860, EIA-860M and EIA-923 | 202406 | -71.9644 | 41.0399
-9823332.5827 | 4877827.3419 | 45159 | 62735 | Phoenix Solar South Farms LLC Solar Farm | 62656 | Phoenix Solar South Farms LLC | IPP Non-CHP | 2407 SOUTH 1ST STREET | Champaign | Champaign | Illinois | 61820 | solar | Solar = 4.7 MW | Solar Photovoltaic | 4.7 | 4.7 | [9 empty] | 4.7 |  |  | EIA-860, EIA-860M and EIA-923 | 202406 | -88.2445 | 40.0817
-8612131.3271 | 5346634.9968 | 45160 | 62736 | Harbec Energy | 62657 | Harbec Energy | Industrial CHP | 358 Timothy Lane | Ontario | Wayne | New York | 14519 | wind | Natural Gas = 0.5 MW, Wind = 1.2 MW | Natural Gas Fired Combustion Turbine; Onshore Wind Turbine; | 1.7 | 1.7 | [6 empty] | 0.5 |  |  |  | 1.2 |  | EIA-860, EIA-860M and EIA-923 | 202406 | -77.3641 | 43.2273
-8753289.4508 | 5227560.4166 | 45161 | 62737 | West Valley West | 59474 | BQ Energy LLC | IPP Non-CHP | 5684 County Highway 86-2 | West Valley | Cattaraugus | New York | 14171 | solar | Solar = 5 MW | Solar Photovoltaic | 5 | 5 | [9 empty] | 5 |  |  | EIA-860, EIA-860M and EIA-923 | 202406 | -78.6321 | 42.4429
-8753288.3376 | 5227666.7662 | 45162 | 62738 | West Valley East | 59474 | BQ Energy LLC | IPP Non-CHP | 5684 County Highway 86-2 | West Valley | Cattaraugus | New York | 14171 | solar | Solar = 5 MW | Solar Photovoltaic | 5 | 5 | [9 empty] | 5 |  |  | EIA-860, EIA-860M and EIA-923 | 202406 | -78.6321 | 42.4436
-8373290.1276 | 4780534.9935 | 45163 | 62739 | KDC Solar ASGM | 65164 | CleanCapital Holdings | IPP Non-CHP | 407 SE Avenue | Bridgeton | Cumberland | New Jersey | 8302 | solar | Solar = 3.8 MW | Solar Photovoltaic | 3.8 | 3.8 | [9 empty] | 3.8 |  |  | EIA-860, EIA-860M and EIA-923 | 202406 | -75.2185 | 39.4097
-10365655.761 | 5570364.9876 | 45164 | 62740 | MSC-Empire01, LLC | 62660 | MSC-Empire01, LLC | IPP Non-CHP | 17921 Biscayne Ave | Farmington | Dakota | Minnesota | 55024 | solar | Solar = 1 MW | Solar Photovoltaic | 1 | 1 | [9 empty] | 1 |  |  | EIA-860, EIA-860M and EIA-923 | 202406 | -93.1163 | 44.6741
-8513350.4185 | 4881715.9313 | 45165 | 62741 | Mount Joy Wire | 62658 | Mount Joy Wire Corp | Industrial CHP | 1000 East Main Street | Mount Joy | Lancaster | Pennsylvania | 17552 | natural gas | Natural Gas = 1.1 MW | Natural Gas Internal Combustion Engine | 1.1 | 1.1 | [6 empty] | 1.1 | [5 empty] | EIA-860, EIA-860M and EIA-923 | 202406 | -76.4767 | 40.1085
-10181085.1509 | 5503192.0753 | 45166 | 62744 | Arcadia Solar | 62662 | Butter Solar, LLC | IPP Non-CHP | TBD | Arcadia | Trempealeau | Wisconsin | 54612 | solar | Solar = 5 MW | Solar Photovoltaic | 5 | 5 | [9 empty] | 5 |  |  | EIA-860, EIA-860M and EIA-923 | 202406 | -91.4582 | 44.2434
-13317573.6977 | 5710077.36 | 45167 | 62745 | Wheatridge Hybrid | 62668 | Wheatridge Wind Holdings, LLC | IPP Non-CHP | Strawberry East Rd | Morrow | Morrow | Oregon | 97843 | wind | Battery = 30 MW, Solar = 50 MW,Wind = 200 MW | Batteries; Solar Photovoltaic; Onshore Wind Turbine | 280 | 280 | 30 | [8 empty] | 50 | 200 |  | EIA-860, EIA-860M and EIA-923 | 202406 | -119.6338 | 45.5598
-8272643.5043 | 4900559.5777 | 45168 | 62746 | KDC Solar CSCP LLC | 65164 | CleanCapital Holdings | IPP Non-CHP | 901 West Main Street | Freehold | Monmouth | New Jersey | 7728 | solar | Solar = 3.4 MW | Solar Photovoltaic | 3.4 | 3.4 | [9 empty] | 3.4 |  |  | EIA-860, EIA-860M and EIA-923 | 202406 | -74.3144 | 40.2378
-9345110.1728 | 4533964.7708 | 45169 | 62747 | Matilda Hamilton Fee Hydroelectric Station | 62661 | Lock 12 Hydro Partners, LLC | IPP Non-CHP | 1624 Kirkland Avenue | Ravenna | Estill | Kentucky | 40472 | hydroelectric | Hydroelectric = 2.5 MW | Conventional Hydroelectric | 2.5 | 2.5 |  |  |  |  | 2.5 | [7 empty] | EIA-860, EIA-860M and EIA-923 | 202406 | -83.9486 | 37.6775
-9173903.245 | 3210104.4594 | 45170 | 62750 | Little Manatee River Solar | 18454 | Tampa Electric Co | Electric Utility | 2193 23rd Street SE | Ruskin | Hillsborough | Florida | 33570 | solar | Solar = 74.5 MW | Solar Photovoltaic | 74.5 | 74.5 | [9 empty] | 74.5 |  |  | EIA-860, EIA-860M and EIA-923 | 202406 | -82.4106 | 27.6913
-9419027.0939 | 5040758.772 | 45171 | 62752 | LafargeHolcim - Paulding Wind Project | 62644 | OEE XXVIII LLC | Industrial Non-CHP | 11435 Road 176 | Paulding | Paulding | Ohio | 45879 | wind | Wind = 4.5 MW | Onshore Wind Turbine | 4.5 | 4.5 | [10 empty] | 4.5 |  | EIA-860, EIA-860M and EIA-923 | 202406 | -84.6126 | 41.1924
-10647832.9703 | 3394645.258 | 45172 | 62753 | Prospect Storage | 61728 | GlidePath Power Operations LLC | IPP Non-CHP | 250 Ellis Lane | West Columbia | Brazoria | Texas | 77486 | batteries | Battery = 9.9 MW | Batteries | 9.9 | 9.9 | 9.9 | [11 empty] | EIA-860, EIA-860M and EIA-923 | 202406 | -95.6511 | 29.1492
-13045898.4804 | 3860023.4362 | 45173 | 62754 | San Diego International Airport BESS | 61420 | ENGIE Storage Services NA LLC | Commercial Non-CHP | T2W Parking Lot 3835 N. Harbor | San Diego | San Diego | California | 92101 | batteries | Battery = 2 MW | Batteries | 2 | 2 | 2 | [11 empty] | EIA-860, EIA-860M and EIA-923 | 202406 | -117.1933 | 32.7338
-11448140.8497 | 3801158.0342 | 45174 | 62755 | Prospero Solar | 65890 | Prospero Energy Project, LLC (Longroad) | IPP Non-CHP | 7598 SW 540 | Andrews | Andrews | Texas | 79714 | solar | Solar = 300 MW | Solar Photovoltaic | 300 | 300 | [9 empty] | 300 |  |  | EIA-860, EIA-860M and EIA-923 | 202406 | -102.8404 | 32.2879
-11860782.4985 | 4184654.7344 | 45175 | 62756 | RC Energy AA LLC Solar Facility | 62655 | RC Energy AA LLC | IPP Non-CHP | 6400 Wyoming Road | Albuquerque | Bernalillo | New Mexico | 87109 | solar | Solar = 1 MW | Solar Photovoltaic | 1 | 1 | [9 empty] | 1 |  |  | EIA-860, EIA-860M and EIA-923 | 202406 | -106.5472 | 35.1527
-7899052.1763 | 5150774.5692 | 45176 | 62757 | Bridgewater Complex Co-Generation Plant | 62677 | Massachusetts Department of Correction | Commercial CHP | 12A Titicut St | Bridgewater | Bristol | Massachusetts | 1757 | natural gas | Natural Gas = 1.5 MW | Natural Gas Fired Combustion Turbine | 1.5 | 1.5 | [6 empty] | 1.5 | [5 empty] | EIA-860, EIA-860M and EIA-923 | 202406 | -70.9584 | 41.9318
-8643958.4601 | 4382111.1206 | 45177 | 62758 | Meherrin Solar | 58468 | Dominion Renewable Energy | Electric Utility | 1119 Pine Log Road | Skippers | Greensville | Virginia | 23879 | solar | Solar = 59.6 MW | Solar Photovoltaic | 59.6 | 59.6 | [9 empty] | 59.6 |  |  | EIA-860, EIA-860M and EIA-923 | 202406 | -77.65 | 36.59
-8306883.042 | 5064994.2438 | 45178 | 62759 | Greenville CSG | 60281 | Altus Power America Management, LLC | IPP Non-CHP | 1760 Greenville Tpke | Port Jervis | Orange | New York | 2839 | solar | Solar = 2 MW | Solar Photovoltaic | 2 | 2 | [9 empty] | 2 |  |  | EIA-860, EIA-860M and EIA-923 | 202406 | -74.622 | 41.356
-7962853.4953 | 5191510.4663 | 45179 | 62760 | Hopkinton CSG | 60281 | Altus Power America Management, LLC | IPP Non-CHP | 147 Lumber Street | Hopkinton | Middlesex | Massachusetts | 1748 | solar | Solar = 2 MW | Solar Photovoltaic | 2 | 2 | [9 empty] | 2 |  |  | EIA-860, EIA-860M and EIA-923 | 202406 | -71.5315 | 42.2035
-8269702.3321 | 5062473.4109 | 45180 | 62761 | Chester CSG | 60281 | Altus Power America Management, LLC | IPP Non-CHP | 215 Black Meadow Road | Chester | Orange | New York | 10918 | solar | Solar = 2 MW | Solar Photovoltaic | 2 | 2 | [9 empty] | 2 |  |  | EIA-860, EIA-860M and EIA-923 | 202406 | -74.288 | 41.339
-10585292.6785 | 3447419.9702 | 45181 | 62762 | NASA Johnson Space Center CHP | 58303 | Energy Systems Group LLC | IPP CHP | Building 24 N, 2101 NASA Parkw | Houston | Harris | Texas | 77058 | natural gas | Natural Gas = 10.6 MW | Natural Gas Fired Combustion Turbine | 11.2 | 10.6 | [6 empty] | 10.6 | [5 empty] | EIA-860, EIA-860M and EIA-923 | 202406 | -95.0893 | 29.5624
-7882585.2406 | 5146902.8014 | 45182 | 62763 | Carver CSG | 60281 | Altus Power America Management, LLC | IPP Non-CHP | 42 Fuller Street | Carver | Plymouth | Massachusetts | 2330 | solar | Solar = 2 MW | Solar Photovoltaic | 2 | 2 | [9 empty] | 2 |  |  | EIA-860, EIA-860M and EIA-923 | 202406 | -70.8105 | 41.906
-8300092.553 | 5063363.0415 | 45183 | 62764 | Westtown CSG | 60281 | Altus Power America Management, LLC | IPP Non-CHP | 10 Browns Road | Westtown | Orange | New York | 2839 | solar | Solar = 2 MW | Solar Photovoltaic | 2 | 2 | [9 empty] | 2 |  |  | EIA-860, EIA-860M and EIA-923 | 202406 | -74.561 | 41.345
-11101491.1761 | 3992896.9196 | 45184 | 62765 | El Campo Wind | 65905 | El Campo Wind, LLC (Longroad) | IPP Non-CHP | 5309 FM 1756 East | Truscott | Knox | Texas | 79227 | wind | Wind = 242.8 MW | Onshore Wind Turbine | 242.8 | 242.8 | [10 empty] | 242.8 |  | EIA-860, EIA-860M and EIA-923 | 202406 | -99.7264 | 33.7322
-9549603.0755 | 4673370.8268 | 45185 | 62766 | Scottsburg Solar Park | 9234 | Indiana Municipal Power Agency | Electric Utility | S. Meranda Lane | Scottsburg | Scott | Indiana | 47374 | solar | Solar = 7.1 MW | Solar Photovoltaic | 7.1 | 7.1 | [9 empty] | 7.1 |  |  | EIA-860, EIA-860M and EIA-923 | 202406 | -85.7855 | 38.662
-9525639.8853 | 4936112.6555 | 45186 | 62767 | Gas City Solar Park | 9234 | Indiana Municipal Power Agency | Electric Utility | 5493 E. 500 S | Gas City | Grant | Indiana | 46933 | solar | Solar = 2.5 MW | Solar Photovoltaic | 2.5 | 2.5 | [9 empty] | 2.5 |  |  | EIA-860, EIA-860M and EIA-923 | 202406 | -85.5703 | 40.4812
-8768846.9063 | 4413845.6419 | 45187 | 62768 | Piney Creek Solar | 5248 | Dominion Energy Inc. | Electric Utility | Rodgers Chapel Road | Clover | Halifax | Virginia | 24534 | solar | Solar = 80 MW | Solar Photovoltaic | 80 | 80 | [9 empty] | 80 |  |  | EIA-860, EIA-860M and EIA-923 | 202406 | -78.7719 | 36.8186
-9518406.9014 | 5038265.2489 | 45188 | 62769 | Columbia City Solar Park | 9234 | Indiana Municipal Power Agency | Electric Utility | Opportunity Drive | Columbia City | Whitley | Indiana | 46725 | solar | Solar = 4.3 MW | Solar Photovoltaic | 4.3 | 4.3 | [9 empty] | 4.3 |  |  | EIA-860, EIA-860M and EIA-923 | 202406 | -85.5053 | 41.1755
-9442740.9284 | 4842575.1563 | 45189 | 62770 | Richmond Solar Park 3 | 9234 | Indiana Municipal Power Agency | Electric Utility | 635 Commerce Road | Richmond | Wayne | Indiana | 47374 | solar | Solar = 6.5 MW | Solar Photovoltaic | 6.5 | 6.5 | [9 empty] | 6.5 |  |  | EIA-860, EIA-860M and EIA-923 | 202406 | -84.8256 | 39.839
-7960151.7712 | 5094911.9399 | 45190 | 62771 | Dry Bridge Solar (Brown University) | 61944 | MN8 Energy LLC | IPP Non-CHP | 471 Dry Bridge Road | North Kingstown | Washington | Rhode Island | 2852 | solar | Solar = 40 MW | Solar Photovoltaic | 40 | 40 | [9 empty] | 40 |  |  | EIA-860, EIA-860M and EIA-923 | 202406 | -71.5073 | 41.5574
-10695851.8572 | 3949116.6105 | 45191 | 62772 | Coniglio Solar | 62680 | BT Coniglio Solar LLC | IPP Non-CHP | 1986 County Road 3740 | Wolfe City | Fannin | Texas | 75496 | solar | Solar = 123.6 MW | Solar Photovoltaic | 123.6 | 123.6 | [9 empty] | 123.6 |  |  | EIA-860, EIA-860M and EIA-923 | 202406 | -96.0825 | 33.4045
-10818005.8514 | 3968443.3908 | 45192 | 62773 | BT Cooke Solar, LLC | 60496 | Adapture Renewables, Inc. | IPP Non-CHP | 965 West Spring Road | Gainsville | Cooke | Texas | 76240 | solar | Solar = 59 MW | Solar Photovoltaic | 59 | 59 | [9 empty] | 59 |  |  | EIA-860, EIA-860M and EIA-923 | 202406 | -97.1798 | 33.5493
-10655011.853 | 3825745.366 | 45193 | 62774 | Kellam Solar | 62682 | Kellam Solar, LLC | IPP Non-CHP | 9990 FM 773 | Ben Wheeler | Van Zandt | Texas | 75754 | solar | Solar = 59 MW | Solar Photovoltaic | 59 | 59 | [9 empty] | 59 |  |  | EIA-860, EIA-860M and EIA-923 | 202406 | -95.7156 | 32.4744
-9948469.16 | 4171788.3473 | 45194 | 62775 | Wildberry | 60496 | Adapture Renewables, Inc. | IPP Non-CHP | 15785 Highway 57 | Moscow | Fayette | Tennessee | 38057 | solar | Solar = 15 MW | Solar Photovoltaic | 15 | 15 | [9 empty] | 15 |  |  | EIA-860, EIA-860M and EIA-923 | 202406 | -89.3686 | 35.0582
-9671528.5308 | 4873164.8519 | 45195 | 62776 | Crawfordsville Solar Park 4 | 9234 | Indiana Municipal Power Agency | Electric Utility | 725 Tech Drive | Crawfordsville | Montgomery | Indiana | 47933 | solar | Solar = 2.3 MW | Solar Photovoltaic | 2.3 | 2.3 | [9 empty] | 2.3 |  |  | EIA-860, EIA-860M and EIA-923 | 202406 | -86.8808 | 40.0497
-8235553.2971 | 5155273.3575 | 45196 | 62777 | Ulster County Solar | 62684 | Ulster Solar LLC | IPP Non-CHP | 1951 Frank Sottile Blvd | Kingston | Ulster | New York | 12401 | solar | Solar = 1.4 MW | Solar Photovoltaic | 1.4 | 1.4 | [9 empty] | 1.4 |  |  | EIA-860, EIA-860M and EIA-923 | 202406 | -73.9812 | 41.9619
-9109719.2096 | 3540365.7056 | 45197 | 62778 | Hecate Energy Blair Road LLC | 62690 | Hecate Energy Blair Road LLC | IPP Non-CHP | 1908 Blair Road | Jacksonville | Duval | Florida | 3221 | solar | Solar = 4.2 MW | Solar Photovoltaic | 4 | 4.2 | [9 empty] | 4.2 |  |  | EIA-860, EIA-860M and EIA-923 | 202406 | -81.834 | 30.286
-10467220.3248 | 5606255.8678 | 45198 | 62779 | Novel Martin Solar One LLC (McLeod) CSG | 63359 | REA Investments, LLC | IPP Non-CHP | 19750 County Road 9 | Lester Prairie | McLeod | Minnesota | 55354 | solar | Solar = 1 MW | Solar Photovoltaic | 1 | 1 | [9 empty] | 1 |  |  | EIA-860, EIA-860M and EIA-923 | 202406 | -94.0286 | 44.9029
-8502942.0461 | 4531089.5748 | 45199 | 62780 | Rappahannock Solar, LLC | 62694 | Rappahannock Solar, LLC | IPP Non-CHP | Intersection of Rappahannock D | White Stone | Lancaster | Virginia | 22578 | solar | Solar = 1.5 MW | Solar Photovoltaic | 1.5 | 1.5 | [9 empty] | 1.5 |  |  | EIA-860, EIA-860M and EIA-923 | 202406 | -76.3832 | 37.657
-7958926.1436 | 5106116.0039 | 45200 | 62781 | 10 Briggs Solar NG, LLC (East) | 59254 | NuGen Capital Management | IPP Non-CHP | 10 Briggs Drive | East Greenwich | Kent | Rhode Island | 2818 | solar | Solar = 5 MW | Solar Photovoltaic | 5 | 5 | [9 empty] | 5 |  |  | EIA-860, EIA-860M and EIA-923 | 202406 | -71.4963 | 41.6327
-10856174.2992 | 3275197.9665 | 45201 | 62783 | Blackjack Creek Wind Farm | 56215 | RWE Renewables Americas, LLC | IPP Non-CHP | TBD | Skidmore | Bee | Texas | 78389 | wind | Wind = 239.6 MW | Onshore Wind Turbine | 239.6 | 239.6 | [10 empty] | 239.6 |  | EIA-860, EIA-860M and EIA-923 | 202406 | -97.5227 | 28.2078
-8271764.303 | 5600814.9323 | 45202 | 62784 | Franklin Solar Site | 62688 | Helios NY I, LLC | IPP Non-CHP | 326 Brand Rd Solar B | Malone | Franklin | New York | 12953 | solar | Solar = 1.6 MW | Solar Photovoltaic | 1.6 | 1.6 | [9 empty] | 1.6 |  |  | EIA-860, EIA-860M and EIA-923 | 202406 | -74.3065 | 44.8683
-8271845.0096 | 5601213.5821 | 45203 | 62785 | Malone Solar Site | 62688 | Helios NY I, LLC | IPP Non-CHP | 326 Brand Rd Solar A | Malone | Franklin | New York | 12953 | solar | Solar = 1.1 MW | Solar Photovoltaic | 1.1 | 1.1 | [9 empty] | 1.1 |  |  | EIA-860, EIA-860M and EIA-923 | 202406 | -74.3072 | 44.8709
-8719321.7554 | 4259557.0453 | 45204 | 62786 | Thanksgiving Fire Solar Farm, LLC | 61677 | Sol Systems | IPP Non-CHP | 5032 Thanksgiving Fire Road | Zebulon | Johnston | North Carolina | 27597 | solar | Solar = 2 MW | Solar Photovoltaic | 2 | 2 | [9 empty] | 2 |  |  | EIA-860, EIA-860M and EIA-923 | 202406 | -78.327 | 35.701
-8220780.7554 | 5285004.3717 | 45205 | 62788 | Sugarhill Road - Solitude Solar CSG | 60531 | Standard Solar | IPP Non-CHP | 164 Sugar Hill RD | Rexford | Saratoga | New York | 12148 | solar | Solar = 4.7 MW | Solar Photovoltaic | 4.7 | 4.7 | [9 empty] | 4.7 |  |  | EIA-860, EIA-860M and EIA-923 | 202406 | -73.8485 | 42.8226
-9655555.297 | 4574602.9682 | 45206 | 62790 | Tell City Solar Park | 9234 | Indiana Municipal Power Agency | Electric Utility | 3850 Stalk Road | Tell City | Perry | Indiana | 47586 | solar | Solar = 3.2 MW | Solar Photovoltaic | 3.2 | 3.2 | [9 empty] | 3.2 |  |  | EIA-860, EIA-860M and EIA-923 | 202406 | -86.7373 | 37.9659
-9454326.5044 | 4846037.6412 | 45207 | 62791 | Richmond Solar Park 4 | 9234 | Indiana Municipal Power Agency | Electric Utility | Industries Road | Richmond | Wayne | Indiana | 47374 | solar | Solar = 7.1 MW | Solar Photovoltaic | 7.1 | 7.1 | [9 empty] | 7.1 |  |  | EIA-860, EIA-860M and EIA-923 | 202406 | -84.9297 | 39.8629
-9379273.7906 | 4884914.1534 | 45208 | 62792 | DG AMP Solar Piqua Manier | 60370 | DG AMP Solar, LLC | IPP Non-CHP | 1006 Gordon Ave | Piqua | Miami | Ohio | 45356 | solar | Solar = 12.6 MW | Solar Photovoltaic | 12.6 | 12.6 | [9 empty] | 12.6 |  |  | EIA-860, EIA-860M and EIA-923 | 202406 | -84.2554 | 40.1304
-9669196.4988 | 4868510.0774 | 45209 | 62793 | Crawfordsville 5 Solar Park | 9234 | Indiana Municipal Power Agency | Electric Utility | 2469 E. 150 S | Crawfordsville | Montgomery | Indiana | 47993 | solar | Solar = 9.8 MW | Solar Photovoltaic | 9.8 | 9.8 | [9 empty] | 9.8 |  |  | EIA-860, EIA-860M and EIA-923 | 202406 | -86.8599 | 40.0177
-9462575.8353 | 4841051.7197 | 45210 | 62794 | Centerville Solar Park | 9234 | Indiana Municipal Power Agency | Electric Utility | 907 North McMinn Road | Centerville | Wayne | Indiana | 47330 | solar | Solar = 1.1 MW | Solar Photovoltaic | 1.1 | 1.1 | [9 empty] | 1.1 |  |  | EIA-860, EIA-860M and EIA-923 | 202406 | -85.0038 | 39.8285
-10626427.0115 | 5210067.0325 | 45211 | 62795 | Ida Grove II | 12341 | MidAmerican Energy Co | Electric Utility | 2552 Keystone Ave | Ida Grove | Ida | Iowa | 51445 | wind | Wind = 200 MW | Onshore Wind Turbine | 201 | 200 | [10 empty] | 200 |  | EIA-860, EIA-860M and EIA-923 | 202406 | -95.4588 | 42.3269
-8649128.4712 | 4301071.6035 | 45212 | 62798 | Fern Solar LLC | 59613 | BayWa r.e. Solar Projects LLC | IPP Non-CHP | TBD | Battleboro | Edgecombe | North Carolina | 27089 | solar | Solar = 100 MW | Solar Photovoltaic | 100 | 100 | [9 empty] | 100 |  |  | EIA-860, EIA-860M and EIA-923 | 202406 | -77.6964 | 36.0033
-10230372.1894 | 5484666.6067 | 45213 | 62799 | Winona Solar | 62712 | Winona Solar I LLC | IPP Non-CHP | 18700 County Road 28 | Altura | Winona | Minnesota | 55910 | solar | Solar = 1 MW | Solar Photovoltaic | 1 | 1 | [9 empty] | 1 |  |  | EIA-860, EIA-860M and EIA-923 | 202406 | -91.901 | 44.1241
-10243805.2237 | 5521807.1686 | 45214 | 62800 | Wabasha Solar | 62711 | Wabasha Solar LLC | IPP Non-CHP | 1712 Hiawatha Drive East | Wabasha | Wabasha | Minnesota | 55981 | solar | Solar = 1 MW | Solar Photovoltaic | 1 | 1 | [9 empty] | 1 |  |  | EIA-860, EIA-860M and EIA-923 | 202406 | -92.0217 | 44.3631
-13303964.556 | 4083595.5923 | 45215 | 62801 | Vallecito | 61522 | Viridity Energy Solutions, Inc. | IPP Non-CHP | 5134 Foothill Road | Carpinteria | Santa Barbara | California | 93013 | batteries | Battery = 10 MW | Batteries | 10 | 10 | 10 | [11 empty] | EIA-860, EIA-860M and EIA-923 | 202406 | -119.5115 | 34.4071
-11408935.2382 | 3636775.2186 | 45216 | 62804 | Greasewood Solar | 62705 | Concho Bluff LLC | IPP Non-CHP | Oswego Road | Fort Stockton | Pecos | Texas | 79735 | solar | Solar = 255 MW | Solar Photovoltaic | 255 | 255 | [9 empty] | 255 |  |  | EIA-860, EIA-860M and EIA-923 | 202406 | -102.4882 | 31.031
-12648958.0005 | 4445217.6072 | 45217 | 62805 | Bloomington Solar I | 60496 | Adapture Renewables, Inc. | IPP Non-CHP | 2406 West 3780 South | St George | Washington | Utah | 84790 | solar | Solar = 2 MW | Solar Photovoltaic | 2 | 2 | [9 empty] | 2 |  |  | EIA-860, EIA-860M and EIA-923 | 202406 | -113.6275 | 37.0438
-13628722.8064 | 4525754.8757 | 45218 | 62806 | Shelter Creek Condominiums Solar | 62701 | Vista Solar, Inc. | IPP Non-CHP | 745 Shelter Creek Lane | San Bruno | San Mateo | California | 94066 | solar | Solar = 2.4 MW | Solar Photovoltaic | 1.9 | 2.4 | [9 empty] | 2.4 |  |  | EIA-860, EIA-860M and EIA-923 | 202406 | -122.4289 | 37.6191
-11053089.9068 | 3801356.4785 | 45219 | 62809 | BMP Wind (TX) | 62659 | BMP Wind LLC | IPP Non-CHP | TBD | Baird | Callahan | Texas | 79504 | wind | Wind = 293.3 MW | Onshore Wind Turbine | 293.3 | 293.3 | [10 empty] | 293.3 |  | EIA-860, EIA-860M and EIA-923 | 202406 | -99.2916 | 32.2894
-8645877.6081 | 5323577.1606 | 45220 | 62810 | RIT Henrietta Solar 1, LLC | 64994 | SolRiver Capital LLC | IPP Non-CHP | 1 Lomb Memorial Drive | Rochester | Monroe | New York | 14623 | solar | Solar = 1.6 MW | Solar Photovoltaic | 1.6 | 1.6 | [9 empty] | 1.6 |  |  | EIA-860, EIA-860M and EIA-923 | 202406 | -77.6672 | 43.0762
-12581137.7139 | 4648974.3812 | 45221 | 62812 | Milford Solar 1 | 66040 | Milford Solar 1, LLC | IPP Non-CHP | 6140 North 2200 West | Milford | Beaver | Utah | 84751 | solar | Solar = 99 MW | Solar Photovoltaic | 99 | 99 | [9 empty] | 99 |  |  | EIA-860, EIA-860M and EIA-923 | 202406 | -113.0183 | 38.4907
-8733014.0527 | 4418219.2945 | 45222 | 62813 | Grasshopper Solar | 5248 | Dominion Energy Inc. | Electric Utility | 29172 Highway 49 | Chase City | Mecklenburg | Virginia | 23924 | solar | Solar = 80 MW | Solar Photovoltaic | 80 | 80 | [9 empty] | 80 |  |  | EIA-860, EIA-860M and EIA-923 | 202406 | -78.45 | 36.85
-8633717.0669 | 4395526.3162 | 45223 | 62814 | Sadler Solar | 5248 | Dominion Energy Inc. | Electric Utility | 4466 Dry Bread Road | Emporia | Greensville | Virginia | 23847 | solar | Solar = 100 MW | Solar Photovoltaic | 100 | 100 | [9 empty] | 100 |  |  | EIA-860, EIA-860M and EIA-923 | 202406 | -77.558 | 36.6867
-9645359.8788 | 5729792.9321 | 45224 | 62815 | Fairbanks Wind Park | 5109 | DTE Electric Company | Electric Utility | 6364 State St | Garden | Delta | Michigan | 49835 | wind | Wind = 72.8 MW | Onshore Wind Turbine | 72.8 | 72.8 | [10 empty] | 72.8 |  | EIA-860, EIA-860M and EIA-923 | 202406 | -86.6457 | 45.6836
-8978584.8494 | 4340322.4336 | 45225 | 62820 | Stony Knoll Solar, LLC | 65411 | Duke Energy Renewables Services | IPP Non-CHP | 500 Old Wagon Trail | Rockford | Surry | North Carolina | 27017 | solar | Solar = 22.6 MW | Solar Photovoltaic | 22.6 | 22.6 | [9 empty] | 22.6 |  |  | EIA-860, EIA-860M and EIA-923 | 202406 | -80.656 | 36.288
-8965226.5105 | 4193546.0786 | 45226 | 62821 | Speedway Solar NC, LLC | 65411 | Duke Energy Renewables Services | IPP Non-CHP | 2410 Wallace Road | Midland | Cabarrus | North Carolina | 28107 | solar | Solar = 22.6 MW | Solar Photovoltaic | 22.6 | 22.6 | [9 empty] | 22.6 |  |  | EIA-860, EIA-860M and EIA-923 | 202406 | -80.536 | 35.218
-9100479.6918 | 4189459.0333 | 45227 | 62822 | Broad River Solar, LLC | 65411 | Duke Energy Renewables Services | IPP Non-CHP | 2751 Prospect Church Road | Mooresboro | Cleveland | North Carolina | 28107 | solar | Solar = 50 MW | Solar Photovoltaic | 50 | 50 | [9 empty] | 50 |  |  | EIA-860, EIA-860M and EIA-923 | 202406 | -81.751 | 35.188
-7968913.1717 | 5242852.6525 | 45228 | 62824 | GSPP Devens, LLC | 62719 | Green Street Power Partners | IPP Non-CHP | 112 Barnum Rd. | Ayer | Middlesex | Massachusetts | 1432 | solar | Solar = 2.2 MW | Solar Photovoltaic | 2.2 | 2.2 | [9 empty] | 2.2 |  |  | EIA-860, EIA-860M and EIA-923 | 202406 | -71.586 | 42.5442
-8095935.1673 | 5187605.4286 | 45229 | 62825 | GSPP Terrawatt Westfield LLC CSG | 62719 | Green Street Power Partners | IPP Non-CHP | 1040 Southhampton Rd | Westfield | Hampden | Massachusetts | 1805 | solar | Solar = 3.6 MW | Solar Photovoltaic | 3.6 | 3.6 | [9 empty] | 3.6 |  |  | EIA-860, EIA-860M and EIA-923 | 202406 | -72.727 | 42.1775
-7910410.8832 | 5150566.13 | 45230 | 62826 | GSPP Raynham TMLP, LLC CSG | 62719 | Green Street Power Partners | IPP Non-CHP | 1555 King Philip St | Raynham | Bristol | Massachusetts | 2767 | solar | Solar = 2.3 MW | Solar Photovoltaic | 2.3 | 2.3 | [9 empty] | 2.3 |  |  | EIA-860, EIA-860M and EIA-923 | 202406 | -71.0604 | 41.9304
-7910203.7176 | 5163817.7358 | 45231 | 62827 | Ajax Solar, LLC (MA) | 62719 | Green Street Power Partners | IPP Non-CHP | 35 United Drive | West Bridgewater | Plymouth | Massachusetts | 2379 | solar | Solar = 3.8 MW | Solar Photovoltaic | 3.8 | 3.8 | [9 empty] | 3.8 |  |  | EIA-860, EIA-860M and EIA-923 | 202406 | -71.0586 | 42.0189
-8981528.1368 | 3937344.366 | 45232 | 62828 | TWE Bowman Solar Project | 62828 | TWE Bowman Solar Project, LLC | IPP Non-CHP | 534 Brie Street | Bowman | Orangeburg | South Carolina | 29018 | solar | Solar = 73.1 MW | Solar Photovoltaic | 75 | 73.1 | [9 empty] | 73.1 |  |  | EIA-860, EIA-860M and EIA-923 | 202406 | -80.6824 | 33.3162
-10495729.803 | 5704835.3963 | 45233 | 62829 | GSPP Held LLC CSG | 62719 | Green Street Power Partners | IPP Non-CHP | 8502 Old Highway Rd N | St. Cloud | Stearns | Minnesota | 56301 | solar | Solar = 3 MW | Solar Photovoltaic | 3 | 3 | [9 empty] | 3 |  |  | EIA-860, EIA-860M and EIA-923 | 202406 | -94.2847 | 45.5268
-10482203.9282 | 5709790.3871 | 45234 | 62830 | GSPP Imholte CSG | 62719 | Green Street Power Partners | IPP Non-CHP | 8158 County Rd 138 St | St. Cloud | Stearns | Minnesota | 56301 | solar | Solar = 1 MW | Solar Photovoltaic | 1 | 1 | [9 empty] | 1 |  |  | EIA-860, EIA-860M and EIA-923 | 202406 | -94.1632 | 45.5579
-8554353.3945 | 5189006.4359 | 45235 | 62831 | Hickory Grove #1 | 60281 | Altus Power America Management, LLC | IPP Non-CHP | 198 Hickory Grove Road | Horseheads | Chemung | New York | 14845 | solar | Solar = 2 MW | Solar Photovoltaic | 2 | 2 | [9 empty] | 2 |  |  | EIA-860, EIA-860M and EIA-923 | 202406 | -76.8451 | 42.1868
-8554346.27 | 5188882.1907 | 45236 | 62832 | Hickory Grove #2 | 60281 | Altus Power America Management, LLC | IPP Non-CHP | 198 Hickory Grove Road | Horseheads | Chemung | New York | 14845 | solar | Solar = 1.7 MW | Solar Photovoltaic | 1.7 | 1.7 | [9 empty] | 1.7 |  |  | EIA-860, EIA-860M and EIA-923 | 202406 | -76.845 | 42.186
-10957956.7152 | 4953812.8184 | 45237 | 62833 | Hastings Community Solar Farm | 8245 | City of Hastings - (NE) | Electric Utility | 1626 N Highland Rd | Hastings | Adams | Nebraska | 68901 | solar | Solar = 0.3 MW | Solar Photovoltaic | 1.5 | 0.3 | [9 empty] | 0.3 |  |  | EIA-860, EIA-860M and EIA-923 | 202406 | -98.437 | 40.602
-8532960.6826 | 5231352.4816 | 45238 | 62834 | Podunk Road CSG | 60281 | Altus Power America Management, LLC | IPP Non-CHP | 236 Podunk Road | Enfield | Tompkins | New York | 14886 | solar | Solar = 2.2 MW | Solar Photovoltaic | 2.2 | 2.2 | [9 empty] | 2.2 |  |  | EIA-860, EIA-860M and EIA-923 | 202406 | -76.6529 | 42.4681
-7900497.8825 | 5119083.9021 | 45239 | 62835 | Acushnet Ball Plant 2 | 63332 | Acushnet | Industrial Non-CHP | 256 Samuel Barnet Blvd | New Bedford | Bristol | Massachusetts | 2747 | batteries | Battery = 1.5 MW | Batteries | 1.5 | 1.5 | 1.5 | [11 empty] | EIA-860, EIA-860M and EIA-923 | 202406 | -70.9714 | 41.7197
-11186708.0274 | 3789509.0574 | 45240 | 62836 | Maryneal Windpower | 65411 | Duke Energy Renewables Services | IPP Non-CHP | 1793 County Rd 273 | Maryneal | Nolan | Texas | 79535 | wind | Wind = 182.4 MW | Onshore Wind Turbine | 182.4 | 182.4 | [10 empty] | 182.4 |  | EIA-860, EIA-860M and EIA-923 | 202406 | -100.4919 | 32.1994
-10801305.3674 | 4414711.4396 | 45241 | 62837 | Frontier Windpower II | 65411 | Duke Energy Renewables Services | IPP Non-CHP | 205 N. 29th St. | Blackwell | Kay | Oklahoma | 74631 | wind | Wind = 351.8 MW | Onshore Wind Turbine | 351.8 | 351.8 | [10 empty] | 351.8 |  | EIA-860, EIA-860M and EIA-923 | 202406 | -97.0298 | 36.8248
-8219852.0169 | 4965129.0232 | 45242 | 62839 | 98th Street Battery Storage Station | 4226 | Consolidated Edison Co-NY Inc | Electric Utility | 106-51 98th St | South Ozone Park | Queens | New York | 11417 | batteries | Battery = 1.8 MW | Batteries | 2 | 1.8 | 1.8 | [11 empty] | EIA-860, EIA-860M and EIA-923 | 202406 | -73.8402 | 40.6791
-11577580.3706 | 5006534.5621 | 45243 | 62840 | Mountain Breeze Wind, LLC | 50123 | Leeward Asset Management, LLC | IPP Non-CHP | Co Rd 134 | Grover | Weld | Colorado | 80729 | wind | Wind = 171.7 MW | Onshore Wind Turbine | 171.7 | 171.7 | [10 empty] | 171.7 |  | EIA-860, EIA-860M and EIA-923 | 202406 | -104.0032 | 40.9606
-7363463.7158 | 2084231.351 | 45244 | 62841 | HIMA San Pablo Bayamon | 62725 | HIMA San Pablo Bayamon | Commercial Non-CHP | Urb.Santa Cruz, Calle Santa Cr | Bayamon | Bayamon | Puerto Rico | 960 | petroleum | Petroleum = 4.5 MW | Petroleum Liquids | 4.5 | 4.5 | [8 empty] | 4.5 |  |  |  | EIA-860, EIA-860M and EIA-923 | 202406 | -66.1471 | 18.3984
-7960476.2675 | 5243946.9399 | 45245 | 62842 | Nextsun Energy Littleton | 60025 | Greenbacker Renewable Energy Corporation | IPP Non-CHP | 1-3 Distribution Center Circle | Littleton | Middlesex | Massachusetts | 1460 | solar | Solar = 3.8 MW | Solar Photovoltaic | 3.8 | 3.8 | [9 empty] | 3.8 |  |  | EIA-860, EIA-860M and EIA-923 | 202406 | -71.5102 | 42.5515
-8244586.2059 | 5422806.4685 | 45246 | 62843 | Garnet Solar (NY) | 60571 | AEP Onsite Partners, LLC | IPP Non-CHP | 1116 Barton Mines Rd. | Johnsburg | Warren | New York | 12853 | solar | Solar = 1.9 MW | Solar Photovoltaic | 1.9 | 1.9 | [9 empty] | 1.9 |  |  | EIA-860, EIA-860M and EIA-923 | 202406 | -74.0624 | 43.7239
-11312486.2503 | 3861026.9784 | 45247 | 62845 | ENGIE Long Draw Solar LLC | 56201 | Engie North America | IPP Non-CHP | TBD | Gail | Borden | Texas | 79738 | solar | Solar = 225 MW | Solar Photovoltaic | 225 | 225 | [9 empty] | 225 |  |  | EIA-860, EIA-860M and EIA-923 | 202406 | -101.6218 | 32.7414
-10092447.6743 | 5307558.7924 | 45248 | 62847 | Fennimore Solar | 62662 | Butter Solar, LLC | IPP Non-CHP | TBD | Fennimore | Grant | Wisconsin | 53809 | solar | Solar = 3 MW | Solar Photovoltaic | 3 | 3 | [9 empty] | 3 |  |  | EIA-860, EIA-860M and EIA-923 | 202406 | -90.662 | 42.971
-10033893.6221 | 5447353.9801 | 45249 | 62848 | New Lisbon Solar | 62662 | Butter Solar, LLC | IPP Non-CHP | TBD | New Lisbon | Juneau | Wisconsin | 53950 | solar | Solar = 2.5 MW | Solar Photovoltaic | 2.5 | 2.5 | [9 empty] | 2.5 |  |  | EIA-860, EIA-860M and EIA-923 | 202406 | -90.136 | 43.883
-10244176.1403 | 5702329.9401 | 45250 | 62849 | Cumberland Solar | 62662 | Butter Solar, LLC | IPP Non-CHP | TBD | Cumberland | Barron | Wisconsin | 54829 | solar | Solar = 2.5 MW | Solar Photovoltaic | 2.5 | 2.5 | [9 empty] | 2.5 |  |  | EIA-860, EIA-860M and EIA-923 | 202406 | -92.025 | 45.511
-7308647.7722 | 2076964.9231 | 45251 | 62850 | HIMA San Pablo Fajardo | 62728 | HIMA San Pablo Fajardo | Commercial Non-CHP | Ave.General Valero #404 Km 2.6 | Fajardo | Fajardo | Puerto Rico | 738 | petroleum | Petroleum = 3 MW | Petroleum Liquids | 3 | 3 | [8 empty] | 3 |  |  |  | EIA-860, EIA-860M and EIA-923 | 202406 | -65.6547 | 18.3364
-7352261.1902 | 2081213.2674 | 45252 | 62851 | HIMA San Pablo Cupey | 62730 | HIMA San Pablo Cupey | Commercial Non-CHP | Carr. 844 Km 0.5 | Cupey | Cupey | Puerto Rico | 928 | petroleum | Petroleum = 1.2 MW | Petroleum Liquids | 1.2 | 1.2 | [8 empty] | 1.2 |  |  |  | EIA-860, EIA-860M and EIA-923 | 202406 | -66.0465 | 18.3727
-7327793.6114 | 2055206.4055 | 45253 | 62852 | HIMA San Pablo Humacao | 62729 | HIMA San Pablo Humacao | Commercial Non-CHP | Ave.Font Martelo #3 | Humacao | Humacao | Puerto Rico | 792 | petroleum | Petroleum = 1.6 MW | Petroleum Liquids | 1.6 | 1.6 | [8 empty] | 1.6 |  |  |  | EIA-860, EIA-860M and EIA-923 | 202406 | -65.8267 | 18.1508
-11114578.8973 | 3666892.8847 | 45254 | 62853 | Maverick Creek Wind | 59050 | Algonquin Power Co | IPP Non-CHP | Hwy 83 | Eden | Concho | Texas | 76837 | wind | Wind = 491.6 MW | Onshore Wind Turbine | 491.6 | 491.6 | [10 empty] | 491.6 |  | EIA-860, EIA-860M and EIA-923 | 202406 | -99.844 | 31.2625
-10100407.0179 | 3500131.1196 | 45255 | 62854 | St. James Solar (LA) | 62744 | St. James Solar, LLC | IPP Non-CHP | Intersection of Hwy 3127 and H | Vacherie | St James | Louisiana | 70090 | solar | Solar = 20 MW | Solar Photovoltaic | 20 | 20 | [9 empty] | 20 |  |  | EIA-860, EIA-860M and EIA-923 | 202406 | -90.7335 | 29.9734
-10908535.8707 | 3045806.0657 | 45256 | 62855 | West Raymond Wind Farm LLC | 56215 | RWE Renewables Americas, LLC | IPP Non-CHP | TBA | Lyford | Willacy | Texas | 78569 | wind | Wind = 239.8 MW | Onshore Wind Turbine | 239.8 | 239.8 | [10 empty] | 239.8 |  | EIA-860, EIA-860M and EIA-923 | 202406 | -97.993 | 26.3767
-9867357.7715 | 5198913.1255 | 45257 | 62856 | Marengo Battery Storage LLC | 62707 | Marengo Battery Storage LLC | IPP Non-CHP | 22818 W Grant Highway | Marengo TWP | McHenry | Illinois | 60152 | batteries | Battery = 20 MW | Batteries | 20 | 20 | 20 | [11 empty] | EIA-860, EIA-860M and EIA-923 | 202406 | -88.64 | 42.2527
-7861115.273 | 5561082.1156 | 45258 | 62857 | RoxWind | 62743 | RoxWind LLC | IPP Non-CHP | 26 Horseshoe Valley Road | Roxbury | Oxford | Maine | 4275 | wind | Wind = 15.3 MW | Onshore Wind Turbine | 15.3 | 15.3 | [10 empty] | 15.3 |  | EIA-860, EIA-860M and EIA-923 | 202406 | -70.6176 | 44.6148
-10108366.3615 | 5424832.1253 | 45259 | 62858 | Cashton Solar | 62662 | Butter Solar, LLC | IPP Non-CHP | TBD | Cashton | Monroe | Wisconsin | 54619 | solar | Solar = 2 MW | Solar Photovoltaic | 2 | 2 | [9 empty] | 2 |  |  | EIA-860, EIA-860M and EIA-923 | 202406 | -90.805 | 43.737
-8039654.5931 | 5607162.1183 | 45260 | 62859 | Coventry Clean Energy Corporation | 20151 | Washington Electric Coop - (VT) | Electric Utility | 56 Landfill Lane | Coventry | Orleans | Vermont | 5825 | biomass | Biomass = 7.5 MW | Landfill Gas | 8 | 7.5 |  | 7.5 | [10 empty] | EIA-860, EIA-860M and EIA-923 | 202406 | -72.2214 | 44.9087
-8559844.7849 | 5189098.9824 | 45261 | 62860 | Chambers Road Solar | 60281 | Altus Power America Management, LLC | IPP Non-CHP | 201 Chambers Road | Big Flats | Chemung | New York | 14845 | solar | Solar = 4 MW | Solar Photovoltaic | 4 | 4 | [9 empty] | 4 |  |  | EIA-860, EIA-860M and EIA-923 | 202406 | -76.8944 | 42.1874
-10422732.6035 | 5354076.6632 | 45262 | 62861 | Forest City Solar | 62662 | Butter Solar, LLC | IPP Non-CHP | TBD | Forest City | Winnebago | Iowa | 50436 | solar | Solar = 3 MW | Solar Photovoltaic | 3 | 3 | [9 empty] | 3 |  |  | EIA-860, EIA-860M and EIA-923 | 202406 | -93.629 | 43.276
-9539476.3414 | 4650573.2374 | 45263 | 62862 | Nabb Battery Energy Storage System | 15470 | Duke Energy Indiana, LLC | Electric Utility | 15201 Nabb New Washington Rd | Nabb | Clark | Indiana | 47147 | batteries | Battery = 5 MW | Batteries | 5 | 5 | 5 | [11 empty] | EIA-860, EIA-860M and EIA-923 | 202406 | -85.6946 | 38.5019
-10021537.1587 | 5424061.8026 | 45264 | 62868 | Elroy Solar | 62662 | Butter Solar, LLC | IPP Non-CHP | TBD | Mauston | Juneau | Wisconsin | 53948 | solar | Solar = 1.5 MW | Solar Photovoltaic | 1.5 | 1.5 | [9 empty] | 1.5 |  |  | EIA-860, EIA-860M and EIA-923 | 202406 | -90.025 | 43.732
-10244955.3767 | 5461728.8789 | 45265 | 62869 | St. Charles Solar | 62662 | Butter Solar, LLC | IPP Non-CHP | TBD | St Charles Township | Winona | Minnesota | 55972 | solar | Solar = 2 MW | Solar Photovoltaic | 2 | 2 | [9 empty] | 2 |  |  | EIA-860, EIA-860M and EIA-923 | 202406 | -92.032 | 43.976
-8019364.6121 | 5251742.6898 | 45266 | 62870 | Gardner - Otter River Road | 62739 | Otter River Road Solar LLC | IPP Non-CHP | Otter River Road | Gardner | Worcester | Massachusetts | 1440 | solar | Solar = 2.5 MW | Solar Photovoltaic | 2.5 | 2.5 | [9 empty] | 2.5 |  |  | EIA-860, EIA-860M and EIA-923 | 202406 | -72.0392 | 42.603
-11060437.7724 | 4376088.0817 | 45267 | 62871 | Boiling Springs Wind Farm | 56215 | RWE Renewables Americas, LLC | IPP Non-CHP | 34127 South County Road 208 | Woodward | Woodward | Oklahoma | 73801 | wind | Wind = 148.4 MW | Onshore Wind Turbine | 148.4 | 148.4 | [10 empty] | 148.4 |  | EIA-860, EIA-860M and EIA-923 | 202406 | -99.3576 | 36.5465
-8640007.3974 | 4244586.9891 | 45268 | 62873 | Carolina Poultry Power Farmville | 62749 | Carolina Poultry Power | IPP CHP | 8966 W Marlboro Road | Farmville | Pitt | North Carolina | 27828 | biomass | Biomass = 1.7 MW | Other Waste Biomass | 1.7 | 1.7 |  | 1.7 | [10 empty] | EIA-860, EIA-860M and EIA-923 | 202406 | -77.6145 | 35.5917
-13239438.3244 | 4055218.4652 | 45269 | 62874 | Acorn I Energy Storage LLC | 62747 | Acorn I Energy Storage LLC | IPP Non-CHP | 1205 Lawrence Drive | Thousand Oaks | Ventura | California | 91320 | batteries | Battery = 2 MW | Batteries | 2 | 2 | 2 | [11 empty] | EIA-860, EIA-860M and EIA-923 | 202406 | -118.9319 | 34.1965
-12967589.1148 | 4003048.5538 | 45270 | 62875 | Wildcat I Energy Storage LLC | 62748 | Wildcat I Energy Storage LLC | IPP Non-CHP | 1200 S. Gene Autry Trail | Palm Springs | Riverside | California | 92264 | batteries | Battery = 3 MW | Batteries | 3 | 3 | 3 | [11 empty] | EIA-860, EIA-860M and EIA-923 | 202406 | -116.4898 | 33.808
-8512491.366 | 4753604.0074 | 45271 | 62876 | Amazon Maryland DCA1 | 62715 | Westbound Solar LLC | Commercial Non-CHP | 1700 Sparrows Point Boulevard | Sparrows Point | Baltimore | Maryland | 21219 | solar | Solar = 1.3 MW | Solar Photovoltaic | 1.3 | 1.3 | [9 empty] | 1.3 |  |  | EIA-860, EIA-860M and EIA-923 | 202406 | -76.469 | 39.2226
-11686580.5198 | 4849253.688 | 45272 | 62877 | Amazon Denver DEN3 | 62715 | Westbound Solar LLC | Commercial Non-CHP | 14601 Grant Street | Thornton | Adams | Colorado | 80023 | solar | Solar = 4.6 MW | Solar Photovoltaic | 4.6 | 4.6 | [9 empty] | 4.6 |  |  | EIA-860, EIA-860M and EIA-923 | 202406 | -104.9823 | 39.8851
-9393759.2393 | 3740369.2694 | 45273 | 62878 | McCleskey Cotton | 62715 | Westbound Solar LLC | IPP Non-CHP | 5068 Scrap Israel Road | Dawson | Terrell | Georgia | 39842 | solar | Solar = 1.9 MW | Solar Photovoltaic | 1.9 | 1.9 | [9 empty] | 1.9 |  |  | EIA-860, EIA-860M and EIA-923 | 202406 | -84.3856 | 31.8251
-9150017.0879 | 3952500.5419 | 45274 | 62879 | Columbia Bryson | 62715 | Westbound Solar LLC | IPP Non-CHP | 5147 Parham Road | Grovetown | Columbia | Georgia | 31813 | solar | Solar = 1.4 MW | Solar Photovoltaic | 1.4 | 1.4 | [9 empty] | 1.4 |  |  | EIA-860, EIA-860M and EIA-923 | 202406 | -82.196 | 33.4299
-9323693.5273 | 3865840.6158 | 45275 | 62880 | Bibb Jones | 62715 | Westbound Solar LLC | IPP Non-CHP | 4641 Fulton Mill Road | Macon | Bibb | Georgia | 31208 | solar | Solar = 1 MW | Solar Photovoltaic | 1 | 1 | [9 empty] | 1 |  |  | EIA-860, EIA-860M and EIA-923 | 202406 | -83.7562 | 32.7777
-9446719.5984 | 3828298.9263 | 45276 | 62881 | Muscogee Public Works | 62715 | Westbound Solar LLC | IPP Non-CHP | 7154 Manor Road | Columbus | Muscogee | Georgia | 31907 | solar | Solar = 1.5 MW | Solar Photovoltaic | 1.5 | 1.5 | [9 empty] | 1.5 |  |  | EIA-860, EIA-860M and EIA-923 | 202406 | -84.8613 | 32.4937
-9358184.313 | 3631580.3772 | 45277 | 62882 | Oil Dri 2 Solar | 62715 | Westbound Solar LLC | IPP Non-CHP | 28241 Hwy 3 | Ochlocknee | Thomas | Georgia | 31773 | solar | Solar = 1.4 MW | Solar Photovoltaic | 1.4 | 1.4 | [9 empty] | 1.4 |  |  | EIA-860, EIA-860M and EIA-923 | 202406 | -84.066 | 30.991
-9225245.0186 | 3770999.8628 | 45278 | 62883 | Telfair Thompson | 62715 | Westbound Solar LLC | IPP Non-CHP | 130 Homer Ave | McRae-Helena | Telfair | Georgia | 31037 | solar | Solar = 1.9 MW | Solar Photovoltaic | 1.9 | 1.9 | [9 empty] | 1.9 |  |  | EIA-860, EIA-860M and EIA-923 | 202406 | -82.8718 | 32.0586
-9130647.2738 | 3943719.1431 | 45279 | 62884 | Richmond Hayes Solar | 62715 | Westbound Solar LLC | IPP Non-CHP | 4050 Gracewood Drive | Augusta | Richmond | Georgia | 30906 | solar | Solar = 2.3 MW | Solar Photovoltaic | 2.3 | 2.3 | [9 empty] | 2.3 |  |  | EIA-860, EIA-860M and EIA-923 | 202406 | -82.022 | 33.364
-9445401.2416 | 3881499.2074 | 45280 | 62885 | Troup RC50 | 62715 | Westbound Solar LLC | IPP Non-CHP | 7669 Hamilton Road | Pine Mountain | Harris | Georgia | 31822 | solar | Solar = 2.3 MW | Solar Photovoltaic | 2.3 | 2.3 | [9 empty] | 2.3 |  |  | EIA-860, EIA-860M and EIA-923 | 202406 | -84.8495 | 32.8959
-9275249.7339 | 3879332.8319 | 45281 | 62886 | Wilkinson DeFore | 62715 | Westbound Solar LLC | IPP Non-CHP | 401 Owens Sheppard Road | Gordon | Wilkinson | Georgia | 31031 | solar | Solar = 2.3 MW | Solar Photovoltaic | 2.3 | 2.3 | [9 empty] | 2.3 |  |  | EIA-860, EIA-860M and EIA-923 | 202406 | -83.321 | 32.8796
-9367270.2099 | 3787228.1566 | 45282 | 62887 | Freeman Avenue | 62715 | Westbound Solar LLC | IPP Non-CHP | 260 S. Freeman Avenue | Andersonville | Sumter | Georgia | 31031 | solar | Solar = 1.4 MW | Solar Photovoltaic | 1.4 | 1.4 | [9 empty] | 1.4 |  |  | EIA-860, EIA-860M and EIA-923 | 202406 | -84.1476 | 32.182
-13119342.7389 | 3990553.4914 | 45283 | 62889 | Hecate Energy Johanna Facility | 62763 | Hecate Energy Johanna Facility LLC | IPP Non-CHP | TBD | Santa Ana | Orange | California | 92705 | batteries | Battery = 20 MW | Batteries | 20 | 20 | 20 | [11 empty] | EIA-860, EIA-860M and EIA-923 | 202406 | -117.8531 | 33.7147
-7963891.5495 | 5233993.6285 | 45284 | 62890 | GSPP Boxborough Littleton (MA) | 62762 | GSPP Boxborough Littleton, LLC | IPP Non-CHP | 1414 Massachusetts Ave | Boxborough | Middlesex | Massachusetts | 1719 | solar | Solar = 4 MW | Solar Photovoltaic | 4 | 4 | [9 empty] | 4 |  |  | EIA-860, EIA-860M and EIA-923 | 202406 | -71.5409 | 42.4856
-9670881.5419 | 4978607.8227 | 45285 | 62891 | Rosewater Wind Farm | 62761 | Rosewater Wind Farm LLC | IPP Non-CHP | 6072 S St Rd 43 | Chalmers | White | Indiana | 47929 | wind | Wind = 102 MW | Onshore Wind Turbine | 102 | 102 | [10 empty] | 102 |  | EIA-860, EIA-860M and EIA-923 | 202406 | -86.875 | 40.7709
-9792996.0177 | 4799984.5277 | 45286 | 62893 | Prairie Wolf Solar LLC | 62759 | National Grid Renewables | IPP Non-CHP | TBD | Ashmore Township | Coles | Illinois | 61912 | solar | Solar = 200 MW | Solar Photovoltaic | 200 | 200 | [9 empty] | 200 |  |  | EIA-860, EIA-860M and EIA-923 | 202406 | -87.972 | 39.5446
-8111991.7793 | 5192869.5155 | 45287 | 62897 | Holiday Hill Community Wind | 60025 | Greenbacker Renewable Energy Corporation | IPP Non-CHP | 732 Pine Hill Road | Russell | Hampden | Massachusetts | 1071 | wind | Wind = 5 MW | Onshore Wind Turbine | 5 | 5 | [10 empty] | 5 |  | EIA-860, EIA-860M and EIA-923 | 202406 | -72.8713 | 42.2125
-7977287.8484 | 5154127.131 | 45288 | 62898 | Town of Burrillville Solar CSG | 60531 | Standard Solar | IPP Non-CHP | Daniele Drive | Burrillville | Providence | Rhode Island | 2839 | solar | Solar = 3.3 MW | Solar Photovoltaic | 3.3 | 3.3 | [9 empty] | 3.3 |  |  | EIA-860, EIA-860M and EIA-923 | 202406 | -71.6612 | 41.9542
-12419367.0054 | 3875017.3118 | 45289 | 62899 | East Line Solar | 61012 | AES Distributed Energy | IPP Non-CHP | TBD | Coolidge | Pinal | Arizona | 85131 | solar | Solar = 100 MW | Solar Photovoltaic | 100 | 100 | [9 empty] | 100 |  |  | EIA-860, EIA-860M and EIA-923 | 202406 | -111.5651 | 32.847
-9946488.8976 | 4194489.038 | 45290 | 62900 | Somerville Solar | 62766 | Somerville Solar, LLC | IPP Non-CHP | 11675 S. Main St. | Somerville | Fayette | Tennessee | 36068 | solar | Solar = 2.3 MW | Solar Photovoltaic | 2.3 | 2.3 | [9 empty] | 2.3 |  |  | EIA-860, EIA-860M and EIA-923 | 202406 | -89.3508 | 35.2249
-8543778.7107 | 4899331.2126 | 45291 | 62901 | Phoenix Contact - CCHP Plant | 62767 | Phoenix Contact Services, Inc | Industrial CHP | 586 Fulling Mill Road | Middletown | Dauphin | Pennsylvania | 17057 | natural gas | Natural Gas = 1 MW | Natural Gas Fired Combustion Turbine | 1 | 1 | [6 empty] | 1 | [5 empty] | EIA-860, EIA-860M and EIA-923 | 202406 | -76.7501 | 40.2294
-13671712.1673 | 4655874.9588 | 45292 | 62902 | Windsor Floating Solar | 62772 | CA ODEVI LLC | IPP Non-CHP | 84000 Windsor Road | Windsor | Sonoma | California | 95492 | solar | Solar = 1.5 MW | Solar Photovoltaic | 1.5 | 1.5 | [9 empty] | 1.5 |  |  | EIA-860, EIA-860M and EIA-923 | 202406 | -122.8151 | 38.5392
-8286842.0827 | 4903465.3044 | 45293 | 62903 | NorthPark Solar | 60281 | Altus Power America Management, LLC | IPP Non-CHP | 700 Rike Drive | Millstone | Monmouth | New Jersey | 8535 | solar | Solar = 10.6 MW | Solar Photovoltaic | 10.6 | 10.6 | [9 empty] | 10.6 |  |  | EIA-860, EIA-860M and EIA-923 | 202406 | -74.442 | 40.2577
-8280036.5657 | 4903064.026 | 45294 | 62904 | Milhurst Solar | 60281 | Altus Power America Management, LLC | IPP Non-CHP | 516 Highway 33 | Manalapan | Monmouth | New Jersey | 7726 | solar | Solar = 1.3 MW | Solar Photovoltaic | 1.3 | 1.3 | [9 empty] | 1.3 |  |  | EIA-860, EIA-860M and EIA-923 | 202406 | -74.3808 | 40.255
-8299535.9556 | 4873647.0867 | 45295 | 62905 | Day Four Solar LLC | 60281 | Altus Power America Management, LLC | IPP Non-CHP | 100 Cookstown New Egypt Road | Wrightstown | Burlington | New Jersey | 8562 | solar | Solar = 4.5 MW | Solar Photovoltaic | 4.5 | 4.5 | [9 empty] | 4.5 |  |  | EIA-860, EIA-860M and EIA-923 | 202406 | -74.556 | 40.053
-8319020.4287 | 5027102.1105 | 45296 | 62906 | Augusta Solar Farm | 60281 | Altus Power America Management, LLC | IPP Non-CHP | 99 Hampton House Rd | Newton | Sussex | New Jersey | 7860 | solar | Solar = 2.9 MW | Solar Photovoltaic | 2.9 | 2.9 | [9 empty] | 2.9 |  |  | EIA-860, EIA-860M and EIA-923 | 202406 | -74.731 | 41.1
-8134200.2404 | 5521502.141 | 45297 | 62907 | Hinesburg | 61522 | Viridity Energy Solutions, Inc. | IPP Non-CHP | 1121 Pond Brook Road | Hinesburg | Chittenden | Vermont | 5461 | batteries | Battery = 1.9 MW | Batteries | 1.9 | 1.9 | 1.9 | [11 empty] | EIA-860, EIA-860M and EIA-923 | 202406 | -73.0708 | 44.3612
-10406145.9994 | 5672040.4071 | 45298 | 62908 | Anoka BESS | 62731 | Gopher Energy Storage, LLC | IPP Non-CHP | 14401 Llamma St | Anoka | Anoka | Minnesota | 55303 | batteries | Battery = 6 MW | Batteries | 6 | 6 | 6 | [11 empty] | EIA-860, EIA-860M and EIA-923 | 202406 | -93.48 | 45.32
-10884868.679 | 3044253.2062 | 45299 | 62909 | Raymond Wind Farm, LLC | 56215 | RWE Renewables Americas, LLC | IPP Non-CHP | TBD | Lyford | Willacy | Texas | 78569 | wind | Wind = 200.2 MW | Onshore Wind Turbine | 200.2 | 200.2 | [10 empty] | 200.2 |  | EIA-860, EIA-860M and EIA-923 | 202406 | -97.7804 | 26.3642
-8606994.6005 | 4743042.3838 | 45300 | 62910 | MNCPPC Germantown Solar | 60531 | Standard Solar | IPP Non-CHP | 18041 Central Park Circle | Boyds | Montgomery | Maryland | 20841 | solar | Solar = 1 MW | Solar Photovoltaic | 1 | 1 | [9 empty] | 1 |  |  | EIA-860, EIA-860M and EIA-923 | 202406 | -77.3179 | 39.149
-8068157.3921 | 5262043.9116 | 45301 | 62911 | Kearsarge Gill | 62773 | Kearsarge Gill LLC | IPP Non-CHP | 586 Main Road | Gill | Franklin | Massachusetts | 1354 | solar | Solar = 2 MW | Solar Photovoltaic | 2 | 2 | [9 empty] | 2 |  |  | EIA-860, EIA-860M and EIA-923 | 202406 | -72.4775 | 42.6711
-8647116.5941 | 4815085.0434 | 45302 | 62912 | Solar Hagerstown | 60025 | Greenbacker Renewable Energy Corporation | IPP Non-CHP | 1260 Security Rd | Hagerstown | Washington | Maryland | 21742 | solar | Solar = 7.5 MW | Solar Photovoltaic | 10 | 7.5 | [9 empty] | 7.5 |  |  | EIA-860, EIA-860M and EIA-923 | 202406 | -77.6784 | 39.6491
-9115297.4293 | 3568488.6245 | 45303 | 62914 | Nassau Solar Center | 6452 | Florida Power & Light Co | Electric Utility | 25381 Crawford Road | Callahan | Nassau | Florida | 32011 | solar | Solar = 74.5 MW | Solar Photovoltaic | 74.5 | 74.5 | [9 empty] | 74.5 |  |  | EIA-860, EIA-860M and EIA-923 | 202406 | -81.8841 | 30.5039
-9094059.8968 | 3490518.6143 | 45304 | 62915 | Magnolia Springs Solar Center | 6452 | Florida Power & Light Co | Electric Utility | 1021 Leno Rd | Green Cove Springs | Clay | Florida | 32043 | solar | Solar = 74.5 MW | Solar Photovoltaic | 74.5 | 74.5 | [9 empty] | 74.5 |  |  | EIA-860, EIA-860M and EIA-923 | 202406 | -81.6933 | 29.8986
-9064507.1323 | 3474659.1869 | 45305 | 62916 | Trailside Solar Center | 6452 | Florida Power & Light Co | Electric Utility | 6001 County Road 306 | Elkton | St Johns | Florida | 32033 | solar | Solar = 74.5 MW | Solar Photovoltaic | 74.5 | 74.5 | [9 empty] | 74.5 |  |  | EIA-860, EIA-860M and EIA-923 | 202406 | -81.4279 | 29.775
-9107074.2585 | 3163587.6592 | 45306 | 62917 | Rodeo Solar Center | 6452 | Florida Power & Light Co | Electric Utility | 4051 NE Karson St | Arcadia | DeSoto | Florida | 34266 | solar | Solar = 74.5 MW | Solar Photovoltaic | 74.5 | 74.5 | [9 empty] | 74.5 |  |  | EIA-860, EIA-860M and EIA-923 | 202406 | -81.8102 | 27.3206
-9600782.8793 | 5112568.699 | 45307 | 62918 | Notre Dame Hydro | 19564 | University of Notre Dame | Commercial Non-CHP | South Niles Ave | South Bend | St Joseph | Indiana | 46617 | hydroelectric | Hydroelectric = 2.5 MW | Conventional Hydroelectric | 2.5 | 2.5 |  |  |  |  | 2.5 | [7 empty] | EIA-860, EIA-860M and EIA-923 | 202406 | -86.2453 | 41.676
-8969090.4101 | 3198241.4808 | 45308 | 62919 | Orange Blossom Solar Center | 6452 | Florida Power & Light Co | Electric Utility | 450 118th Avenue | Vero Beach | Indian River | Florida | 32968 | solar | Solar = 74.5 MW | Solar Photovoltaic | 74.5 | 74.5 | [9 empty] | 74.5 |  |  | EIA-860, EIA-860M and EIA-923 | 202406 | -80.5707 | 27.5969
-8379948.369 | 5326494.8444 | 45309 | 62920 | Burrstone Energy Center | 62777 | Burrstone Energy Center | IPP CHP | 1656 Champlain Avenue | New Hartford | Oneida | New York | 13413 | natural gas | Natural Gas = 3.6 MW | Natural Gas Internal Combustion Engine | 3.6 | 3.6 | [6 empty] | 3.6 | [5 empty] | EIA-860, EIA-860M and EIA-923 | 202406 | -75.2784 | 43.0953
-8975863.5332 | 3229080.7583 | 45310 | 62921 | Palm Bay Solar | 6452 | Florida Power & Light Co | Electric Utility | 1106 Centerlane Road | Palm Bay | Brevard | Florida | 32948 | solar | Solar = 74.5 MW | Solar Photovoltaic | 74.5 | 74.5 | [9 empty] | 74.5 |  |  | EIA-860, EIA-860M and EIA-923 | 202406 | -80.6316 | 27.8421
-8988445.5299 | 3150260.0436 | 45311 | 62922 | Lakeside Solar Center | 6452 | Florida Power & Light Co | Electric Utility | 7365 State Road 710 East | Okeechobee | Okeechobee | Florida | 34974 | solar | Solar = 74.5 MW | Solar Photovoltaic | 74.5 | 74.5 | [9 empty] | 74.5 |  |  | EIA-860, EIA-860M and EIA-923 | 202406 | -80.7446 | 27.2142
-9161704.2986 | 3500204.3683 | 45312 | 62923 | Union Springs Solar Center | 6452 | Florida Power & Light Co | Electric Utility | 9073 SE CR 237 | Lake Butler | Union | Florida | 32054 | solar | Solar = 74.5 MW | Solar Photovoltaic | 74.5 | 74.5 | [9 empty] | 74.5 |  |  | EIA-860, EIA-860M and EIA-923 | 202406 | -82.301 | 29.974
-8966479.968 | 3188841.5003 | 45313 | 62924 | Pelican Solar Center | 6452 | Florida Power & Light Co | Electric Utility | 6201 Minute Maid Road | Ft. Pierce | St Lucie | Florida | 34945 | solar | Solar = 74.5 MW | Solar Photovoltaic | 74.5 | 74.5 | [9 empty] | 74.5 |  |  | EIA-860, EIA-860M and EIA-923 | 202406 | -80.5473 | 27.522
-9148656.5411 | 3539915.8045 | 45314 | 62925 | Egret Solar Center | 6452 | Florida Power & Light Co | Electric Utility | 9244 Claude Harvey Road | Glen St. Mary | Baker | Florida | 32040 | solar | Solar = 74.5 MW | Solar Photovoltaic | 74.5 | 74.5 | [9 empty] | 74.5 |  |  | EIA-860, EIA-860M and EIA-923 | 202406 | -82.1838 | 30.2825
-9808430.0198 | 5077242.405 | 45315 | 62926 | Jackson Generation, LLC | 62787 | Jackson Generation, LLC | IPP Non-CHP | 24650 South Brandon Road | Elwood | Will | Illinois | 60421 | natural gas | Natural Gas = 1116 MW | Natural Gas Fired Combined Cycle | 1288.6 | 1116 | [6 empty] | 1116 | [5 empty] | EIA-860, EIA-860M and EIA-923 | 202406 | -88.1106 | 41.4385
-10989563.4356 | 4538617.3895 | 45316 | 62931 | City of Pratt Solar | 62784 | Kenyon Energy KS Solar 1 LLC | IPP Non-CHP | NE 10th Ave | Pratt | Pratt | Kansas | 67124 | solar | Solar = 6 MW | Solar Photovoltaic | 6 | 6 | [9 empty] | 6 |  |  | EIA-860, EIA-860M and EIA-923 | 202406 | -98.7209 | 37.7106
-11432225.6134 | 3722995.2349 | 45317 | 62932 | Oberon IB | 62789 | Oberon Solar IB | IPP Non-CHP | 31600 W I-20 | Odessa | Ector | Texas | 79760 | solar | Solar = 30 MW | Solar Photovoltaic | 30 | 30 | [9 empty] | 30 |  |  | EIA-860, EIA-860M and EIA-923 | 202406 | -102.6974 | 31.6924
-11432645.9558 | 3724421.3491 | 45318 | 62933 | Oberon IA | 62788 | Oberon Solar IA | IPP Non-CHP | 31600 W I-20 | Odessa | Ector | Texas | 79760 | solar | Solar = 150 MW | Solar Photovoltaic | 150 | 150 | [9 empty] | 150 |  |  | EIA-860, EIA-860M and EIA-923 | 202406 | -102.7012 | 31.7033
-13284111.0587 | 5681544.4141 | 45319 | 62935 | Orchard Windfarm 1, LLC | 62758 | Orchard Windfarm, LLC | IPP Non-CHP | 73751 Alpine Lane | Lexington | Morrow | Oregon | 97839 | wind | Wind = 10 MW | Onshore Wind Turbine | 10 | 10 | [10 empty] | 10 |  | EIA-860, EIA-860M and EIA-923 | 202406 | -119.3332 | 45.38
-13198833.2043 | 5932451.528 | 45320 | 62936 | Rattlesnake Flat | 62778 | Rattlesnake Flat, LLC | IPP Non-CHP | 1473 E Phillips Road | Ritzville | Adams | Washington | 99169 | wind | Wind = 144 MW | Onshore Wind Turbine | 144 | 144 | [10 empty] | 144 |  | EIA-860, EIA-860M and EIA-923 | 202406 | -118.5671 | 46.941
-10379429.3216 | 5692645.1781 | 45321 | 62937 | Athens BESS | 62731 | Gopher Energy Storage, LLC | IPP Non-CHP | 27072 Railroad Ave | Athens | Isanti | Minnesota | 55040 | batteries | Battery = 6 MW | Batteries | 6 | 6 | 6 | [11 empty] | EIA-860, EIA-860M and EIA-923 | 202406 | -93.24 | 45.45
-11334160.3778 | 5936212.4944 | 45322 | 62938 | Glen Ullin Energy Center | 59496 | ALLETE Clean Energy | IPP Non-CHP | 6043 30th Street SW | Glen Ullin | Morton | North Dakota | 58631 | wind | Wind = 106.7 MW | Onshore Wind Turbine | 106.7 | 106.7 | [10 empty] | 106.7 |  | EIA-860, EIA-860M and EIA-923 | 202406 | -101.8165 | 46.9641
-12313560.0557 | 5996091.1864 | 45323 | 62939 | South Peak Wind | 59496 | ALLETE Clean Energy | IPP Non-CHP | 6200 South Peak Road | Geyser | Judith Basin | Montana | 59447 | wind | Wind = 80 MW | Onshore Wind Turbine | 80 | 80 | [10 empty] | 80 |  | EIA-860, EIA-860M and EIA-923 | 202406 | -110.6146 | 47.3299
-9083732.3424 | 3567254.9379 | 45324 | 62940 | Starratt Solar | 62764 | C2 Starratt Solar LLC | IPP Non-CHP | 14120 Webb Road | Jacksonville | Duval | Florida | 32218 | solar | Solar = 5 MW | Solar Photovoltaic | 5 | 5 | [9 empty] | 5 |  |  | EIA-860, EIA-860M and EIA-923 | 202406 | -81.6006 | 30.4944
-9100450.7488 | 5012453.0268 | 45325 | 62941 | DG AMP Rittman Rd | 60370 | DG AMP Solar, LLC | IPP Non-CHP | 10000 Rittman Rd | Wadsworth | Medina | Ohio | 44281 | solar | Solar = 2.6 MW | Solar Photovoltaic | 2.6 | 2.6 | [9 empty] | 2.6 |  |  | EIA-860, EIA-860M and EIA-923 | 202406 | -81.7507 | 41.0008
-9101965.1391 | 5014227.7789 | 45326 | 62942 | DG AMP 1048 Wadsworth | 60370 | DG AMP Solar, LLC | IPP Non-CHP | 1048 Seville Rd | Wadsworth | Medina | Ohio | 44281 | solar | Solar = 6.3 MW | Solar Photovoltaic | 6.3 | 6.3 | [9 empty] | 6.3 |  |  | EIA-860, EIA-860M and EIA-923 | 202406 | -81.7643 | 41.0128
-10746185.9668 | 5600070.9272 | 45327 | 62943 | Deuel Harvest Wind Energy LLC | 17650 | Southern Power Co | IPP Non-CHP | TBD | Clear Lake | Deuel | South Dakota | 57226 | wind | Wind = 300 MW | Onshore Wind Turbine | 300 | 300 | [10 empty] | 300 |  | EIA-860, EIA-860M and EIA-923 | 202406 | -96.5346 | 44.8636
-9434438.1642 | 5030205.5518 | 45328 | 62944 | Timber Road IV | 62796 | Paulding Wind Farm IV LLC | IPP Non-CHP | 9630 State Road 49 | Payne | Paulding | Ohio | 45880 | wind | Wind = 125.1 MW | Onshore Wind Turbine | 125.1 | 125.1 | [10 empty] | 125.1 |  | EIA-860, EIA-860M and EIA-923 | 202406 | -84.751 | 41.121
-10658439.1575 | 3421345.083 | 45329 | 62945 | Fighting Jays Solar Project | 62794 | AP Solar 2, LLC | IPP Non-CHP | TBD | Needville | Fort Bend | Texas | 77461 | solar | Solar = 227.5 MW | Solar Photovoltaic | 227.5 | 227.5 | [9 empty] | 227.5 |  |  | EIA-860, EIA-860M and EIA-923 | 202406 | -95.7464 | 29.3584
-8596057.6832 | 4894698.6586 | 45330 | 62946 | Dickinson Solar | 62795 | Dickinson Solar, LLC | IPP Non-CHP | 1260-90 Ritner Highway | Carlisle | Cumberland | Pennsylvania | 17013 | solar | Solar = 3 MW | Solar Photovoltaic | 3 | 3 | [9 empty] | 3 |  |  | EIA-860, EIA-860M and EIA-923 | 202406 | -77.2197 | 40.1976
-8401683.9448 | 4570678.8951 | 45331 | 62948 | NASA Wallops Flight Facility Solar | 60146 | Ameresco Federal Solutions | IPP Non-CHP | 32400 Fulton St. | Wallops Island | Accomack | Virginia | 23337 | solar | Solar = 4.3 MW | Solar Photovoltaic | 4.3 | 4.3 | [9 empty] | 4.3 |  |  | EIA-860, EIA-860M and EIA-923 | 202406 | -75.4736 | 37.9381
-9076479.2096 | 4856704.4005 | 45332 | 62949 | Guernsey Power Station | 62806 | Guernsey Power Station LLC | IPP Non-CHP | 11160 Seneca Lane | Byesville | Guernsey | Ohio | 43723 | natural gas | Natural Gas = 1782 MW | Natural Gas Fired Combined Cycle | 2055 | 1782 | [6 empty] | 1782 | [5 empty] | EIA-860, EIA-860M and EIA-923 | 202406 | -81.5354 | 39.9364
-8736788.7853 | 4412869.3748 | 45333 | 62950 | Bluestone Solar | 62805 | Bluestone Farm Solar, LLC | IPP Non-CHP | 2918 Spanish Grove Road | Chase City | Mecklenburg | Virginia | 23924 | solar | Solar = 49.9 MW | Solar Photovoltaic | 49.9 | 49.9 | [9 empty] | 49.9 |  |  | EIA-860, EIA-860M and EIA-923 | 202406 | -78.4839 | 36.8115
-8694608.8284 | 4374211.3822 | 45334 | 62951 | Hawtree Solar | 62807 | Hawtree Creek Farm Solar, LLC | IPP Non-CHP | Peete Farm Road | Warrenton | Warren | North Carolina | 27589 | solar | Solar = 65 MW | Solar Photovoltaic | 65 | 65 | [9 empty] | 65 |  |  | EIA-860, EIA-860M and EIA-923 | 202406 | -78.105 | 36.533
-11378109.8693 | 4724098.9459 | 45335 | 62952 | Cheyenne Ridge Wind Farm | 15466 | Public Service Co of Colorado | Electric Utility | TBD | Cheyenne Wells | Cheyenne | Colorado | 80810 | wind | Wind = 477.1 MW | Onshore Wind Turbine | 498.4 | 477.1 | [10 empty] | 477.1 |  | EIA-860, EIA-860M and EIA-923 | 202406 | -102.2113 | 39.0169
-10813710.9228 | 3694476.1585 | 45336 | 62953 | Griffin Solar | 61677 | Sol Systems | IPP Non-CHP | 1301 Greig Dr | Robinson | McLennan | Texas | 76706 | solar | Solar = 5 MW | Solar Photovoltaic | 5 | 5 | [9 empty] | 5 |  |  | EIA-860, EIA-860M and EIA-923 | 202406 | -97.1412 | 31.4741
-10057651.4279 | 5303689.1914 | 45337 | 62955 | Badger Hollow I | 20860 | Wisconsin Public Service Corp | Electric Utility | 2565 County Rd | Montfort | Iowa | Wisconsin | 53569 | solar | Solar = 150 MW | Solar Photovoltaic | 150 | 150 | [9 empty] | 150 |  |  | EIA-860, EIA-860M and EIA-923 | 202406 | -90.3494 | 42.9456
-10935911.1146 | 5170271.5725 | 45338 | 62956 | Thunderhead Wind Energy LLC | 49893 | Invenergy Services LLC | IPP Non-CHP | TBD | Boone | Antelope | Nebraska | 68620 | wind | Wind = 300 MW | Onshore Wind Turbine | 300 | 300 | [10 empty] | 300 |  | EIA-860, EIA-860M and EIA-923 | 202406 | -98.239 | 42.062
-8276314.0419 | 4941990.8094 | 45339 | 62957 | DG Iron Mountain | 62800 | DG Edison New Jersey LLC | IPP Non-CHP | 3003 Woodbridge Ave | Edison | Middlesex | New Jersey | 8837 | solar | Solar = 5.4 MW | Solar Photovoltaic | 5.4 | 5.4 | [9 empty] | 5.4 |  |  | EIA-860, EIA-860M and EIA-923 | 202406 | -74.3474 | 40.5213
-8263789.152 | 4959416.5467 | 45340 | 62958 | DG Infineum | 62801 | DG Linden New Jersey LLC | IPP Non-CHP | 1600 Linden Ave | Linden | Union | New Jersey | 7036 | solar | Solar = 2 MW | Solar Photovoltaic | 2 | 2 | [9 empty] | 2 |  |  | EIA-860, EIA-860M and EIA-923 | 202406 | -74.2349 | 40.6402
-8834174.8608 | 4429546.0768 | 45341 | 62959 | Whitehorn Solar | 62808 | Whitehorn Solar, LLC | IPP Non-CHP | 799 Taylors Mill Road | Gretna | Pittsylvania | Virginia | 24557 | solar | Solar = 50 MW | Solar Photovoltaic | 50 | 50 | [9 empty] | 50 |  |  | EIA-860, EIA-860M and EIA-923 | 202406 | -79.3587 | 36.9314
-9465941.5801 | 3895303.9634 | 45342 | 62960 | Kimberly-Clark Solar | 62817 | DG Georgia Solar II, LLC | IPP Non-CHP | 1300 Orchard Hill Rd | LaGrange | Troup | Georgia | 30240 | solar | Solar = 2.3 MW | Solar Photovoltaic | 2.3 | 2.3 | [9 empty] | 2.3 |  |  | EIA-860, EIA-860M and EIA-923 | 202406 | -85.034 | 33
-10587991.2856 | 5702586.0141 | 45343 | 62961 | Novel Brooten Solar CSG | 63359 | REA Investments, LLC | IPP Non-CHP | 27000 Country Road 18 | Brooten | Stearns | Minnesota | 56316 | solar | Solar = 1 MW | Solar Photovoltaic | 1 | 1 | [9 empty] | 1 |  |  | EIA-860, EIA-860M and EIA-923 | 202406 | -95.1135 | 45.5126
-10530122.5163 | 5721048.0709 | 45344 | 62962 | Novel Reber Solar CSG | 63359 | REA Investments, LLC | IPP Non-CHP | 23245 350th Street | Albany | Stearns | Minnesota | 56307 | solar | Solar = 1 MW | Solar Photovoltaic | 1 | 1 | [9 empty] | 1 |  |  | EIA-860, EIA-860M and EIA-923 | 202406 | -94.5937 | 45.6287
-10615481.2999 | 5588161.6722 | 45345 | 62963 | Novel Historical Society Solar CSG | 63359 | REA Investments, LLC | IPP Non-CHP | 82910 160th Street | Sacred Heart | Renville | Minnesota | 56285 | solar | Solar = 1 MW | Solar Photovoltaic | 1 | 1 | [9 empty] | 1 |  |  | EIA-860, EIA-860M and EIA-923 | 202406 | -95.3605 | 44.7877
-12501837.4935 | 3970941.439 | 45346 | 62964 | El Sol BESS | 49893 | Invenergy Services LLC | Electric Utility | TBD | Phoenix | Maricopa | Arizona | 85363 | batteries | Battery = 50 MW | Batteries | 50 | 50 | 50 | [11 empty] | EIA-860, EIA-860M and EIA-923 | 202406 | -112.3059 | 33.568
-10228852.2331 | 5481973.4697 | 45347 | 62966 | Novel Herber Solar CSG | 63359 | REA Investments, LLC | IPP Non-CHP | 19900 County Road 114 | Rollingstone | Winona | Minnesota | 55969 | solar | Solar = 1 MW | Solar Photovoltaic | 1 | 1 | [9 empty] | 1 |  |  | EIA-860, EIA-860M and EIA-923 | 202406 | -91.8873 | 44.1067
-10591876.6698 | 5755900.6283 | 45348 | 62967 | Novel Herickhoff Solar CSG | 63359 | REA Investments, LLC | IPP Non-CHP | 4659 State Highway 27 SE | Osakis | Douglas | Minnesota | 56360 | solar | Solar = 1 MW | Solar Photovoltaic | 1 | 1 | [9 empty] | 1 |  |  | EIA-860, EIA-860M and EIA-923 | 202406 | -95.1484 | 45.8472
-7923441.4975 | 5250332.8155 | 45349 | 62968 | Syncarpha Tewksbury Hybrid CSG | 62812 | Syncarpha Tewksbury, LLC | IPP Non-CHP | 0 Laite Road | Tewksbury | Middlesex | Massachusetts | 1876 | solar | Battery = 2 MW, Solar = 2.8 MW | Batteries; Solar Photovoltaic; | 4.8 | 4.8 | 2 | [8 empty] | 2.8 |  |  | EIA-860, EIA-860M and EIA-923 | 202406 | -71.1775 | 42.5937
-7974163.7782 | 5181897.6258 | 45350 | 62969 | Syncarpha Puddon I Hybrid CSG | 62826 | Syncarpha Puddon I, LLC | IPP Non-CHP | 150 Puddon Street | Northbridge | Worcester | Massachusetts | 1534 | solar | Battery = 4 MW, Solar = 5 MW | Batteries; Solar Photovoltaic; | 9 | 9 | 4 | [8 empty] | 5 |  |  | EIA-860, EIA-860M and EIA-923 | 202406 | -71.6331 | 42.1395
-7973931.4544 | 5181053.2119 | 45351 | 62970 | Syncarpha Puddon II Hybrid CSG | 62827 | Syncarpha Puddon II, LLC | IPP Non-CHP | 160 Puddon Street | Northbridge | Worcester | Massachusetts | 1534 | solar | Battery = 4 MW, Solar = 5 MW | Batteries; Solar Photovoltaic; | 9 | 9 | 4 | [8 empty] | 5 |  |  | EIA-860, EIA-860M and EIA-923 | 202406 | -71.631 | 42.1339
-8000066.9331 | 5250230.2929 | 45352 | 62971 | Syncarpha Westminster Hybrid CSG | 62813 | Syncarpha Westminster, LLC | IPP Non-CHP | 175 Bean Porridge Hill Road | Westminster | Worcester | Massachusetts | 1473 | solar | Battery = 2.9 MW, Solar = 4.7 MW | Batteries; Solar Photovoltaic; | 7.6 | 7.6 | 2.9 | [8 empty] | 4.7 |  |  | EIA-860, EIA-860M and EIA-923 | 202406 | -71.8658 | 42.593
-8002522.5298 | 5199145.9382 | 45353 | 62972 | Syncarpha Leicester Hybrid CSG | 62814 | Syncarpha Leicester, LLC | IPP Non-CHP | 20 Mulberry Street | Leicester | Worcester | Massachusetts | 1524 | solar | Battery = 2 MW, Solar = 2.6 MW | Batteries; Solar Photovoltaic; | 4.6 | 4.6 | 2 | [8 empty] | 2.6 |  |  | EIA-860, EIA-860M and EIA-923 | 202406 | -71.8879 | 42.2543
-7887746.6801 | 5158541.2406 | 45354 | 62973 | Syncarpha Halifax Hybrid CSG | 62819 | Syncarpha Halifax, LLC | IPP Non-CHP | 241 Franklin Street | Halifax | Plymouth | Massachusetts | 2338 | solar | Battery = 1.6 MW, Solar = 1.7 MW | Batteries; Solar Photovoltaic; | 3.3 | 3.3 | 1.6 | [8 empty] | 1.7 |  |  | EIA-860, EIA-860M and EIA-923 | 202406 | -70.8568 | 41.9837
-7991963.6534 | 5187260.2411 | 45355 | 62974 | Syncarpha Millbury Hybrid (CSG) | 62820 | Syncarpha Millbury, LLC | IPP Non-CHP | 278 West Main Street | Millbury | Worcester | Massachusetts | 1527 | solar | Battery = 3.8 MW, Solar = 5 MW | Batteries; Solar Photovoltaic; | 8.8 | 8.8 | 3.8 | [8 empty] | 5 |  |  | EIA-860, EIA-860M and EIA-923 | 202406 | -71.793 | 42.1752
-8119517.0882 | 5192950.5265 | 45356 | 62975 | Syncarpha Blandford Hybrid CSG | 62822 | Syncarpha Blandford, LLC | IPP Non-CHP | 80 Chester Road | Blandford | Hampden | Massachusetts | 1008 | solar | Battery = 3.9 MW, Solar = 4.9 MW | Batteries; Solar Photovoltaic; | 8.8 | 8.8 | 3.9 | [8 empty] | 4.9 |  |  | EIA-860, EIA-860M and EIA-923 | 202406 | -72.9389 | 42.2131
-8093977.3914 | 5204598.6674 | 45357 | 62976 | Syncarpha Northampton Hybrid CSG | 62821 | Syncarpha Northampton, LLC | IPP Non-CHP | 905 Park Hill Road | Northampton | Hampshire | Massachusetts | 1062 | solar | Battery = 2 MW, Solar = 3.6 MW | Batteries; Solar Photovoltaic; | 5.6 | 5.6 | 2 | [8 empty] | 3.6 |  |  | EIA-860, EIA-860M and EIA-923 | 202406 | -72.7094 | 42.2905
-7975847.9307 | 5177829.8168 | 45358 | 62977 | Syncarpha Northbridge I Hybrid(CSG) | 62824 | Syncarpha Northbridge I, LLC | IPP Non-CHP | 500 Church Street | Whitinsville | Worcester | Massachusetts | 1588 | solar | Battery = 4 MW, Solar = 5 MW | Batteries; Solar Photovoltaic; | 9 | 9 | 4 | [8 empty] | 5 |  |  | EIA-860, EIA-860M and EIA-923 | 202406 | -71.6483 | 42.1124
-7975378.8304 | 5178319.3267 | 45359 | 62978 | Syncarpha Northbridge II Hybrid CSG | 62825 | Syncarpha Northbridge II, LLC | IPP Non-CHP | 797 Providence Road | Whitinsville | Worcester | Massachusetts | 1588 | solar | Battery = 3 MW, Solar = 5 MW | Batteries; Solar Photovoltaic; | 8 | 8 | 3 | [8 empty] | 5 |  |  | EIA-860, EIA-860M and EIA-923 | 202406 | -71.644 | 42.1157
-10311189.1379 | 5467429.5727 | 45360 | 62979 | Novel DeCook Solar CSG | 63359 | REA Investments, LLC | IPP Non-CHP | 519 95th Ave SW | Byron | Olmsted | Minnesota | 55920 | solar | Solar = 1 MW | Solar Photovoltaic | 1 | 1 | [9 empty] | 1 |  |  | EIA-860, EIA-860M and EIA-923 | 202406 | -92.627 | 44.0128
-13304905.5396 | 4806539.8528 | 45361 | 62980 | Turquoise Liberty Solar | 57222 | Liberty Utilities (CalPeco Electric) LLC | Electric Utility | 21905 Reno Technology Parkway | Sparks | Washoe | Nevada | 89434 | solar | Solar = 10 MW | Solar Photovoltaic | 10 | 10 | [9 empty] | 10 |  |  | EIA-860, EIA-860M and EIA-923 | 202406 | -119.52 | 39.59
-8471861.8669 | 5395545.4948 | 45362 | 62981 | East Pulaski BESS | 56404 | National Grid | Electric Utility | 30 East Wood Road | Richland | Oswego | New York | 13144 | batteries | Battery = 2 MW | Batteries | 2 | 2 | 2 | [11 empty] | EIA-860, EIA-860M and EIA-923 | 202406 | -76.104 | 43.5466
-10337127.9151 | 5460800.7873 | 45363 | 62982 | Novel Schmoll Farms Solar CSG | 63359 | REA Investments, LLC | IPP Non-CHP | 66470 MN-56 | Dodge Center | Dodge | Minnesota | 55927 | solar | Solar = 1 MW | Solar Photovoltaic | 1 | 1 | [9 empty] | 1 |  |  | EIA-860, EIA-860M and EIA-923 | 202406 | -92.86 | 43.97
-10469609.2411 | 5720658.0741 | 45364 | 62983 | Novel Pederson Solar CSG | 63359 | REA Investments, LLC | IPP Non-CHP | 5402 Golden Spike Rd NE | Sauk Rapids | Benton | Minnesota | 56379 | solar | Solar = 1 MW | Solar Photovoltaic | 1 | 1 | [9 empty] | 1 |  |  | EIA-860, EIA-860M and EIA-923 | 202406 | -94.0501 | 45.6263
-10426183.5077 | 5497997.8884 | 45365 | 62984 | Novel Jewison Solar CSG | 63359 | REA Investments, LLC | IPP Non-CHP | 43598 Elysian Lake Road E | Janesville | Waseca | Minnesota | 56048 | solar | Solar = 1 MW | Solar Photovoltaic | 1 | 1 | [9 empty] | 1 |  |  | EIA-860, EIA-860M and EIA-923 | 202406 | -93.66 | 44.21
-10310411.2373 | 5466989.8368 | 45366 | 62985 | Novel Byron Solar CSG | 63359 | REA Investments, LLC | IPP Non-CHP | 1509 County Club Road SE | Byron | Olmsted | Minnesota | 55920 | solar | Solar = 1 MW | Solar Photovoltaic | 1 | 1 | [9 empty] | 1 |  |  | EIA-860, EIA-860M and EIA-923 | 202406 | -92.62 | 44.01
-10408372.3892 | 5473183.0616 | 45367 | 62986 | Novel Kanewischer Solar CSG | 63359 | REA Investments, LLC | IPP Non-CHP | 32718 128 St | Waseca | Waseca | Minnesota | 56093 | solar | Solar = 1 MW | Solar Photovoltaic | 1 | 1 | [9 empty] | 1 |  |  | EIA-860, EIA-860M and EIA-923 | 202406 | -93.5 | 44.05
-13024334.6705 | 3870978.2231 | 45368 | 62987 | Grossmont HS Solar Project | 61944 | MN8 Energy LLC | Commercial Non-CHP | 1100 Murray Dr | El Cajon | San Diego | California | 92020 | solar | Solar = 1.3 MW | Solar Photovoltaic | 1.4 | 1.3 | [9 empty] | 1.3 |  |  | EIA-860, EIA-860M and EIA-923 | 202406 | -116.9996 | 32.8165
-13522757.7831 | 4679503.0145 | 45369 | 62988 | Wildflower Solar 1 | 62842 | Lightsource Renewable Energy Asset Management, LLC | IPP Non-CHP | 7501 West 6th Street | Elverta | Sacramento | California | 95626 | solar | Solar = 13 MW | Solar Photovoltaic | 13 | 13 | [9 empty] | 13 |  |  | EIA-860, EIA-860M and EIA-923 | 202406 | -121.477 | 38.705
-8639504.122 | 4886259.9866 | 45370 | 62989 | Whitetail Solar 1 | 62842 | Lightsource Renewable Energy Asset Management, LLC | IPP Non-CHP | 10500 Mowersville Road | Newburg | Franklin | Pennsylvania | 17240 | solar | Solar = 13.5 MW | Solar Photovoltaic | 13.5 | 13.5 | [9 empty] | 13.5 |  |  | EIA-860, EIA-860M and EIA-923 | 202406 | -77.61 | 40.1397
-8662239.1242 | 4852032.2311 | 45371 | 62990 | Whitetail Solar 2 | 62842 | Lightsource Renewable Energy Asset Management, LLC | IPP Non-CHP | 1875 Pioneer Drive | St. Thomas | Franklin | Pennsylvania | 17252 | solar | Solar = 20 MW | Solar Photovoltaic | 20 | 20 | [9 empty] | 20 |  |  | EIA-860, EIA-860M and EIA-923 | 202406 | -77.8142 | 39.9042
-8657221.5095 | 4848254.0377 | 45372 | 62991 | Whitetail Solar 3 | 62842 | Lightsource Renewable Energy Asset Management, LLC | IPP Non-CHP | 3306 St Thomas-Williamson Road | Chambersburg | Franklin | Pennsylvania | 17202 | solar | Solar = 20 MW | Solar Photovoltaic | 20 | 20 | [9 empty] | 20 |  |  | EIA-860, EIA-860M and EIA-923 | 202406 | -77.7691 | 39.8782
-8101910.4636 | 5162132.9365 | 45373 | 62992 | Goose Pond Solar | 62838 | LSE Dorado, LLC | IPP Non-CHP | 63 Congamond Rd | Southwick | Hampden | Massachusetts | 1077 | solar | Solar = 4 MW | Solar Photovoltaic | 4 | 4 | [9 empty] | 4 |  |  | EIA-860, EIA-860M and EIA-923 | 202406 | -72.7807 | 42.0077
-11332238.892 | 4515628.5629 | 45374 | 62993 | Johnson Corner Solar 1 | 62842 | Lightsource Renewable Energy Asset Management, LLC | IPP Non-CHP | 2028 S. Road N | Johnson City | Stanton | Kansas | 67855 | solar | Solar = 20 MW | Solar Photovoltaic | 20 | 20 | [9 empty] | 20 |  |  | EIA-860, EIA-860M and EIA-923 | 202406 | -101.7992 | 37.547
-12017194.6207 | 4196683.229 | 45375 | 62994 | Bluewater CDEC 1 | 62842 | Lightsource Renewable Energy Asset Management, LLC | IPP Non-CHP | 32 Roberts Road | Bluewater | Cibola | New Mexico | 87005 | solar | Solar = 2.4 MW | Solar Photovoltaic | 2.4 | 2.4 | [9 empty] | 2.4 |  |  | EIA-860, EIA-860M and EIA-923 | 202406 | -107.9523 | 35.241
-12002578.8168 | 4182922.898 | 45376 | 62995 | Grants CDEC 2 | 62842 | Lightsource Renewable Energy Asset Management, LLC | IPP Non-CHP | 325 Sakelares Boulevard | Grants | Cibola | New Mexico | 87020 | solar | Solar = 4.5 MW | Solar Photovoltaic | 4.5 | 4.5 | [9 empty] | 4.5 |  |  | EIA-860, EIA-860M and EIA-923 | 202406 | -107.821 | 35.14
-8728475.6684 | 4220572.7805 | 45377 | 62996 | ESA Four Oaks 2 NC LLC | 62845 | ESA Four Oaks 2 NC LLC | IPP Non-CHP | 2769 NC 96 Hwy | Four Oaks | Johnston | North Carolina | 27524 | solar | Solar = 2 MW | Solar Photovoltaic | 2 | 2 | [9 empty] | 2 |  |  | EIA-860, EIA-860M and EIA-923 | 202406 | -78.4092 | 35.4161
-8704345.2764 | 4287636.8164 | 45378 | 62997 | Spring Hope Solar 3, LLC | 62844 | Spring Hope Solar 3, LLC | IPP Non-CHP | 692 Frazier Road | Spring Hope | Nash | North Carolina | 27882 | solar | Solar = 5 MW | Solar Photovoltaic | 5 | 5 | [9 empty] | 5 |  |  | EIA-860, EIA-860M and EIA-923 | 202406 | -78.1925 | 35.9056
-8224172.6603 | 5294119.4076 | 45379 | 62998 | 25 Ashdown Road Solar, LLC | 61012 | AES Distributed Energy | IPP Non-CHP | 25 Ashdown Rd | Clifton Park | Saratoga | New York | 12019 | solar | Solar = 4 MW | Solar Photovoltaic | 4 | 4 | [9 empty] | 4 |  |  | EIA-860, EIA-860M and EIA-923 | 202406 | -73.879 | 42.8826
-8298478.4204 | 5079910.2862 | 45380 | 62999 | Finchville Solar, LLC Hybrid CSG | 61012 | AES Distributed Energy | IPP Non-CHP | 273 Finchville Turnpike | Mt. Hope | Orange | New York | 10963 | solar | Battery = 3 MW, Solar = 5 MW | Batteries; Solar Photovoltaic; | 8 | 8 | 3 | [8 empty] | 5 |  |  | EIA-860, EIA-860M and EIA-923 | 202406 | -74.5465 | 41.4565
-8261720.7246 | 5098881.8075 | 45381 | 63000 | RT 52 Walden Solar 1, LLC Hybrid | 61012 | AES Distributed Energy | IPP Non-CHP | 1343 NYS Route 52 | Montgomery | Orange | New York | 12586 | solar | Battery = 4 MW, Solar = 5 MW | Batteries; Solar Photovoltaic; | 9 | 9 | 4 | [8 empty] | 5 |  |  | EIA-860, EIA-860M and EIA-923 | 202406 | -74.2163 | 41.5841
-13267109.4555 | 4745086.9481 | 45382 | 63001 | Whitegrass No. 1 | 62861 | Open Mountain Energy LLC. | IPP Non-CHP | 21 Julian Lane | Yerington | Lyon | Nevada | 89447 | geothermal | Geothermal = 6.4MW | Geothermal | 6.4 | 6.4 |  |  |  | 6.4 | [8 empty] | EIA-860, EIA-860M and EIA-923 | 202406 | -119.1805 | 39.1633
-10018402.8471 | 5012341.6638 | 45383 | 63003 | Midland Wind | 15399 | Avangrid Renewables LLC | IPP Non-CHP | 8486 E 2270 St | Kewane | Henry | Illinois | 61443 | wind | Wind = 105.5 MW | Onshore Wind Turbine | 105.5 | 105.5 | [10 empty] | 105.5 |  | EIA-860, EIA-860M and EIA-923 | 202406 | -89.9968 | 41
-10316816.3381 | 5472202.8602 | 45384 | 63004 | Novel Bartel Solar CSG | 63359 | REA Investments, LLC | IPP Non-CHP | 1645 13th Street NW | Byron | Olmsted | Minnesota | 55920 | solar | Solar = 1 MW | Solar Photovoltaic | 1 | 1 | [9 empty] | 1 |  |  | EIA-860, EIA-860M and EIA-923 | 202406 | -92.6775 | 44.0437
-10412825.1688 | 5479380.4705 | 45385 | 63005 | Novel Haley Solar CSG | 63359 | REA Investments, LLC | IPP Non-CHP | 11679 375 Ave. | Waseca | Waseca | Minnesota | 56093 | solar | Solar = 1 MW | Solar Photovoltaic | 1 | 1 | [9 empty] | 1 |  |  | EIA-860, EIA-860M and EIA-923 | 202406 | -93.54 | 44.09
-10331605.1325 | 5613063.6141 | 45386 | 63007 | Novel MNDot Solar CSG | 63359 | REA Investments, LLC | IPP Non-CHP | 14201 Hudson Road S. | Afton | Washington | Minnesota | 55001 | solar | Solar = 1 MW | Solar Photovoltaic | 1 | 1 | [9 empty] | 1 |  |  | EIA-860, EIA-860M and EIA-923 | 202406 | -92.8104 | 44.9462
-10414473.3652 | 5479140.2429 | 45387 | 63008 | Novel Winegar Partnership Solar CSG | 63359 | REA Investments, LLC | IPP Non-CHP | 10553 Old Highway 14 | Waseca | Waseca | Minnesota | 56093 | solar | Solar = 1 MW | Solar Photovoltaic | 1 | 1 | [9 empty] | 1 |  |  | EIA-860, EIA-860M and EIA-923 | 202406 | -93.5548 | 44.0885
-10420475.1555 | 5495843.1573 | 45388 | 63009 | Novel Peter Solar CSG | 63359 | REA Investments, LLC | IPP Non-CHP | 7793 State Highway 60 | Waterville | Le Sueur | Minnesota | 56096 | solar | Solar = 1 MW | Solar Photovoltaic | 1 | 1 | [9 empty] | 1 |  |  | EIA-860, EIA-860M and EIA-923 | 202406 | -93.6087 | 44.1961
-10324525.2129 | 5482676.2542 | 45389 | 63010 | Novel Benedix Solar CSG | 63359 | REA Investments, LLC | IPP Non-CHP | 58128 245 th Ave. | Mantorville | Dodge | Minnesota | 55955 | solar | Solar = 1 MW | Solar Photovoltaic | 1 | 1 | [9 empty] | 1 |  |  | EIA-860, EIA-860M and EIA-923 | 202406 | -92.7468 | 44.1113
-8032146.5387 | 5187425.0222 | 45390 | 63011 | Cronin Road Solar 1, LLC CSG Hybrid | 61012 | AES Distributed Energy | IPP Non-CHP | 355 Cronin Road | Warren | Worcester | Massachusetts | 1585 | solar | Battery = 1.5 MW, Solar = 1.5 MW | Batteries; Solar Photovoltaic; | 3 | 3 | 1.5 | [8 empty] | 1.5 |  |  | EIA-860, EIA-860M and EIA-923 | 202406 | -72.154 | 42.1763
-8788655.6531 | 5342371.9775 | 45391 | 63012 | Ransomville Solar 1, LLC | 61012 | AES Distributed Energy | IPP Non-CHP | 1897 Swann Rd | Ransomville | Niagara | New York | 14131 | solar | Solar = 5 MW | Solar Photovoltaic | 5 | 5 | [9 empty] | 5 |  |  | EIA-860, EIA-860M and EIA-923 | 202406 | -78.9498 | 43.1994
-8273576.2503 | 5322998.3659 | 45392 | 63013 | Johnstown Solar 1, LLC | 61012 | AES Distributed Energy | IPP Non-CHP | 137 NY-30A | Gloversville | Fulton | New York | 12078 | solar | Solar = 4 MW | Solar Photovoltaic | 4 | 4 | [9 empty] | 4 |  |  | EIA-860, EIA-860M and EIA-923 | 202406 | -74.3228 | 43.0724
-8581842.1842 | 4182650.6427 | 45393 | 63015 | Plott Hound Solar | 62873 | Plott Hound Solar, LLC | IPP Non-CHP | 755 W NC 55 Hwy | New Bern | Craven | North Carolina | 28562 | solar | Solar = 5 MW | Solar Photovoltaic | 5 | 5 | [9 empty] | 5 |  |  | EIA-860, EIA-860M and EIA-923 | 202406 | -77.092 | 35.138
-8954985.1174 | 4294568.7277 | 45394 | 63016 | Carolina Lily Solar | 62872 | Carolina Lily Solar, LLC | IPP Non-CHP | 757 Baltimore Rd | Advance | Davie | North Carolina | 27006 | solar | Solar = 5 MW | Solar Photovoltaic | 5 | 5 | [9 empty] | 5 |  |  | EIA-860, EIA-860M and EIA-923 | 202406 | -80.444 | 35.956
-8947415.392 | 4291406.1873 | 45395 | 63017 | Ray Wilson Solar | 62871 | Ray Wilson Solar, LLC | IPP Non-CHP | 128 Potts Rd | Advance | Davie | North Carolina | 27006 | solar | Solar = 5 MW | Solar Photovoltaic | 5 | 5 | [9 empty] | 5 |  |  | EIA-860, EIA-860M and EIA-923 | 202406 | -80.376 | 35.933
-9539220.084 | 5586429.4357 | 45396 | 63019 | Green Lake Solar | 62870 | Heritage Sustainable Energy. LLC | IPP Non-CHP | 7661 US31 | Interlochen | Grand Traverse | Michigan | 49685 | solar | Solar = 1 MW | Solar Photovoltaic | 1 | 1 | [9 empty] | 1 |  |  | EIA-860, EIA-860M and EIA-923 | 202406 | -85.6923 | 44.7767
-9539220.084 | 5586429.4357 | 45397 | 63020 | TCLP Solar Phase 1 | 62870 | Heritage Sustainable Energy. LLC | IPP Non-CHP | 7889 E.Traverse Hwy | Traverse City | Leelanau | Michigan | 49685 | solar | Solar = 1 MW | Solar Photovoltaic | 1 | 1 | [9 empty] | 1 |  |  | EIA-860, EIA-860M and EIA-923 | 202406 | -85.6923 | 44.7767
-13328494.0284 | 4423153.8086 | 45398 | 63021 | SCCCD - Clovis Community College | 62856 | Forefront Power, LLC | IPP Non-CHP | 10309 N Willow Ave | Fresno | Fresno | California | 93720 | solar | Solar = 1.2 MW | Solar Photovoltaic | 1.2 | 1.2 | [9 empty] | 1.2 |  |  | EIA-860, EIA-860M and EIA-923 | 202406 | -119.7319 | 36.8855
-11663797.4275 | 4685278.2075 | 45399 | 63022 | Fort Carson Battery Energy Storage System | 62876 | Department of the Army, Fort Carson | Commercial Non-CHP | 1246 Minick Ave | Fort Carson | El Paso | Colorado | 80913 | batteries | Battery = 4.2 MW | Batteries | 4.2 | 4.2 | 4.2 | [11 empty] | EIA-860, EIA-860M and EIA-923 | 202406 | -104.7777 | 38.7455
-8347075.7234 | 4876283.7965 | 45400 | 63023 | Jefferson Torresdale Hospital | 62877 | Jefferson Torresdale Hospital | Commercial CHP | 10800 Knights Road | Philadelphia | Philadelphia | Pennsylvania | 19114 | natural gas | Natural Gas = 1.1 MW | Natural Gas Internal Combustion Engine | 1.1 | 1.1 | [6 empty] | 1.1 | [5 empty] | EIA-860, EIA-860M and EIA-923 | 202406 | -74.9831 | 40.0711
-8574740.5573 | 4337561.6628 | 45401 | 63024 | Hertford Solar Power, LLC | 63631 | Capital V LLC | IPP Non-CHP | 203 S Early Station Road | Ahoskie | Hertford | North Carolina | 27910 | solar | Solar = 10 MW | Solar Photovoltaic | 10 | 10 | [9 empty] | 10 |  |  | EIA-860, EIA-860M and EIA-923 | 202406 | -77.0282 | 36.268
-10563330.6788 | 4919826.8812 | 45402 | 63025 | Clear Creek Wind | 62855 | Clear Creek Wind, LLC | IPP Non-CHP | 19872 Icon Road | Maryville | Nodaway | Missouri | 64468 | wind | Wind = 242 MW | Onshore Wind Turbine | 242 | 242 | [10 empty] | 242 |  | EIA-860, EIA-860M and EIA-923 | 202406 | -94.892 | 40.3698
-11002257.6424 | 3176238.6712 | 45403 | 63027 | Mars Solar | 61677 | Sol Systems | IPP Non-CHP | 25564 State Highway 359 | Bruni | Webb | Texas | 78344 | solar | Solar = 10 MW | Solar Photovoltaic | 10 | 10 | [9 empty] | 10 |  |  | EIA-860, EIA-860M and EIA-923 | 202406 | -98.835 | 27.4216
-9330099.2961 | 4962247.8619 | 45404 | 63029 | Hardin Solar Energy LLC | 49893 | Invenergy Services LLC | IPP Non-CHP | 2465 Township Rd. No. 120 | Alger | Hardin | Ohio | 45812 | solar | Solar = 150 MW | Solar Photovoltaic | 150 | 150 | [9 empty] | 150 |  |  | EIA-860, EIA-860M and EIA-923 | 202406 | -83.8137 | 40.6595
-11389711.2527 | 4191116.012 | 45405 | 63030 | Canadian Breaks, LLC | 64495 | Canadian Breaks LLC | IPP Non-CHP | 6237 CR 44 | Vega | Deaf Smith | Texas | 79092 | wind | Wind = 210.1 MW | Onshore Wind Turbine | 210.1 | 210.1 | [10 empty] | 210.1 |  | EIA-860, EIA-860M and EIA-923 | 202406 | -102.3155 | 35.2002
-8510375.0711 | 4502017.9827 | 45406 | 63031 | Gloucester Solar | 5248 | Dominion Energy Inc. | Electric Utility | 9375 John Clayton Memorial Hig | Gloucester | Gloucester | Virginia | 23061 | solar | Solar = 19.8 MW | Solar Photovoltaic | 19.9 | 19.8 | [9 empty] | 19.8 |  |  | EIA-860, EIA-860M and EIA-923 | 202406 | -76.45 | 37.45
-10365043.3925 | 5567402.4493 | 45407 | 63033 | FastSun 19 CSG | 60281 | Altus Power America Management, LLC | IPP Non-CHP | 2180 200th Street West | Farmington | Dakota | Minnesota | 55024 | solar | Solar = 1 MW | Solar Photovoltaic | 1 | 1 | [9 empty] | 1 |  |  | EIA-860, EIA-860M and EIA-923 | 202406 | -93.1108 | 44.6552
-10166532.2426 | 5444640.419 | 45408 | 63034 | FastSun 18 CSG | 60281 | Altus Power America Management, LLC | IPP Non-CHP | 32979 County Road 1 | La Crescent | Winona | Minnesota | 55947 | solar | Solar = 1 MW | Solar Photovoltaic | 1 | 1 | [9 empty] | 1 |  |  | EIA-860, EIA-860M and EIA-923 | 202406 | -91.3275 | 43.8654
-10591831.6967 | 5755010.5311 | 45409 | 63035 | FastSun 13 CSG | 60281 | Altus Power America Management, LLC | IPP Non-CHP | 5211 State Highway 27 South Ea | Osakis | Douglas | Minnesota | 56360 | solar | Solar = 1 MW | Solar Photovoltaic | 1 | 1 | [9 empty] | 1 |  |  | EIA-860, EIA-860M and EIA-923 | 202406 | -95.148 | 45.8417
-10449029.1615 | 5493179.7937 | 45410 | 63036 | FastSun 14 CSG | 60281 | Altus Power America Management, LLC | IPP Non-CHP | 22083 604th Avenue | Eagle Lake | Blue Earth | Minnesota | 56024 | solar | Solar = 1 MW | Solar Photovoltaic | 1 | 1 | [9 empty] | 1 |  |  | EIA-860, EIA-860M and EIA-923 | 202406 | -93.8652 | 44.179
-10323350.7922 | 5512120.8673 | 45411 | 63037 | FastSun 11 CSG | 60281 | Altus Power America Management, LLC | IPP Non-CHP | 14657 Highway 60 Boulevard | Zumbrota | Goodhue | Minnesota | 55992 | solar | Solar = 1 MW | Solar Photovoltaic | 1 | 1 | [9 empty] | 1 |  |  | EIA-860, EIA-860M and EIA-923 | 202406 | -92.7362 | 44.3009
-10321485.5229 | 5510666.4987 | 45412 | 63038 | FastSun 10 CSG | 60281 | Altus Power America Management, LLC | IPP Non-CHP | 15500 Highway 60 Boulevard | Zumbrota | Goodhue | Minnesota | 55992 | solar | Solar = 1 MW | Solar Photovoltaic | 1 | 1 | [9 empty] | 1 |  |  | EIA-860, EIA-860M and EIA-923 | 202406 | -92.7195 | 44.2915
-10496399.0558 | 5505846.699 | 45413 | 63039 | FastSun 8 CSG | 60281 | Altus Power America Management, LLC | IPP Non-CHP | 51284 County Road 21 | Courtland | Nicollet | Minnesota | 56021 | solar | Solar = 1 MW | Solar Photovoltaic | 1 | 1 | [9 empty] | 1 |  |  | EIA-860, EIA-860M and EIA-923 | 202406 | -94.2908 | 44.2605
-10318832.7794 | 5511269.619 | 45414 | 63040 | FastSun 9 CSG | 60281 | Altus Power America Management, LLC | IPP Non-CHP | 16919 Highway 60 Blvd | Zumbrota | Goodhue | Minnesota | 55992 | solar | Solar = 1 MW | Solar Photovoltaic | 1 | 1 | [9 empty] | 1 |  |  | EIA-860, EIA-860M and EIA-923 | 202406 | -92.6957 | 44.2954
-8023096.2641 | 5200728.1027 | 45415 | 63041 | Lane Ave Solar LLC | 61012 | AES Distributed Energy | IPP Non-CHP | 0 Lane Ave | North Brookfield | Worcester | Massachusetts | 1535 | solar | Solar = 1.5 MW | Solar Photovoltaic | 1.5 | 1.5 | [9 empty] | 1.5 |  |  | EIA-860, EIA-860M and EIA-923 | 202406 | -72.0727 | 42.2648
-10518187.397 | 5719299.2675 | 45416 | 63042 | FastSun 3 CSG | 60281 | Altus Power America Management, LLC | IPP Non-CHP | 34206 Smiley Drive | Albany | Stearns | Minnesota | 56037 | solar | Solar = 1 MW | Solar Photovoltaic | 1 | 1 | [9 empty] | 1 |  |  | EIA-860, EIA-860M and EIA-923 | 202406 | -94.4865 | 45.6177
-10519036.7648 | 5577426.2027 | 45417 | 63043 | FastSun 7 CSG | 60281 | Altus Power America Management, LLC | IPP Non-CHP | 25000 70th Street | Stewart | McLeod | Minnesota | 55385 | solar | Solar = 1 MW | Solar Photovoltaic | 1 | 1 | [9 empty] | 1 |  |  | EIA-860, EIA-860M and EIA-923 | 202406 | -94.4941 | 44.7192
-8022116.6526 | 5200562.6392 | 45418 | 63044 | Ryan Road Solar LLC Hybrid(CSG) | 61012 | AES Distributed Energy | IPP Non-CHP | 59 Ryan Road | North Brookfield | Worcester | Massachusetts | 1535 | solar | Battery = 4.3 MW, Solar = 4.3 MW | Batteries; Solar Photovoltaic; | 8.6 | 8.6 | 4.3 | [8 empty] | 4.3 |  |  | EIA-860, EIA-860M and EIA-923 | 202406 | -72.0639 | 42.2637
-10165647.3639 | 5443718.9909 | 45419 | 63045 | FastSun 5 CSG | 60281 | Altus Power America Management, LLC | IPP Non-CHP | 33114 County Road 1 | La Crescent | Winona | Minnesota | 55947 | solar | Solar = 1 MW | Solar Photovoltaic | 1 | 1 | [9 empty] | 1 |  |  | EIA-860, EIA-860M and EIA-923 | 202406 | -91.3196 | 43.8595
-10498169.0357 | 5632913.0388 | 45420 | 63046 | FastSun 1 CSG | 60281 | Altus Power America Management, LLC | IPP Non-CHP | 22300 725th Avenue | Dassel | Meeker | Minnesota | 55325 | solar | Solar = 1 MW | Solar Photovoltaic | 1 | 1 | [9 empty] | 1 |  |  | EIA-860, EIA-860M and EIA-923 | 202406 | -94.3067 | 45.0723
-8053052.3391 | 5251677.8095 | 45421 | 63047 | W. Orange Rd Solar LLC | 61012 | AES Distributed Energy | IPP Non-CHP | 110 West Orange Rd | Orange | Franklin | Massachusetts | 1364 | solar | Solar = 5 MW | Solar Photovoltaic | 5 | 5 | [9 empty] | 5 |  |  | EIA-860, EIA-860M and EIA-923 | 202406 | -72.3418 | 42.6026
-8053430.8253 | 5252993.6517 | 45422 | 63048 | Wilbur Woods Solar LLC | 61012 | AES Distributed Energy | IPP Non-CHP | 110A West Orange Rd | Orange | Franklin | Massachusetts | 1364 | solar | Solar = 5 MW | Solar Photovoltaic | 5 | 5 | [9 empty] | 5 |  |  | EIA-860, EIA-860M and EIA-923 | 202406 | -72.3452 | 42.6113
-13416678.88 | 5490747.4891 | 45423 | 63049 | Prineville Solar Energy LLC | 49893 | Invenergy Services LLC | IPP Non-CHP | TBD | Prineville | Crook | Oregon | 97754 | solar | Solar = 46.2 MW | Solar Photovoltaic | 40 | 46.2 | [9 empty] | 46.2 |  |  | EIA-860, EIA-860M and EIA-923 | 202406 | -120.5241 | 44.1633
-13417793.522 | 5489321.6509 | 45424 | 63050 | Millican Solar Energy LLC | 49893 | Invenergy Services LLC | IPP Non-CHP | TBD | Prineville | Crook | Oregon | 97754 | solar | Solar = 71.4 MW | Solar Photovoltaic | 70 | 71.4 | [9 empty] | 71.4 |  |  | EIA-860, EIA-860M and EIA-923 | 202406 | -120.5341 | 44.1541
-8540620.5768 | 5351682.5761 | 45425 | 63051 | Hollygrove CSG | 61227 | Nautilus Solar Solutions | IPP Non-CHP | 7233 Route 104A | Red Creek | Wayne | New York | 13143 | solar | Solar = 2 MW | Solar Photovoltaic | 2 | 2 | [9 empty] | 2 |  |  | EIA-860, EIA-860M and EIA-923 | 202406 | -76.7217 | 43.2603
-8237732.9328 | 5270553.9926 | 45426 | 63052 | Guildlerland CSG | 61227 | Nautilus Solar Solutions | IPP Non-CHP | 4157 Becker Road | Guilderland | Albany | New York | 12009 | solar | Solar = 2 MW | Solar Photovoltaic | 2 | 2 | [9 empty] | 2 |  |  | EIA-860, EIA-860M and EIA-923 | 202406 | -74.0008 | 42.7273
-10525045.6796 | 5343485.4286 | 45427 | 63053 | Palo Alto Wind Farm | 12341 | MidAmerican Energy Co | Electric Utility | 1405 25th St., | Emmetsburg | Palo Alto | Iowa | 50536 | wind | Wind = 340 MW | Onshore Wind Turbine | 340 | 340 | [10 empty] | 340 |  | EIA-860, EIA-860M and EIA-923 | 202406 | -94.5481 | 43.2067
-13131886.9984 | 4183109.9413 | 45428 | 63054 | CalCity Solar 1 | 62885 | CalCity Solar 1, LLC | IPP Non-CHP | 9101 Mendiburu Road | California City | Kern | California | 93505 | solar | Solar = 3 MW | Solar Photovoltaic | 3 | 3 | [9 empty] | 3 |  |  | EIA-860, EIA-860M and EIA-923 | 202406 | -117.9657 | 35.1414
-8470212.1121 | 5409101.0236 | 45429 | 63055 | Howland CSG | 61227 | Nautilus Solar Solutions | IPP Non-CHP | 5930 South Main Street | Sandy Creek | Oswego | New York | 13145 | solar | Solar = 2 MW | Solar Photovoltaic | 2 | 2 | [9 empty] | 2 |  |  | EIA-860, EIA-860M and EIA-923 | 202406 | -76.0892 | 43.6348
-8245530.4178 | 5285213.5167 | 45430 | 63056 | Gifford CSG | 61227 | Nautilus Solar Solutions | IPP Non-CHP | 132 Pattersonville Rynex Corne | Schenectady | Schenectady | New York | 12306 | solar | Solar = 2 MW | Solar Photovoltaic | 2 | 2 | [9 empty] | 2 |  |  | EIA-860, EIA-860M and EIA-923 | 202406 | -74.0709 | 42.824
-8192667.018 | 5298903.0774 | 45431 | 63057 | Czub CSG | 61227 | Nautilus Solar Solutions | IPP Non-CHP | 141 Verbeck Ave | Schagticoke | Rensselaer | New York | 12154 | solar | Solar = 2 MW | Solar Photovoltaic | 2 | 2 | [9 empty] | 2 |  |  | EIA-860, EIA-860M and EIA-923 | 202406 | -73.596 | 42.9141
-8458810.7698 | 5459894.4417 | 45432 | 63058 | Mereand CSG | 61227 | Nautilus Solar Solutions | IPP Non-CHP | 20598 Old Rome Road | Watertown | Jefferson | New York | 13601 | solar | Solar = 2 MW | Solar Photovoltaic | 2 | 2 | [9 empty] | 2 |  |  | EIA-860, EIA-860M and EIA-923 | 202406 | -75.9868 | 43.9641
-8609881.2263 | 5276223.2723 | 45433 | 63059 | Aegis CSG | 61227 | Nautilus Solar Solutions | IPP Non-CHP | 5932 Monks Road | Canadaigua | Ontario | New York | 14424 | solar | Solar = 2 MW | Solar Photovoltaic | 2 | 2 | [9 empty] | 2 |  |  | EIA-860, EIA-860M and EIA-923 | 202406 | -77.3439 | 42.7647
-8715249.4658 | 5309131.275 | 45434 | 63060 | Pearl CSG | 61227 | Nautilus Solar Solutions | IPP Non-CHP | 2901 Pearl Street | Batavia | Genesee | New York | 14020 | solar | Solar = 4 MW | Solar Photovoltaic | 4 | 4 | [9 empty] | 4 |  |  | EIA-860, EIA-860M and EIA-923 | 202406 | -78.2904 | 42.9813
-12455276.892 | 4842813.2098 | 45435 | 63061 | Clover Creek Solar Community Solar | 61012 | AES Distributed Energy | IPP Non-CHP | Goshen Canyon Rd | Mona | Juab | Utah | 84645 | solar | Solar = 80 MW | Solar Photovoltaic | 80 | 80 | [9 empty] | 80 |  |  | EIA-860, EIA-860M and EIA-923 | 202406 | -111.8877 | 39.8407
-9337855.8155 | 3829329.4797 | 45436 | 63062 | Fort Valley State University Solar | 7140 | Georgia Power Co | Electric Utility | 3351 Carver Drive | Fort Valley | Peach | Georgia | 31030 | solar | Solar = 10.8 MW | Solar Photovoltaic | 10.8 | 10.8 | [9 empty] | 10.8 |  |  | EIA-860, EIA-860M and EIA-923 | 202406 | -83.8834 | 32.5016
-9219825.3179 | 4120194.7372 | 45437 | 63063 | Duke Energy CHP at Clemson University | 5416 | Duke Energy Carolinas, LLC | Electric Utility | 140 Kite Hill Drive | Clemson | Pickens | South Carolina | 29634 | natural gas | Natural Gas = 12.5 MW | Natural Gas Fired Combustion Turbine | 13.4 | 12.5 | [6 empty] | 12.5 | [5 empty] | EIA-860, EIA-860M and EIA-923 | 202406 | -82.8231 | 34.6779
-9185793.0572 | 4237525.7108 | 45438 | 63064 | Asheville-Rock Hill Battery | 3046 | Duke Energy Progress - (NC) | Electric Utility | 241 Rock Hill Road | Asheville | Buncombe | North Carolina | 28803 | batteries | Battery = 8.8 MW | Batteries | 8.8 | 8.8 | 8.8 | [11 empty] | EIA-860, EIA-860M and EIA-923 | 202406 | -82.5174 | 35.5401
-13335916.9234 | 4406616.6304 | 45439 | 63068 | SCCCD - Fresno Community College | 62856 | Forefront Power, LLC | IPP Non-CHP | 1101 E University Ave | Fresno | Fresno | California | 93741 | solar | Solar = 2.2 MW | Solar Photovoltaic | 2.2 | 2.2 | [9 empty] | 2.2 |  |  | EIA-860, EIA-860M and EIA-923 | 202406 | -119.7986 | 36.7666
-9847600.4543 | 5185577.5939 | 45440 | 63069 | Harmony Road Solar | 62856 | Forefront Power, LLC | IPP Non-CHP | 13719 Harmony Rd | Huntley | McHenry | Illinois | 60142 | solar | Solar = 1.9 MW | Solar Photovoltaic | 1.9 | 1.9 | [9 empty] | 1.9 |  |  | EIA-860, EIA-860M and EIA-923 | 202406 | -88.4625 | 42.164
-9838750.5548 | 5185577.5939 | 45441 | 63070 | Square Barn Solar | 62856 | Forefront Power, LLC | IPP Non-CHP | 650 Academic Dr | Algonquin | McHenry | Illinois | 60102 | solar | Solar = 1.5 MW | Solar Photovoltaic | 1.5 | 1.5 | [9 empty] | 1.5 |  |  | EIA-860, EIA-860M and EIA-923 | 202406 | -88.383 | 42.164
-9822860.1427 | 5177609.9808 | 45442 | 63071 | Reed Road Solar | 62856 | Forefront Power, LLC | IPP Non-CHP | 10920 Reed Road | Lake In The Hills | McHenry | Illinois | 60102 | solar | Solar = 1.3 MW | Solar Photovoltaic | 1.3 | 1.3 | [9 empty] | 1.3 |  |  | EIA-860, EIA-860M and EIA-923 | 202406 | -88.2403 | 42.1109
-8504555.2882 | 4781731.7889 | 45443 | 63072 | BTC2 Solar (CSG) | 61227 | Nautilus Solar Solutions | IPP Non-CHP | 11956 Philadelphia Road | Kingsville | Baltimore | Maryland | 21087 | solar | Solar = 2 MW | Solar Photovoltaic | 2 | 2 | [9 empty] | 2 |  |  | EIA-860, EIA-860M and EIA-923 | 202406 | -76.3977 | 39.4181
-9833718.9138 | 5134547.2812 | 45444 | 63073 | Mooseheart School Solar | 62856 | Forefront Power, LLC | IPP Non-CHP | 17-31 James J. Davis Dr | Mooseheart | Kane | Illinois | 60142 | solar | Solar = 2 MW | Solar Photovoltaic | 2 | 2 | [9 empty] | 2 |  |  | EIA-860, EIA-860M and EIA-923 | 202406 | -88.3378 | 41.8233
-13297970.3353 | 4384278.331 | 45445 | 63074 | Reedley Community College Solar | 62856 | Forefront Power, LLC | IPP Non-CHP | 995 N Reed Ave | Reedley | Fresno | California | 93654 | solar | Solar = 2.6 MW | Solar Photovoltaic | 2.6 | 2.6 | [9 empty] | 2.6 |  |  | EIA-860, EIA-860M and EIA-923 | 202406 | -119.4577 | 36.6056
-8549438.305 | 4691523.3901 | 45446 | 63075 | Upper Marlboro 1 CSG | 61227 | Nautilus Solar Solutions | IPP Non-CHP | 7420 South Osborne Road | Upper Marlboro | Prince Georges | Maryland | 20772 | solar | Solar = 2 MW | Solar Photovoltaic | 2 | 2 | [9 empty] | 2 |  |  | EIA-860, EIA-860M and EIA-923 | 202406 | -76.8009 | 38.7892
-8631137.2377 | 4367761.2013 | 45447 | 63076 | Gutenberg Solar | 5248 | Dominion Energy Inc. | Electric Utility | 1701 Cornwallis Road | Garysburg | Northampton | North Carolina | 27831 | solar | Solar = 79.9 MW | Solar Photovoltaic | 79.9 | 79.9 | [9 empty] | 79.9 |  |  | EIA-860, EIA-860M and EIA-923 | 202406 | -77.5348 | 36.4864
-8747627.1849 | 4441675.5847 | 45448 | 63077 | Twittys Creek Solar, LLC | 62627 | Cardinal Renewables | IPP Non-CHP | Hwy 59 | Keysville | Charlotte | Virginia | 23947 | solar | Solar = 13.8 MW | Solar Photovoltaic | 13.8 | 13.8 | [9 empty] | 13.8 |  |  | EIA-860, EIA-860M and EIA-923 | 202406 | -78.5813 | 37.0184
-13291015.0936 | 4193004.1858 | 45449 | 63078 | Eagle Creek | 60059 | ZGlobal Inc | IPP Non-CHP | 27845 Highway 119 | Taft | Kern | California | 93268 | solar | Solar = 3 MW | Solar Photovoltaic | 3 | 3 | [9 empty] | 3 |  |  | EIA-860, EIA-860M and EIA-923 | 202406 | -119.3952 | 35.214
-8225109.5252 | 5251457.7642 | 45450 | 63079 | Bethlehem Solar | 61227 | Nautilus Solar Solutions | IPP Non-CHP | 1086 Delaware Avenue | New Scotland | Albany | New York | 12067 | solar | Solar = 1.7 MW | Solar Photovoltaic | 1.7 | 1.7 | [9 empty] | 1.7 |  |  | EIA-860, EIA-860M and EIA-923 | 202406 | -73.8874 | 42.6011
-12795852.6402 | 4360497.6891 | 45451 | 63080 | Harry Allen Solar Energy LLC | 60639 | AEP Renewables | IPP Non-CHP | 10500 US Hwy 93 | Apex | Clark | Nevada | 98191 | solar | Solar = 100 MW | Solar Photovoltaic | 100 | 100 | [9 empty] | 100 |  |  | EIA-860, EIA-860M and EIA-923 | 202406 | -114.9471 | 36.434
-11708405.9305 | 4250454.5712 | 45452 | 63081 | San Miguel I Solar Energy Center | 59300 | PNM Resources | Electric Utility | 250 NM Highway 250 | Las Vegas | San Miguel | New Mexico | 87701 | solar | Solar = 10 MW | Solar Photovoltaic | 10 | 10 | [9 empty] | 10 |  |  | EIA-860, EIA-860M and EIA-923 | 202406 | -105.1784 | 35.6346
-11707827.0691 | 4250473.7465 | 45453 | 63082 | San Miguel II Solar Energy Center | 59300 | PNM Resources | Electric Utility | 250 NM Highway 250 | Las Vegas | San Miguel | New Mexico | 87701 | solar | Solar = 10 MW | Solar Photovoltaic | 10 | 10 | [9 empty] | 10 |  |  | EIA-860, EIA-860M and EIA-923 | 202406 | -105.1732 | 35.6347
-8768180.9931 | 4485115.2981 | 45454 | 63083 | Caden Energix Pamplin LLC | 62834 | Caden Energix Pamplin LLC | IPP Non-CHP | North side of Route 60 | Appomattox | Appomattox | Virginia | 24522 | solar | Solar = 15.7 MW | Solar Photovoltaic | 15.7 | 15.7 | [9 empty] | 15.7 |  |  | EIA-860, EIA-860M and EIA-923 | 202406 | -78.7659 | 37.3294
-8481906.8925 | 4386841.6969 | 45455 | 63084 | Caden Energix Hickory LLC | 62835 | Caden Energix Hickory LLC | IPP Non-CHP | Ballentine Rd | Chesapeake | Chesapeake City | Virginia | 23322 | solar | Solar = 32 MW | Solar Photovoltaic | 32 | 32 | [9 empty] | 32 |  |  | EIA-860, EIA-860M and EIA-923 | 202406 | -76.1943 | 36.6241
-8513765.0836 | 4751194.2505 | 45456 | 63085 | White CSG | 61227 | Nautilus Solar Solutions | IPP Non-CHP | 9155 Old Court Road | Baltimore | Baltimore | Maryland | 21244 | solar | Solar = 2 MW | Solar Photovoltaic | 2 | 2 | [9 empty] | 2 |  |  | EIA-860, EIA-860M and EIA-923 | 202406 | -76.4805 | 39.2058
-8292935.6003 | 5122011.5198 | 45457 | 63086 | Frog Hollow CSG | 61227 | Nautilus Solar Solutions | IPP Non-CHP | 208 Frog Hollow Road | Ellenville | Ulster | New York | 12428 | solar | Solar = 2 MW | Solar Photovoltaic | 2 | 2 | [9 empty] | 2 |  |  | EIA-860, EIA-860M and EIA-923 | 202406 | -74.4967 | 41.7393
-8609187.2606 | 4463922.369 | 45458 | 63087 | Caden Energix Rives Road LLC | 62900 | Caden Energix Rives Road LLC | IPP Non-CHP | 3513 Rives Road | Petersburg | Prince George | Virginia | 23805 | solar | Solar = 19.7 MW | Solar Photovoltaic | 19.7 | 19.7 | [9 empty] | 19.7 |  |  | EIA-860, EIA-860M and EIA-923 | 202406 | -77.3376 | 37.1778
-8372880.0266 | 4595741.0965 | 45459 | 63089 | Gibbons CSG | 61227 | Nautilus Solar Solutions | IPP Non-CHP | 5844 Worcester Highway | Snow Hill | Worcester | Maryland | 21863 | solar | Solar = 2 MW | Solar Photovoltaic | 2 | 2 | [9 empty] | 2 |  |  | EIA-860, EIA-860M and EIA-923 | 202406 | -75.2149 | 38.1154
-10382505.0791 | 5693933.5994 | 45460 | 63090 | Athens - Coopers Corner BESS | 62731 | Gopher Energy Storage, LLC | IPP Non-CHP | 26896 University Avenue Northw | Isanti | Isanti | Minnesota | 55040 | batteries | Battery = 3 MW | Batteries | 3 | 3 | 3 | [11 empty] | EIA-860, EIA-860M and EIA-923 | 202406 | -93.2676 | 45.4581
-11480650.9277 | 4963175.9168 | 45461 | 63092 | Riverview Solar | 62902 | Highline Services, LLC | Electric Utility | 15778 County Road 370 | Sterling | Logan | Colorado | 80751 | solar | Solar = 1.5 MW | Solar Photovoltaic | 1.5 | 1.5 | [9 empty] | 1.5 |  |  | EIA-860, EIA-860M and EIA-923 | 202406 | -103.1324 | 40.6658
-13372085.1825 | 4093731.5719 | 45462 | 63094 | Tajiguas Resource Recovery Project | 62897 | MSB Investors, LLC | IPP CHP | 282 Tajiguas Landfill Road | Goleta | Santa Barbara | California | 93117 | biomass | Biomass = 2.2 MW | Other Waste Biomass | 2.2 | 2.2 |  | 2.2 | [10 empty] | EIA-860, EIA-860M and EIA-923 | 202406 | -120.1235 | 34.4822
-10787311.9508 | 3704367.7634 | 45463 | 63100 | Prairie Hill Wind Project | 56201 | Engie North America | IPP Non-CHP | 606 FM 342 | Mart | Limestone | Texas | 76664 | wind | Wind = 300 MW | Onshore Wind Turbine | 300 | 300 | [10 empty] | 300 |  | EIA-860, EIA-860M and EIA-923 | 202406 | -96.9041 | 31.5499
-11027024.8933 | 3085843.5751 | 45464 | 63101 | Las Lomas Wind Project | 56201 | Engie North America | IPP Non-CHP | TBD | Falcon | Zapata | Texas | 78564 | wind | Wind = 201.6 MW | Onshore Wind Turbine | 201.6 | 201.6 | [10 empty] | 201.6 |  | EIA-860, EIA-860M and EIA-923 | 202406 | -99.0575 | 26.6984
-10809565.8302 | 5663751.7922 | 45465 | 63102 | Dakota Range III Wind Project | 56201 | Engie North America | IPP Non-CHP | TBD | Summit | Grant | South Dakota | 57266 | wind | Wind = 153.6 MW | Onshore Wind Turbine | 153.6 | 153.6 | [10 empty] | 153.6 |  | EIA-860, EIA-860M and EIA-923 | 202406 | -97.104 | 45.2676
-11087848.3046 | 5527715.2556 | 45466 | 63103 | Triple H Wind Project | 56201 | Engie North America | IPP Non-CHP | TBD | Highmore | Hyde | South Dakota | 57266 | wind | Wind = 250.2 MW | Onshore Wind Turbine | 250.2 | 250.2 | [10 empty] | 250.2 |  | EIA-860, EIA-860M and EIA-923 | 202406 | -99.6038 | 44.401
-10851141.6563 | 4355821.7339 | 45467 | 63104 | King Plains Wind Project | 56201 | Engie North America | IPP Non-CHP | TBD | Garber | Garfield | Oklahoma | 73738 | wind | Wind = 248.2 MW | Onshore Wind Turbine | 248.2 | 248.2 | [10 empty] | 248.2 |  | EIA-860, EIA-860M and EIA-923 | 202406 | -97.4775 | 36.4001
-9745502.6701 | 5504149.6464 | 45468 | 63105 | Two Creeks Solar | 20860 | Wisconsin Public Service Corp | Electric Utility | 6011 Irish Rd | Two Rivers | Manitowoc | Wisconsin | 54241 | solar | Solar = 150 MW | Solar Photovoltaic | 150 | 150 | [9 empty] | 150 |  |  | EIA-860, EIA-860M and EIA-923 | 202406 | -87.5453 | 44.2496
-8190506.0841 | 5113295.8863 | 45469 | 63106 | Dover CSG | 61227 | Nautilus Solar Solutions | IPP Non-CHP | 2302-2366 NY 22 | Dover Plains | Dutchess | New York | 12522 | solar | Solar = 2 MW | Solar Photovoltaic | 2 | 2 | [9 empty] | 2 |  |  | EIA-860, EIA-860M and EIA-923 | 202406 | -73.5766 | 41.6809
-8272482.8703 | 5051546.2404 | 45470 | 63107 | Howell CSG | 61227 | Nautilus Solar Solutions | IPP Non-CHP | 2329-2447 Mt. Hope Road & Guym | Middletown | Orange | New York | 10940 | solar | Solar = 2 MW | Solar Photovoltaic | 2 | 2 | [9 empty] | 2 |  |  | EIA-860, EIA-860M and EIA-923 | 202406 | -74.313 | 41.2653
-8570923.412 | 5295464.1501 | 45471 | 63108 | Strauss CSG | 61227 | Nautilus Solar Solutions | IPP Non-CHP | 355 Carter Road | Geneva | Seneca | New York | 14456 | solar | Solar = 2 MW | Solar Photovoltaic | 2 | 2 | [9 empty] | 2 |  |  | EIA-860, EIA-860M and EIA-923 | 202406 | -76.9939 | 42.8915
-8981134.0658 | 3315825.2966 | 45472 | 63109 | Discovery Solar Center | 6452 | Florida Power & Light Co | Electric Utility | Roberts Road | Merrit Island | Brevard | Florida | 32953 | solar | Solar = 74.5 MW | Solar Photovoltaic | 74.5 | 74.5 | [9 empty] | 74.5 |  |  | EIA-860, EIA-860M and EIA-923 | 202406 | -80.6789 | 28.5289
-8944812.631 | 3096343.5071 | 45473 | 63110 | Sabal Palm Solar Center | 6452 | Florida Power & Light Co | Electric Utility | 19655 Antoinette Street | Loxahatchee | Palm Beach | Florida | 33470 | solar | Solar = 74.5 MW | Solar Photovoltaic | 74.5 | 74.5 | [9 empty] | 74.5 |  |  | EIA-860, EIA-860M and EIA-923 | 202406 | -80.3526 | 26.7827
-8205337.2912 | 5296658.7945 | 45474 | 63112 | Ellsworth I CSG | 61227 | Nautilus Solar Solutions | IPP Non-CHP | 100 Pruyn Hill Road | Mechanicville | Saratoga | New York | 12118 | solar | Solar = 2 MW | Solar Photovoltaic | 2 | 2 | [9 empty] | 2 |  |  | EIA-860, EIA-860M and EIA-923 | 202406 | -73.7098 | 42.8993
-12746583.0788 | 4271920.7589 | 45475 | 63114 | Mohave County Wind Farm | 62916 | Mohave County Wind Farm | IPP Non-CHP | 20606 US 93 | Willow Beach | Mohave | Arizona | 86445 | wind | Wind = 350 MW | Onshore Wind Turbine | 350 | 350 | [10 empty] | 350 |  | EIA-860, EIA-860M and EIA-923 | 202406 | -114.5045 | 35.7911
-10364793.0349 | 5567807.4561 | 45476 | 63116 | Dakota Community Solar One LLC CSG | 62915 | Madison Energy Holdings LLC | IPP Non-CHP | 2180 200th Street W | Farmington | Dakota | Minnesota | 55024 | solar | Solar = 1 MW | Solar Photovoltaic | 1 | 1 | [9 empty] | 1 |  |  | EIA-860, EIA-860M and EIA-923 | 202406 | -93.1085 | 44.6578
-10592051.7754 | 5755280.4273 | 45477 | 63117 | Douglas Todd Community Solar One LLC CSG | 62915 | Madison Energy Holdings LLC | IPP Non-CHP | 5223 State Hwy 27 SE | Osakis | Douglas | Minnesota | 56360 | solar | Solar = 1 MW | Solar Photovoltaic | 1 | 1 | [9 empty] | 1 |  |  | EIA-860, EIA-860M and EIA-923 | 202406 | -95.15 | 45.8433
-10498227.2557 | 5632715.3747 | 45478 | 63118 | Meeker Community Solar One LLC CSG | 62915 | Madison Energy Holdings LLC | IPP Non-CHP | 22294 725th Ave | Dassel | Meeker | Minnesota | 55325 | solar | Solar = 1 MW | Solar Photovoltaic | 1 | 1 | [9 empty] | 1 |  |  | EIA-860, EIA-860M and EIA-923 | 202406 | -94.3072 | 45.0711
-10519056.2457 | 5577423.0694 | 45479 | 63119 | McLeod Community Solar One LLC CSG | 62915 | Madison Energy Holdings LLC | IPP Non-CHP | 24612 70th St | Stewart | McLeod | Minnesota | 55385 | solar | Solar = 1 MW | Solar Photovoltaic | 1 | 1 | [9 empty] | 1 |  |  | EIA-860, EIA-860M and EIA-923 | 202406 | -94.4943 | 44.7192
-10496418.314 | 5505820.7411 | 45480 | 63120 | Nicollet Community Solar One LLC | 62915 | Madison Energy Holdings LLC | IPP Non-CHP | 51314 County Road 21 | Courtland | Nicollet | Minnesota | 56021 | solar | Solar = 1 MW | Solar Photovoltaic | 1 | 1 | [9 empty] | 1 |  |  | EIA-860, EIA-860M and EIA-923 | 202406 | -94.2909 | 44.2604
-10518128.9543 | 5719349.7196 | 45481 | 63121 | Stearns Community Solar One LLC CSG | 62915 | Madison Energy Holdings LLC | IPP Non-CHP | 34206 Smiley Drive | Albany | Stearns | Minnesota | 55065 | solar | Solar = 1 MW | Solar Photovoltaic | 1 | 1 | [9 empty] | 1 |  |  | EIA-860, EIA-860M and EIA-923 | 202406 | -94.486 | 45.618
-10479147.095 | 5705664.8777 | 45482 | 63122 | Sherburne Community Solar One LLC CSG | 62915 | Madison Energy Holdings LLC | IPP Non-CHP | County Road 8 SE | Saint Cloud | Sherburne | Minnesota | 56304 | solar | Solar = 1 MW | Solar Photovoltaic | 1 | 1 | [9 empty] | 1 |  |  | EIA-860, EIA-860M and EIA-923 | 202406 | -94.1358 | 45.532
-11762034.3178 | 4351836.2866 | 45483 | 63123 | Syncarpha Taos | 62905 | Syncarpha Taos I, LLC | IPP Non-CHP | 218 Los Cordovas Road | Taos | Taos | New Mexico | 87571 | solar | Solar = 3.1 MW | Solar Photovoltaic | 3.1 | 3.1 | [9 empty] | 3.1 |  |  | EIA-860, EIA-860M and EIA-923 | 202406 | -105.6602 | 36.3713
-11821028.4159 | 4346362.6103 | 45484 | 63124 | Syncarpha El Rito | 62904 | Syncarpha El Rito I, LLC | IPP Non-CHP | 1099 State Road 554 | El Rito | Rio Arriba | New Mexico | 87530 | solar | Solar = 1.6 MW | Solar Photovoltaic | 1.6 | 1.6 | [9 empty] | 1.6 |  |  | EIA-860, EIA-860M and EIA-923 | 202406 | -106.1901 | 36.3317
-11754049.2594 | 4412749.1031 | 45485 | 63125 | Syncarpha Questa | 62906 | Syncarpha Questa I, LLC | IPP Non-CHP | 3174 State Highway 522 | Cerro | Taos | New Mexico | 87519 | solar | Solar = 1.6 MW | Solar Photovoltaic | 1.6 | 1.6 | [9 empty] | 1.6 |  |  | EIA-860, EIA-860M and EIA-923 | 202406 | -105.5884 | 36.8107
-12875834.9151 | 3853857.555 | 45486 | 63127 | Drew Solar LLC | 62911 | Drew Solar LLC | IPP Non-CHP | 1590 Drew Road | Calexico | Imperial | California | 92231 | solar | Solar = 100 MW | Solar Photovoltaic | 100 | 100 | [9 empty] | 100 |  |  | EIA-860, EIA-860M and EIA-923 | 202406 | -115.6656 | 32.6872
-10040501.5471 | 3604449.2068 | 45487 | 63128 | Iris Solar LLC | 62912 | Iris Solar LLC | IPP Non-CHP | 41217 Par Road 139 | Franklinton | Washington | Louisiana | 70438 | solar | Solar = 50 MW | Solar Photovoltaic | 50 | 50 | [9 empty] | 50 |  |  | EIA-860, EIA-860M and EIA-923 | 202406 | -90.1954 | 30.7818
-8722705.8679 | 5345594.6463 | 45488 | 63129 | Allis Medina Solar LLC CSG | 61012 | AES Distributed Energy | IPP Non-CHP | 3962 Allis Road | Medina | Orleans | New York | 14103 | solar | Solar = 5 MW | Solar Photovoltaic | 5 | 5 | [9 empty] | 5 |  |  | EIA-860, EIA-860M and EIA-923 | 202406 | -78.3574 | 43.2205
-8722538.8886 | 5346373.7525 | 45489 | 63130 | Beals Medina Solar LLC CSG | 61012 | AES Distributed Energy | IPP Non-CHP | 3826 Beals Rd | Medina | Orleans | New York | 14103 | solar | Solar = 3.5 MW | Solar Photovoltaic | 3.5 | 3.5 | [9 empty] | 3.5 |  |  | EIA-860, EIA-860M and EIA-923 | 202406 | -78.3559 | 43.2256
-8019968.1864 | 5250528.4885 | 45490 | 63131 | West Street Solar 1 LLC | 61012 | AES Distributed Energy | IPP Non-CHP | 959 West Street | Gardner | Worcester | Massachusetts | 1440 | solar | Solar = 5 MW | Solar Photovoltaic | 5 | 5 | [9 empty] | 5 |  |  | EIA-860, EIA-860M and EIA-923 | 202406 | -72.0446 | 42.595
-7587938.4672 | 5577943.0509 | 45491 | 63132 | Weaver Wind | 65906 | Weaver Wind, LLC (Longroad) | IPP Non-CHP | 485 Bull Hill Rd | Township 16 | Hancock | Maine | 4634 | wind | Wind = 72.6 MW | Onshore Wind Turbine | 72.6 | 72.6 | [10 empty] | 72.6 |  | EIA-860, EIA-860M and EIA-923 | 202406 | -68.1636 | 44.7225
-11700504.807 | 5026382.8685 | 45492 | 63133 | Roundhouse Wind Energy Project | 62913 | Roundhouse Renewable Energy, LLC | IPP Non-CHP | 939 I-80 Service Road | Cheyenne | Laramie | Wyoming | 82059 | wind | Wind = 226 MW | Onshore Wind Turbine | 226 | 226 | [10 empty] | 226 |  | EIA-860, EIA-860M and EIA-923 | 202406 | -105.1074 | 41.0951
-7966782.5167 | 5103643.943 | 45493 | 63136 | Hopkins Hill CSG | 61227 | Nautilus Solar Solutions | IPP Non-CHP | 725 Hopkins Hill Road | West Greenwich | Kent | Rhode Island | 2817 | solar | Solar = 11.4 MW | Solar Photovoltaic | 11.4 | 11.4 | [9 empty] | 11.4 |  |  | EIA-860, EIA-860M and EIA-923 | 202406 | -71.5668 | 41.6161
-9678134.0067 | 4927331.5497 | 45494 | 63137 | Tippecanoe Solar Power Plant | 15470 | Duke Energy Indiana, LLC | Electric Utility | 555 Airport Rd | West Lafayette | Tippecanoe | Indiana | 47906 | solar | Solar = 1.6 MW | Solar Photovoltaic | 1.6 | 1.6 | [9 empty] | 1.6 |  |  | EIA-860, EIA-860M and EIA-923 | 202406 | -86.9402 | 40.4211
-10476259.0222 | 5703077.5316 | 45495 | 63138 | USS Haven Solar LLC CSG | 60531 | Standard Solar | IPP Non-CHP | 2480 37th Street SE | St. Cloud | Sherburne | Minnesota | 56304 | solar | Solar = 1 MW | Solar Photovoltaic | 1 | 1 | [9 empty] | 1 |  |  | EIA-860, EIA-860M and EIA-923 | 202406 | -94.1098 | 45.5157
-10478549.3094 | 5703885.2421 | 45496 | 63139 | USS White Cloud LLC CSG | 60531 | Standard Solar | IPP Non-CHP | 3388 County Road 8 SE | St. Cloud | Sherburne | Minnesota | 56304 | solar | Solar = 1 MW | Solar Photovoltaic | 1 | 1 | [9 empty] | 1 |  |  | EIA-860, EIA-860M and EIA-923 | 202406 | -94.1304 | 45.5208
-10438229.0558 | 5571511.2586 | 45497 | 63140 | USS Westeros Solar LLC CSG | 60531 | Standard Solar | IPP Non-CHP | 17795 Market Avenue | Belle Plaine | Carver | Minnesota | 56011 | solar | Solar = 1 MW | Solar Photovoltaic | 1 | 1 | [9 empty] | 1 |  |  | EIA-860, EIA-860M and EIA-923 | 202406 | -93.7682 | 44.6815
-10331987.4036 | 5699232.216 | 45498 | 63141 | USS Sunrise Solar LLC CSG | 60531 | Standard Solar | IPP Non-CHP | 14401 375th Street | Taylors Falls | Chisago | Minnesota | 55056 | solar | Solar = 1 MW | Solar Photovoltaic | 1 | 1 | [9 empty] | 1 |  |  | EIA-860, EIA-860M and EIA-923 | 202406 | -92.8138 | 45.4915
-10535594.9824 | 5690325.567 | 45499 | 63142 | USS Milkweed Solar LLC CSG | 60531 | Standard Solar | IPP Non-CHP | 28550 Co Hwy 16 | Paynesville | Stearns | Minnesota | 56362 | solar | Solar = 1 MW | Solar Photovoltaic | 1 | 1 | [9 empty] | 1 |  |  | EIA-860, EIA-860M and EIA-923 | 202406 | -94.6429 | 45.4354
-10316060.7014 | 5502449.1798 | 45500 | 63143 | USS Greenhouse Solar LLC CSG | 60531 | Standard Solar | IPP Non-CHP | 49362 180th Avenue | Pine Island | Goodhue | Minnesota | 55963 | solar | Solar = 1 MW | Solar Photovoltaic | 1 | 1 | [9 empty] | 1 |  |  | EIA-860, EIA-860M and EIA-923 | 202406 | -92.6707 | 44.2387
-10469583.1923 | 5720476.612 | 45501 | 63144 | USS Mayhew Solar LLC CSG | 60531 | Standard Solar | IPP Non-CHP | 4006 55th Avenue NE | Sauk Rapids | Benton | Minnesota | 56379 | solar | Solar = 1 MW | Solar Photovoltaic | 1 | 1 | [9 empty] | 1 |  |  | EIA-860, EIA-860M and EIA-923 | 202406 | -94.0499 | 45.6251
-10344067.9061 | 5676317.2307 | 45502 | 63145 | USS Cheyenne Solar LLC CSG | 60531 | Standard Solar | IPP Non-CHP | 8920 250th Street | Chisago City | Chisago | Minnesota | 55013 | solar | Solar = 1 MW | Solar Photovoltaic | 1 | 1 | [9 empty] | 1 |  |  | EIA-860, EIA-860M and EIA-923 | 202406 | -92.9223 | 45.347
-10547408.0955 | 5727878.6435 | 45503 | 63146 | USS Midtown Solar LLC CSG | 60531 | Standard Solar | IPP Non-CHP | 30710 County Road 157 | Melrose | Stearns | Minnesota | 56352 | solar | Solar = 1 MW | Solar Photovoltaic | 1 | 1 | [9 empty] | 1 |  |  | EIA-860, EIA-860M and EIA-923 | 202406 | -94.749 | 45.6716
-10590912.7543 | 5700417.5595 | 45504 | 63147 | USS Monarch Solar LLC CSG | 60531 | Standard Solar | IPP Non-CHP | 10380 County Rd 8 | Brooten | Pope | Minnesota | 56316 | solar | Solar = 1 MW | Solar Photovoltaic | 1 | 1 | [9 empty] | 1 |  |  | EIA-860, EIA-860M and EIA-923 | 202406 | -95.1398 | 45.499
-10546355.2357 | 5643478.4593 | 45505 | 63148 | USS Turkey Solar LLC CSG | 60531 | Standard Solar | IPP Non-CHP | 51154 US-12 | Atwater | Meeker | Minnesota | 56209 | solar | Solar = 1 MW | Solar Photovoltaic | 1 | 1 | [9 empty] | 1 |  |  | EIA-860, EIA-860M and EIA-923 | 202406 | -94.7395 | 45.1393
-8355640.9789 | 4971129.0405 | 45506 | 63149 | Franklin Solar | 56990 | NJR Clean Energy Ventures Corporation | IPP Non-CHP | 2305 Route 57 | Franklin Township | Warren | New Jersey | 7882 | solar | Solar = 8.8 MW | Solar Photovoltaic | 8.8 | 8.8 | [9 empty] | 8.8 |  |  | EIA-860, EIA-860M and EIA-923 | 202406 | -75.06 | 40.72
-8366772.928 | 4963787.9177 | 45507 | 63150 | Pohatcong Solar Farm | 56990 | NJR Clean Energy Ventures Corporation | IPP Non-CHP | 901 High Street | Pohatcong | Warren | New Jersey | 8865 | solar | Solar = 8 MW | Solar Photovoltaic | 8 | 8 | [9 empty] | 8 |  |  | EIA-860, EIA-860M and EIA-923 | 202406 | -75.16 | 40.67
-10339978.4733 | 5658105.7896 | 45508 | 63151 | USS Solar Sources LLC CSG | 60531 | Standard Solar | IPP Non-CHP | 19466 Manning Trail N | Scandia | Washington | Minnesota | 55073 | solar | Solar = 1 MW | Solar Photovoltaic | 1 | 1 | [9 empty] | 1 |  |  | EIA-860, EIA-860M and EIA-923 | 202406 | -92.8856 | 45.2319
-10660684.0263 | 5619241.8797 | 45509 | 63152 | USS Christoffer Solar LLC CSG | 60531 | Standard Solar | IPP Non-CHP | 8548 US-59 | Montevideo | Chippewa | Minnesota | 56265 | solar | Solar = 1 MW | Solar Photovoltaic | 1 | 1 | [9 empty] | 1 |  |  | EIA-860, EIA-860M and EIA-923 | 202406 | -95.7666 | 44.9855
-10742417.5794 | 5938364.7468 | 45510 | 63153 | USS Buckaroo Solar LLC CSG | 60531 | Standard Solar | IPP Non-CHP | 14001 90th Avenue N | Glydon | Clay | Minnesota | 56547 | solar | Solar = 1 MW | Solar Photovoltaic | 1 | 1 | [9 empty] | 1 |  |  | EIA-860, EIA-860M and EIA-923 | 202406 | -96.5008 | 46.9773
-10740099.9076 | 5945633.6034 | 45511 | 63154 | USS Horne North Solar LLC CSG | 60531 | Standard Solar | IPP Non-CHP | 14874 120th Avenue N | Felton | Clay | Minnesota | 56536 | solar | Solar = 1 MW | Solar Photovoltaic | 1 | 1 | [9 empty] | 1 |  |  | EIA-860, EIA-860M and EIA-923 | 202406 | -96.48 | 47.0218
-10742335.3143 | 5942749.852 | 45512 | 63155 | USS Horne South Solar LLC CSG | 60531 | Standard Solar | IPP Non-CHP | 10818 State Highway 9 | Felton | Clay | Minnesota | 56536 | solar | Solar = 1 MW | Solar Photovoltaic | 1 | 1 | [9 empty] | 1 |  |  | EIA-860, EIA-860M and EIA-923 | 202406 | -96.5 | 47.0041
-10742318.6164 | 5946882.3875 | 45513 | 63156 | USS JJ Clay Solar LLC CSG | 60531 | Standard Solar | IPP Non-CHP | 8553 State Highway 9 | Felton | Clay | Minnesota | 56536 | solar | Solar = 1 MW | Solar Photovoltaic | 1 | 1 | [9 empty] | 1 |  |  | EIA-860, EIA-860M and EIA-923 | 202406 | -96.4999 | 47.0294
-10567628.0565 | 5531914.5037 | 45514 | 63157 | USS Verde Solar LLC CSG | 60531 | Standard Solar | IPP Non-CHP | 26358 County Rd 2 | Morgan | Redwood | Minnesota | 56266 | solar | Solar = 1 MW | Solar Photovoltaic | 1 | 1 | [9 empty] | 1 |  |  | EIA-860, EIA-860M and EIA-923 | 202406 | -94.9306 | 44.428
-10567160.6259 | 5536083.8737 | 45515 | 63158 | USS Cougar Solar LLC CSG | 60531 | Standard Solar | IPP Non-CHP | 27901 County Road 2 | Morgan | Redwood | Minnesota | 56266 | solar | Solar = 1 MW | Solar Photovoltaic | 1 | 1 | [9 empty] | 1 |  |  | EIA-860, EIA-860M and EIA-923 | 202406 | -94.9264 | 44.4547
-10487303.4741 | 5507187.5918 | 45516 | 63159 | USS Flower Solar LLC CSG | 60531 | Standard Solar | IPP Non-CHP | 47175 471st Avenue | Nicollet | Nicollet | Minnesota | 56074 | solar | Solar = 1 MW | Solar Photovoltaic | 1 | 1 | [9 empty] | 1 |  |  | EIA-860, EIA-860M and EIA-923 | 202406 | -94.2091 | 44.2691
-10396090.5098 | 5440233.5907 | 45517 | 63160 | USS All In Solar LLC CSG | 60531 | Standard Solar | IPP Non-CHP | 32066 740th Avenue | Hartland | Freeborn | Minnesota | 56042 | solar | Solar = 1 MW | Solar Photovoltaic | 1 | 1 | [9 empty] | 1 |  |  | EIA-860, EIA-860M and EIA-923 | 202406 | -93.3897 | 43.8369
-8783297.0667 | 5311530.4478 | 45518 | 63161 | AES Tonawanda Solar LLC | 61012 | AES Distributed Energy | IPP Non-CHP | 797 East Park Drive | Tonawanda | Erie | New York | 14150 | solar | Solar = 2 MW | Solar Photovoltaic | 2 | 2 | [9 empty] | 2 |  |  | EIA-860, EIA-860M and EIA-923 | 202406 | -78.9017 | 42.9971
-11782722.8225 | 4860010.167 | 45519 | 63163 | Tom Sifers Solar | 62961 | Mountain Parks Services, Inc. | IPP Non-CHP | 2010 County Road 5 | Fraser | Grand | Colorado | 80442 | solar | Solar = 1 MW | Solar Photovoltaic | 1 | 1 | [9 empty] | 1 |  |  | EIA-860, EIA-860M and EIA-923 | 202406 | -105.846 | 39.9592
-11832117.7296 | 4984724.6703 | 45520 | 63164 | Whiskey Hill Solar | 62961 | Mountain Parks Services, Inc. | IPP Non-CHP | 38054 State Highway 125 | Walden | Jackson | Colorado | 80480 | solar | Solar = 1 MW | Solar Photovoltaic | 1 | 1 | [9 empty] | 1 |  |  | EIA-860, EIA-860M and EIA-923 | 202406 | -106.2897 | 40.8125
-10468842.9177 | 5723451.464 | 45521 | 63165 | USS Reindeer Solar LLC CSG | 65173 | United States Solar Corporation | IPP Non-CHP | 5901 Golden Spike Road NE | Sauk Rapids | Benton | Minnesota | 56379 | solar | Solar = 1 MW | Solar Photovoltaic | 1 | 1 | [9 empty] | 1 |  |  | EIA-860, EIA-860M and EIA-923 | 202406 | -94.0432 | 45.6438
-10382422.7027 | 5484569.3739 | 45522 | 63166 | USS Bush Solar LLC CSG | 65173 | United States Solar Corporation | IPP Non-CHP | 3502 NW 32nd Avenue | Owatonna | Steele | Minnesota | 55060 | solar | Solar = 1 MW | Solar Photovoltaic | 1 | 1 | [9 empty] | 1 |  |  | EIA-860, EIA-860M and EIA-923 | 202406 | -93.2669 | 44.1235
-10440187.4996 | 5574807.1643 | 45523 | 63167 | USS Hancock Solar LLC CSG | 65173 | United States Solar Corporation | IPP Non-CHP | 10300 166th Street | Cologne | Carver | Minnesota | 55322 | solar | Solar = 1 MW | Solar Photovoltaic | 1 | 1 | [9 empty] | 1 |  |  | EIA-860, EIA-860M and EIA-923 | 202406 | -93.7858 | 44.7025
-10603329.219 | 5611248.1326 | 45524 | 63168 | USS Pheasant Solar LLC CSG | 65173 | United States Solar Corporation | IPP Non-CHP | 16881 60th Street SE | Clara City | Chippewa | Minnesota | 56222 | solar | Solar = 1 MW | Solar Photovoltaic | 1 | 1 | [9 empty] | 1 |  |  | EIA-860, EIA-860M and EIA-923 | 202406 | -95.2513 | 44.9347
-10742403.1079 | 5939330.8473 | 45525 | 63169 | USS KVPV Solar LLC CSG | 60531 | Standard Solar | IPP Non-CHP | 9416 State Highway 9 | Fulton | Clay | Minnesota | 56536 | solar | Solar = 1 MW | Solar Photovoltaic | 1 | 1 | [9 empty] | 1 |  |  | EIA-860, EIA-860M and EIA-923 | 202406 | -96.5006 | 46.9832
-10652105.3011 | 5500239.1857 | 45526 | 63170 | USS Kass Solar LLC | 60531 | Standard Solar | IPP Non-CHP | 3024 120th Street | Garvin | Lyon | Minnesota | 56132 | solar | Solar = 1 MW | Solar Photovoltaic | 1 | 1 | [9 empty] | 1 |  |  | EIA-860, EIA-860M and EIA-923 | 202406 | -95.6895 | 44.2244
-10585995.9951 | 5588338.1295 | 45527 | 63171 | USS Chariot Solar LLC | 65173 | United States Solar Corporation | IPP Non-CHP | 29223 US-212 | Danube | Renville | Minnesota | 56230 | solar | Solar = 1 MW | Solar Photovoltaic | 1 | 1 | [9 empty] | 1 |  |  | EIA-860, EIA-860M and EIA-923 | 202406 | -95.0956 | 44.7888
-11973866.7372 | 4296542.2068 | 45528 | 63172 | Arroyo Solar Energy Storage Hybrid | 62921 | Arroyo Solar LLC | IPP Non-CHP | TBD | Pueblo Pintado | McKinley | New Mexico | 87013 | solar | Battery = 150 MW, Solar = 300 MW | Batteries; Solar Photovoltaic; | 450 | 450 | 150 | [8 empty] | 300 |  |  | EIA-860, EIA-860M and EIA-923 | 202406 | -107.5631 | 35.9703
-8851134.0512 | 4485493.2936 | 45529 | 63173 | Orange Street G1 | 1456 | Town of Bedford - (VA) | Electric Utility | 688 Orange Street | Bedford | Bedford | Virginia | 24523 | petroleum | Petroleum = 4.8 MW | Petroleum Liquids | 4.8 | 4.8 | [8 empty] | 4.8 |  |  |  | EIA-860, EIA-860M and EIA-923 | 202406 | -79.5111 | 37.3321
-10476660.5516 | 5699565.5383 | 45530 | 63174 | Hartmann Project CSG | 62962 | Hartmann Community Solar LLC | IPP Non-CHP | 2317 52nd Street Southeast | Saint Cloud | Sherburne | Minnesota | 56304 | solar | Solar = 1 MW | Solar Photovoltaic | 1 | 1 | [9 empty] | 1 |  |  | EIA-860, EIA-860M and EIA-923 | 202406 | -94.1134 | 45.4936
-10474163.7667 | 5694859.9999 | 45531 | 63175 | E. Goenner Project CSG | 62963 | E. Goenner Community Solar LLC | IPP Non-CHP | 3356 River Rd SE | Clear Lake | Sherburne | Minnesota | 55319 | solar | Solar = 1 MW | Solar Photovoltaic | 1 | 1 | [9 empty] | 1 |  |  | EIA-860, EIA-860M and EIA-923 | 202406 | -94.091 | 45.464
-10469050.1946 | 5694815.8758 | 45532 | 63176 | Prawer Project CSG | 62964 | Prawer Community Solar LLC | IPP Non-CHP | 5505 92nd Street SE | Clear Lake | Sherburne | Minnesota | 55319 | solar | Solar = 1 MW | Solar Photovoltaic | 1 | 1 | [9 empty] | 1 |  |  | EIA-860, EIA-860M and EIA-923 | 202406 | -94.0451 | 45.4637
-10530387.6793 | 5720766.6348 | 45533 | 63177 | Schwinghamer Project CSG | 62965 | Schwinghamer Community Solar LLC | IPP Non-CHP | 34892 238th Avenue | Albany | Stearns | Minnesota | 56307 | solar | Solar = 1 MW | Solar Photovoltaic | 1 | 1 | [9 empty] | 1 |  |  | EIA-860, EIA-860M and EIA-923 | 202406 | -94.5961 | 45.6269
-10355655.0406 | 5603534.6764 | 45534 | 63178 | STAG St. Paul Project CSG | 62966 | STAG St. Paul Community Solar LLC | IPP Non-CHP | 411 Farwell Avenue | Saint Paul | Dakota | Minnesota | 55075 | solar | Solar = 1 MW | Solar Photovoltaic | 1 | 1 | [9 empty] | 1 |  |  | EIA-860, EIA-860M and EIA-923 | 202406 | -93.0264 | 44.8856
-10446820.9168 | 5557457.7542 | 45535 | 63179 | Linden 01 CSG | 60970 | SunShare Management | IPP Non-CHP | 24625 Union Trail | Belle Plaine | Scott | Minnesota | 56001 | solar | Solar = 1 MW | Solar Photovoltaic | 1 | 1 | [9 empty] | 1 |  |  | EIA-860, EIA-860M and EIA-923 | 202406 | -93.8454 | 44.5916
-10836952.4287 | 3769875.6951 | 45536 | 63180 | TPE Whitney Solar, LLC | 62627 | Cardinal Renewables | IPP Non-CHP | 468 County Road 1145 | Kopperl | Bosque | Texas | 76652 | solar | Solar = 9.9 MW | Solar Photovoltaic | 9.9 | 9.9 | [9 empty] | 9.9 |  |  | EIA-860, EIA-860M and EIA-923 | 202406 | -97.35 | 32.05
-9207433.7888 | 5046347.0507 | 45537 | 63181 | Monroeville Solar | 62923 | Solar Planet Power | IPP Non-CHP | 3412 Farr Rd | Monroeville | Huron | Ohio | 44847 | solar | Solar = 3 MW | Solar Photovoltaic | 3.2 | 3 | [9 empty] | 3 |  |  | EIA-860, EIA-860M and EIA-923 | 202406 | -82.7118 | 41.2301
-10446979.7697 | 5557506.8386 | 45538 | 63182 | Linden 02 CSG | 60970 | SunShare Management | IPP Non-CHP | 24625 Union Trail | Belle Plaine | Scott | Minnesota | 56001 | solar | Solar = 1 MW | Solar Photovoltaic | 1 | 1 | [9 empty] | 1 |  |  | EIA-860, EIA-860M and EIA-923 | 202406 | -93.8468 | 44.5919
-10446774.3852 | 5557537.9464 | 45539 | 63183 | Linden 03 CSG | 60970 | SunShare Management | IPP Non-CHP | 24625 Union Trail | Belle Plaine | Scott | Minnesota | 56001 | solar | Solar = 1 MW | Solar Photovoltaic | 1 | 1 | [9 empty] | 1 |  |  | EIA-860, EIA-860M and EIA-923 | 202406 | -93.845 | 44.5921
-11853563.2069 | 4178126.7386 | 45540 | 63184 | Rio Rancho Solar Energy Center | 59300 | PNM Resources | Electric Utility | 9954 Paseo Del Volcan Southwes | Rio Rancho | Bernalillo | New Mexico | 87124 | solar | Solar = 10 MW | Solar Photovoltaic | 10 | 10 | [9 empty] | 10 |  |  | EIA-860, EIA-860M and EIA-923 | 202406 | -106.4824 | 35.1048
-8275045.6676 | 4929796.8872 | 45541 | 63185 | Sayreville Solar Project | 56990 | NJR Clean Energy Ventures Corporation | IPP Non-CHP | 3750 Bordentown Avenue | Sayreville | Middlesex | New Jersey | 8859 | solar | Solar = 3.1 MW | Solar Photovoltaic | 3.1 | 3.1 | [9 empty] | 3.1 |  |  | EIA-860, EIA-860M and EIA-923 | 202406 | -74.336 | 40.438
-9096456.1602 | 3562397.3352 | 45542 | 63186 | Imeson Solar | 62894 | Imeson Solar Farm LLC | IPP Non-CHP | 3899 Newcomb Road | Jscksonville | Duval | Florida | 32218 | solar | Battery = 5 MW, Solar = 5 MW | Batteries; Solar Photovoltaic; | 10 | 10 | 5 | [8 empty] | 5 |  |  | EIA-860, EIA-860M and EIA-923 | 202406 | -81.7149 | 30.4568
-9375694.8689 | 3533844.3481 | 45543 | 63187 | FL Solar 4, LLC | 60453 | Onward Energy | IPP Non-CHP | 5800 B Springhill Road | Tallahassee | Leon | Florida | 32301 | solar | Solar = 42 MW | Solar Photovoltaic | 42 | 42 | [9 empty] | 42 |  |  | EIA-860, EIA-860M and EIA-923 | 202406 | -84.2233 | 30.2354
-13611441.9026 | 4582602.8177 | 45544 | 63189 | Bio-Rad | 62701 | Vista Solar, Inc. | IPP Non-CHP | 2000 Alfred Nobel Dr | Hercules | Contra Costa | California | 94547 | solar | Solar = 2.4 MW | Solar Photovoltaic | 2.3 | 2.4 | [9 empty] | 2.4 |  |  | EIA-860, EIA-860M and EIA-923 | 202406 | -122.2737 | 38.0225
-7991752.369 | 5077948.8078 | 45545 | 63191 | Hopkinton Phase 2 | 62701 | Vista Solar, Inc. | IPP Non-CHP | 0 Gray Lane | Ashaway | Washington | Rhode Island | 2804 | solar | Solar = 2.5 MW | Solar Photovoltaic | 2.5 | 2.5 | [9 empty] | 2.5 |  |  | EIA-860, EIA-860M and EIA-923 | 202406 | -71.7911 | 41.4433
-8337239.8671 | 4839779.6859 | 45546 | 63195 | Aero Haven Solar | 56990 | NJR Clean Energy Ventures Corporation | IPP Non-CHP | 450 Kettle Run Rd | Evesham | Burlington | New Jersey | 8053 | solar | Solar = 2.6 MW | Solar Photovoltaic | 2.6 | 2.6 | [9 empty] | 2.6 |  |  | EIA-860, EIA-860M and EIA-923 | 202406 | -74.8947 | 39.8197
-8312792.8824 | 5001484.3676 | 45547 | 63198 | ACCP NJ 1 | 56990 | NJR Clean Energy Ventures Corporation | IPP Non-CHP | Flora Rd. | Hopatcong | Sussex | New Jersey | 7843 | solar | Solar = 1.2 MW | Solar Photovoltaic | 1.2 | 1.2 | [9 empty] | 1.2 |  |  | EIA-860, EIA-860M and EIA-923 | 202406 | -74.6751 | 40.9263
-8254341.4668 | 5024011.9187 | 45548 | 63200 | Bergenmand Solar Partners, LLC Mahwah | 60474 | Vanguard Energy Partners, LLC | IPP Non-CHP | 1700 MacArthur Blvd | Mahwah | Bergen | New Jersey | 7430 | solar | Solar = 1 MW | Solar Photovoltaic | 1 | 1 | [9 empty] | 1 |  |  | EIA-860, EIA-860M and EIA-923 | 202406 | -74.15 | 41.0791
-8137454.777 | 5608411.7802 | 45549 | 63203 | VPPSA Project 10 | 19780 | Vermont Public Power Supply Authority | Electric Utility | 101 Lafar Street | Swanton | Franklin | Vermont | 5677 | petroleum | Petroleum = 38 MW | Petroleum Liquids | 47.2 | 38 | [8 empty] | 38 |  |  |  | EIA-860, EIA-860M and EIA-923 | 202406 | -73.1 | 44.9167
-13310125.9785 | 4320007.6079 | 45550 | 63204 | CID Solar (CA) | 62988 | DG California Solar LLC | IPP Non-CHP | 6090 Nevada Ave | Corcoran | Kings | California | 93212 | solar | Solar = 2 MW | Solar Photovoltaic | 2 | 2 | [9 empty] | 2 |  |  | EIA-860, EIA-860M and EIA-923 | 202406 | -119.5669 | 36.1408
-13654943.7785 | 5917744.9811 | 45551 | 63205 | Skookumchuck Wind Facility | 17650 | Southern Power Co | IPP Non-CHP | 16340 Vail Loop Rd SE | Rainier | Thurston | Washington | 98576 | wind | Wind = 136.8 MW | Onshore Wind Turbine | 136 | 136.8 | [10 empty] | 136.8 |  | EIA-860, EIA-860M and EIA-923 | 202406 | -122.6644 | 46.8507
-13693178.2387 | 5599482.7715 | 45552 | 63206 | Rafael Solar | 62989 | Rafael Solar LLC | IPP Non-CHP | 6555 Battle Creek Rd SE | Salem | Marion | Oregon | 97317 | solar | Solar = 2.2 MW | Solar Photovoltaic | 2.2 | 2.2 | [9 empty] | 2.2 |  |  | EIA-860, EIA-860M and EIA-923 | 202406 | -123.0079 | 44.8598
-13682501.2524 | 5648640.1318 | 45553 | 63207 | Case Creek Solar | 62990 | Case Creek Solar LLC | IPP Non-CHP | Crosby Road Northeast | Woodburn | Marion | Oregon | 97071 | solar | Solar = 2.2 MW | Solar Photovoltaic | 2.2 | 2.2 | [9 empty] | 2.2 |  |  | EIA-860, EIA-860M and EIA-923 | 202406 | -122.912 | 45.172
-13681610.6965 | 5634597.6155 | 45554 | 63208 | Kale Patch Solar | 62991 | Kale Patch Solar LLC | IPP Non-CHP | Webash Drive Northeast | Gervais | Marion | Oregon | 97305 | solar | Solar = 2.2 MW | Solar Photovoltaic | 2.2 | 2.2 | [9 empty] | 2.2 |  |  | EIA-860, EIA-860M and EIA-923 | 202406 | -122.904 | 45.083
-11209571.0471 | 3736118.148 | 45555 | 63209 | Aviator Wind | 62993 | Aviator Wind, LLC | IPP Non-CHP | 132 Cemetery Rd | Robert Lee | Coke | Texas | 76945 | wind | Wind = 525 MW | Onshore Wind Turbine | 525 | 525 | [10 empty] | 525 |  | EIA-860, EIA-860M and EIA-923 | 202406 | -100.6973 | 31.7926
-10596883.7092 | 3928670.2652 | 45556 | 63211 | Samson Solar Energy | 49893 | Invenergy Services LLC | IPP Non-CHP | TBD | Cunningham | Franklin | Texas | 75435 | solar | Solar = 250 MW | Solar Photovoltaic | 250 | 250 | [9 empty] | 250 |  |  | EIA-860, EIA-860M and EIA-923 | 202406 | -95.1934 | 33.251
-8150167.4628 | 5298784.5199 | 45557 | 63212 | Battle Creek Solar | 58135 | Ecos Energy LLC | IPP Non-CHP | 400 Rice Lane | Bennington | Bennington | Vermont | 5201 | solar | Solar = 2.2 MW | Solar Photovoltaic | 2.2 | 2.2 | [9 empty] | 2.2 |  |  | EIA-860, EIA-860M and EIA-923 | 202406 | -73.2142 | 42.9133
-9597440.8456 | 4886348.0844 | 45558 | 63213 | Sheridan School Corporation Solar | 62947 | Johnson Melloh Solutions | Commercial Non-CHP | 24795 Hinesley Road | Sheridan | Hamilton | Indiana | 46069 | solar | Solar = 0.8 MW | Solar Photovoltaic | 1.5 | 0.8 | [9 empty] | 0.8 |  |  | EIA-860, EIA-860M and EIA-923 | 202406 | -86.2153 | 40.1403
-7903536.014 | 5248514.1879 | 45559 | 63214 | Middleton Solar Park | 62950 | HG Solar Development, LLC | IPP Non-CHP | Richardson's Farm, behind 230 | Middleton | Essex | Massachusetts | 1949 | solar | Battery = 3 MW, Solar = 5 MW | Batteries; Solar Photovoltaic; | 8 | 8 | 3 | [8 empty] | 5 |  |  | EIA-860, EIA-860M and EIA-923 | 202406 | -70.9987 | 42.5817
-10567185.2275 | 5531030.545 | 45560 | 63215 | USS Dot Com Solar LLC CSG | 60531 | Standard Solar | IPP Non-CHP | 25001 County Highway 2 | Morgan | Redwood | Minnesota | 56266 | solar | Solar = 1.4 MW | Solar Photovoltaic | 1.4 | 1.4 | [9 empty] | 1.4 |  |  | EIA-860, EIA-860M and EIA-923 | 202406 | -94.9266 | 44.4223
-10576353.5008 | 5529578.9251 | 45561 | 63216 | USS B&B Solar LLC CSG | 60531 | Standard Solar | IPP Non-CHP | 38884 MN-68 | Morgan | Redwood | Minnesota | 56266 | solar | Solar = 1 MW | Solar Photovoltaic | 1 | 1 | [9 empty] | 1 |  |  | EIA-860, EIA-860M and EIA-923 | 202406 | -95.009 | 44.413
-10417816.7348 | 5496098.7295 | 45562 | 63218 | USS Water Town Solar LLC CSG | 65173 | United States Solar Corporation | IPP Non-CHP | 16118 MN 60 | Waterville | Le Sueur | Minnesota | 56096 | solar | Solar = 1 MW | Solar Photovoltaic | 1 | 1 | [9 empty] | 1 |  |  | EIA-860, EIA-860M and EIA-923 | 202406 | -93.5848 | 44.1978
-10481892.1224 | 5606829.5329 | 45563 | 63219 | USS Water Fowl Solar LLC CSG | 65173 | United States Solar Corporation | IPP Non-CHP | 19755 Falcon Avenue N | Silver Lake | McLeod | Minnesota | 55381 | solar | Solar = 1 MW | Solar Photovoltaic | 1 | 1 | [9 empty] | 1 |  |  | EIA-860, EIA-860M and EIA-923 | 202406 | -94.1604 | 44.9066
-10417324.7026 | 5499212.4387 | 45564 | 63220 | USS Water City Solar LLC CSG | 65173 | United States Solar Corporation | IPP Non-CHP | 529 W Paquin Street | Waterville | Le Sueur | Minnesota | 56096 | solar | Solar = 1 MW | Solar Photovoltaic | 1 | 1 | [9 empty] | 1 |  |  | EIA-860, EIA-860M and EIA-923 | 202406 | -93.5804 | 44.2178
-10573770.8886 | 5529580.4835 | 45565 | 63221 | USS Steamboat Solar LLC CSG | 60531 | Standard Solar | IPP Non-CHP | 45427 State Highway 68 | Morgan | Redwood | Minnesota | 56266 | solar | Solar = 1 MW | Solar Photovoltaic | 1 | 1 | [9 empty] | 1 |  |  | EIA-860, EIA-860M and EIA-923 | 202406 | -94.9858 | 44.413
-10616635.1264 | 3957562.8816 | 45566 | 63222 | Impact Solar 1 | 62842 | Lightsource Renewable Energy Asset Management, LLC | IPP Non-CHP | 6795 FM 1503 | Deport | Lamar | Texas | 75435 | solar | Solar = 198.5 MW | Solar Photovoltaic | 198.5 | 198.5 | [9 empty] | 198.5 |  |  | EIA-860, EIA-860M and EIA-923 | 202406 | -95.3709 | 33.4678
-10897015.4166 | 3303420.9863 | 45567 | 63223 | Brightside | 55983 | Luminant Generation Company LLC | IPP Non-CHP | 431 CR 329 | Beeville | Bee | Texas | 78102 | solar | Solar = 50.7 MW | Solar Photovoltaic | 50.7 | 50.7 | [9 empty] | 50.7 |  |  | EIA-860, EIA-860M and EIA-923 | 202406 | -97.8896 | 28.431
-8417764.6019 | 5458553.8019 | 45568 | 63224 | NY 26 Carthage CSG | 60531 | Standard Solar | IPP Non-CHP | 11057 NY 26 | Carthage | Jefferson | New York | 13619 | solar | Solar = 5 MW | Solar Photovoltaic | 5 | 5 | [9 empty] | 5 |  |  | EIA-860, EIA-860M and EIA-923 | 202406 | -75.6181 | 43.9555
-8690093.7099 | 4065592.5184 | 45569 | 63225 | AGA TAG Solar IV LLC | 63006 | AGA TAG Solar IV LLC | IPP Non-CHP | 2291 Commerce Drive NE | Leland | Brunswick | North Carolina | 28451 | solar | Solar = 4.8 MW | Solar Photovoltaic | 4.9 | 4.8 | [9 empty] | 4.8 |  |  | EIA-860, EIA-860M and EIA-923 | 202406 | -78.0644 | 34.2736
-8316266.1619 | 4882462.6244 | 45570 | 63229 | Manheim New Jersey | 62998 | Cox Enterprises | Commercial Non-CHP | 730 NJ-68 | Bordentown | Burlington | New Jersey | 8505 | solar | Solar = 2.2 MW | Solar Photovoltaic | 2.2 | 2.2 | [9 empty] | 2.2 |  |  | EIA-860, EIA-860M and EIA-923 | 202406 | -74.7063 | 40.1136
-8234202.5464 | 5271018.0174 | 45571 | 63230 | Knaggs Brothers Farm | 66130 | Dynamic Energy Holdings LLC | Industrial Non-CHP | 4645 Western Turnpike | Altamont | Albany | New York | 12009 | solar | Solar = 3.9 MW | Solar Photovoltaic | 3.9 | 3.9 | [9 empty] | 3.9 |  |  | EIA-860, EIA-860M and EIA-923 | 202406 | -73.9691 | 42.7304
-10349094.7603 | 5602955.0932 | 45572 | 63231 | Woodbury Solar | 63001 | MN CSG 2, LLC | IPP Non-CHP | 6820 Military Rd. | Woodbury | Washington | Minnesota | 55129 | solar | Solar = 3 MW | Solar Photovoltaic | 3 | 3 | [9 empty] | 3 |  |  | EIA-860, EIA-860M and EIA-923 | 202406 | -92.9675 | 44.8819
-8028593.2206 | 5193531.602 | 45573 | 63232 | Brookfield Wire Company | 62994 | Dynamic Energy Solutions, LLC | Industrial Non-CHP | 231 East Main Street | Brookfield | Worcester | Massachusetts | 1506 | solar | Solar = 1.4 MW | Solar Photovoltaic | 1.4 | 1.4 | [9 empty] | 1.4 |  |  | EIA-860, EIA-860M and EIA-923 | 202406 | -72.1221 | 42.2169
-11394623.0026 | 3644873.1614 | 45574 | 63233 | Emerald Grove | 55983 | Luminant Generation Company LLC | IPP Non-CHP | 25106 Hwy 67 S | Crane | Pecos | Texas | 79731 | solar | Solar = 108 MW | Solar Photovoltaic | 108 | 108 | [9 empty] | 108 |  |  | EIA-860, EIA-860M and EIA-923 | 202406 | -102.3596 | 31.0933
-13706657.5819 | 5696136.8344 | 45575 | 63235 | O'Neill Creek Solar | 62992 | O'Neill Creek Solar LLC | IPP Non-CHP | Old Highway 47 | Gaston | Washington | Oregon | 97119 | solar | Solar = 2.2 MW | Solar Photovoltaic | 2.2 | 2.2 | [9 empty] | 2.2 |  |  | EIA-860, EIA-860M and EIA-923 | 202406 | -123.129 | 45.472
-8228737.65 | 4955012.3734 | 45576 | 63236 | Kings Plaza Total Energy Plant (TEP) | 62997 | Veolia North America | Commercial CHP | 5100 Kings Plaza | Brooklyn | Kings | New York | 11234 | natural gas | Natural Gas = 12.8 MW | Natural Gas Internal Combustion Engine | 12.8 | 12.8 | [6 empty] | 12.8 | [5 empty] | EIA-860, EIA-860M and EIA-923 | 202406 | -73.92 | 40.6102
-8553244.2071 | 4770731.7098 | 45577 | 63237 | Old Court Rd Solar | 62999 | Old Court Rd Solar, LLC | IPP Non-CHP | 10021 Old Court Road | Woodstock | Howard | Maryland | 21163 | solar | Solar = 2 MW | Solar Photovoltaic | 2 | 2 | [9 empty] | 2 |  |  | EIA-860, EIA-860M and EIA-923 | 202406 | -76.8351 | 39.3417
-8250809.1881 | 5603891.6515 | 45578 | 63238 | Willis Battery Storage | 15296 | New York Power Authority | Electric Utility | County Route 33 | Chateaugay | Franklin | New York | 12920 | batteries | Battery = 20 MW | Batteries | 20 | 20 | 20 | [11 empty] | EIA-860, EIA-860M and EIA-923 | 202406 | -74.1183 | 44.8879
-8004094.027 | 5098718.0999 | 45579 | 63239 | Sherman Solar | 58135 | Ecos Energy LLC | IPP Non-CHP | 1240 Voluntown Road | Griswold | New London | Connecticut | 6351 | solar | Solar = 1 MW | Solar Photovoltaic | 1 | 1 | [9 empty] | 1 |  |  | EIA-860, EIA-860M and EIA-923 | 202406 | -71.902 | 41.583
-8004316.666 | 5098718.0999 | 45580 | 63240 | Jackson Solar (CT) | 58135 | Ecos Energy LLC | IPP Non-CHP | 1240 Voluntown Road | Griswold | New London | Connecticut | 6351 | solar | Solar = 1 MW | Solar Photovoltaic | 1 | 1 | [9 empty] | 1 |  |  | EIA-860, EIA-860M and EIA-923 | 202406 | -71.904 | 41.583
-9114638.4179 | 4163050.8505 | 45581 | 63241 | Limelight Solar II LLC | 63016 | Limelight Solar II LLC | IPP Non-CHP | 2600 Cannons Campground Road | Spartanburg | Spartanburg | South Carolina | 29307 | solar | Solar = 2 MW | Solar Photovoltaic | 2 | 2 | [9 empty] | 2 |  |  | EIA-860, EIA-860M and EIA-923 | 202406 | -81.8782 | 34.9939
-9132884.7956 | 4163401.4415 | 45582 | 63242 | ATOOD Solar III LLC | 63018 | ATOOD Solar III LLC | IPP Non-CHP | 2782 New Cut Road | Spartanburg | Spartanburg | South Carolina | 29303 | solar | Solar = 2 MW | Solar Photovoltaic | 2 | 2 | [9 empty] | 2 |  |  | EIA-860, EIA-860M and EIA-923 | 202406 | -82.0421 | 34.9965
-9132884.7956 | 4163401.4415 | 45583 | 63243 | AGA TAG Solar III LLC | 63019 | AGA TAG Solar III LLC | IPP Non-CHP | 2772 New Cut Road | Spartanburg | Spartanburg | South Carolina | 29303 | solar | Solar = 2 MW | Solar Photovoltaic | 2 | 2 | [9 empty] | 2 |  |  | EIA-860, EIA-860M and EIA-923 | 202406 | -82.0421 | 34.9965
-8023719.6532 | 5126334.8486 | 45584 | 63244 | Sydney Solar | 58135 | Ecos Energy LLC | IPP Non-CHP | 367 Hartford Turnpike | Hampton | Windham | Connecticut | 6247 | solar | Solar = 2 MW | Solar Photovoltaic | 2 | 2 | [9 empty] | 2 |  |  | EIA-860, EIA-860M and EIA-923 | 202406 | -72.0783 | 41.7683
-8023842.1047 | 5126558.7306 | 45585 | 63245 | Dickinson Solar (CT) | 58135 | Ecos Energy LLC | IPP Non-CHP | 25 West Fisk Road | Hampton | Windham | Connecticut | 6247 | solar | Solar = 2 MW | Solar Photovoltaic | 2 | 2 | [9 empty] | 2 |  |  | EIA-860, EIA-860M and EIA-923 | 202406 | -72.0794 | 41.7698
-9034904.7194 | 4553432.8835 | 45586 | 63246 | New River Clean Energy | 62998 | Cox Enterprises | IPP Non-CHP | 2000 Fernadez Drive | Beckley | Raleigh | West Virginia | 25801 | biomass | Biomass = 3.2 MW | Landfill Gas | 3.2 | 3.2 |  | 3.2 | [10 empty] | EIA-860, EIA-860M and EIA-923 | 202406 | -81.1619 | 37.8158
-10324854.9412 | 5479991.142 | 45587 | 63247 | Novel Debra Solar LLC CSG | 63359 | REA Investments, LLC | IPP Non-CHP | 24367 590th St | Mantorville | Dodge | Minnesota | 55955 | solar | Solar = 1 MW | Solar Photovoltaic | 1 | 1 | [9 empty] | 1 |  |  | EIA-860, EIA-860M and EIA-923 | 202406 | -92.7498 | 44.0939
-10324490.5925 | 5481293.372 | 45588 | 63249 | Novel Wayne Solar LLC CSG | 63359 | REA Investments, LLC | IPP Non-CHP | 58804-58270 245th Ave | Mantorville | Dodge | Minnesota | 55955 | solar | Solar = 1 MW | Solar Photovoltaic | 1 | 1 | [9 empty] | 1 |  |  | EIA-860, EIA-860M and EIA-923 | 202406 | -92.7465 | 44.1023
-9974434.7652 | 5042362.0479 | 45589 | 63251 | Lone Tree Wind, LLC | 50123 | Leeward Asset Management, LLC | IPP Non-CHP | 6250 1475 East St. | Tiskilwa | Bureau | Illinois | 61368 | wind | Wind = 79 MW | Onshore Wind Turbine | 79 | 79 | [10 empty] | 79 |  | EIA-860, EIA-860M and EIA-923 | 202406 | -89.6019 | 41.2032
-10382675.3979 | 5503304.5792 | 45590 | 63252 | Cannon Garden Solar | 63049 | Cannon Garden LLC | IPP Non-CHP | 23749 Albers Avenue | Faribault | Rice | Minnesota | 55021 | solar | Solar = 1 MW | Solar Photovoltaic | 1 | 1 | [9 empty] | 1 |  |  | EIA-860, EIA-860M and EIA-923 | 202406 | -93.2692 | 44.2442
-8617182.783 | 4777097.2691 | 45591 | 63253 | Francis Scott Key Mall | 63054 | Francis Scott Key Mall | Commercial Non-CHP | 5500 Buckeystown Pike | Frederick | Frederick | Maryland | 21703 | solar | Solar = 1.6 MW | Solar Photovoltaic | 1.6 | 1.6 | [9 empty] | 1.6 |  |  | EIA-860, EIA-860M and EIA-923 | 202406 | -77.4095 | 39.3859
-9058968.6537 | 3333245.4809 | 45592 | 63254 | Altamonte Mall | 63055 | Altamonte Mall | Commercial Non-CHP | 451 E Altamonte Dr | Altamonte Springs | Seminole | Florida | 32701 | solar | Solar = 1.5 MW | Solar Photovoltaic | 1.5 | 1.5 | [9 empty] | 1.5 |  |  | EIA-860, EIA-860M and EIA-923 | 202406 | -81.3781 | 28.6663
-11413401.8214 | 3778598.0757 | 45593 | 63255 | 2W Permian Solar Project Hybrid | 63012 | 2W Permian Solar, LLC | IPP Non-CHP | 8038 SW 1501 | Andrews | Andrews | Texas | 79714 | solar | Battery = 40 MW, Solar = 420 MW | Batteries; Solar Photovoltaic; | 460 | 460 | 40 | [8 empty] | 420 |  |  | EIA-860, EIA-860M and EIA-923 | 202406 | -102.5283 | 32.1164
-8939467.1804 | 3000393.8581 | 45594 | 63256 | Pembroke Lakes Mall | 63056 | Pembroke Lakes Mall | Commercial Non-CHP | 11401 Pines Blvd | Pembroke Pines | Broward | Florida | 33026 | solar | Solar = 1.1 MW | Solar Photovoltaic | 1.1 | 1.1 | [9 empty] | 1.1 |  |  | EIA-860, EIA-860M and EIA-923 | 202406 | -80.3046 | 26.0106
-8278184.8772 | 4974022.957 | 45595 | 63257 | Short Hills Mall | 63057 | Short Hills Mall | Commercial Non-CHP | 1200 Morris Turnpike | Short Hills | Essex | New Jersey | 7078 | solar | Solar = 2.7 MW | Solar Photovoltaic | 2.7 | 2.7 | [9 empty] | 2.7 |  |  | EIA-860, EIA-860M and EIA-923 | 202406 | -74.3642 | 40.7397
-11493960.0634 | 6233729.5125 | 45596 | 63258 | Aurora Wind Project | 63021 | Aurora Wind Project, LLC | IPP Non-CHP | 6525 103 West Ave | Tioga | Williams | North Dakota | 58852 | wind | Wind = 298.8 MW | Onshore Wind Turbine | 298.8 | 298.8 | [10 empty] | 298.8 |  | EIA-860, EIA-860M and EIA-923 | 202406 | -103.252 | 48.757
-9424061.2952 | 5265002.6254 | 45597 | 63259 | Delta Energy Park | 56155 | Lansing Board of Water and Light | Electric Utility | 3725 South Canal Road | Lansing | Eaton | Michigan | 48917 | natural gas | Natural Gas = 223.9 MW | Natural Gas Fired Combined Cycle; Natural Gas Fired Combustion Turbine; | 263.2 | 223.9 | [6 empty] | 223.9 | [5 empty] | EIA-860, EIA-860M and EIA-923 | 202406 | -84.6578 | 42.6906
-8341744.6329 | 4873178.5217 | 45598 | 63260 | AC Power | 60281 | Altus Power America Management, LLC | IPP Non-CHP | 900 Cooper Town Road | Delanco Township | Burlington | New Jersey | 8075 | solar | Solar = 1.3 MW | Solar Photovoltaic | 1.3 | 1.3 | [9 empty] | 1.3 |  |  | EIA-860, EIA-860M and EIA-923 | 202406 | -74.9352 | 40.0498
-8163614.8573 | 5162477.5133 | 45599 | 63262 | Becton Canaan | 63058 | DG Northeast 1, LLC | IPP Non-CHP | 7 Grace Way | North Canaan | Litchfield | Connecticut | 6018 | solar | Solar = 2.5 MW | Solar Photovoltaic | 2.5 | 2.5 | [9 empty] | 2.5 |  |  | EIA-860, EIA-860M and EIA-923 | 202406 | -73.335 | 42.01
-8004427.9855 | 5113015.8255 | 45600 | 63263 | Plainfield Solar 2 | 58135 | Ecos Energy LLC | IPP Non-CHP | 49 Plainfield Pike | Plainfield | Windham | Connecticut | 6374 | solar | Solar = 1 MW | Solar Photovoltaic | 1 | 1 | [9 empty] | 1 |  |  | EIA-860, EIA-860M and EIA-923 | 202406 | -71.905 | 41.679
-8008001.3411 | 5178806.7607 | 45601 | 63264 | Partridge Hill Solar Hybrid | 61012 | AES Distributed Energy | IPP Non-CHP | 107 Colburn Rd | Charlton | Worcester | Massachusetts | 1507 | solar | Battery = 1.3 MW, Solar = 2 MW | Batteries; Solar Photovoltaic; | 3.3 | 3.3 | 1.3 | [8 empty] | 2 |  |  | EIA-860, EIA-860M and EIA-923 | 202406 | -71.9371 | 42.1189
-8628707.6899 | 4267510.6139 | 45602 | 63266 | Penny Hill Solar | 62627 | Cardinal Renewables | IPP Non-CHP | 3528 Penny Hill Road | Greenville | Pitt | North Carolina | 27834 | solar | Solar = 2 MW | Solar Photovoltaic | 2 | 2 | [9 empty] | 2 |  |  | EIA-860, EIA-860M and EIA-923 | 202406 | -77.513 | 35.759
-8604007.1194 | 4275271.7513 | 45603 | 63267 | Meeks Solar, LLC | 62627 | Cardinal Renewables | IPP Non-CHP | 1670 Meeks Road | Robersonville | Martin | North Carolina | 27871 | solar | Solar = 2 MW | Solar Photovoltaic | 2 | 2 | [9 empty] | 2 |  |  | EIA-860, EIA-860M and EIA-923 | 202406 | -77.2911 | 35.8156
-10790192.12 | 5622371.6457 | 45604 | 63269 | Crowned Ridge Wind II Energy Center | 13781 | Northern States Power Co - Minnesota | Electric Utility | TBD | Watertown | Codington | South Dakota | 57201 | wind | Wind = 200.6 MW | Onshore Wind Turbine | 200.6 | 200.6 | [10 empty] | 200.6 |  | EIA-860, EIA-860M and EIA-923 | 202406 | -96.9299 | 45.0054
-8882182.1704 | 4245720.6604 | 45605 | 63270 | Strider Solar, LLC | 62627 | Cardinal Renewables | IPP Non-CHP | 1925 Archie Newsom Road | Asheboro | Randolph | North Carolina | 27205 | solar | Solar = 5 MW | Solar Photovoltaic | 5 | 5 | [9 empty] | 5 |  |  | EIA-860, EIA-860M and EIA-923 | 202406 | -79.79 | 35.6
-8976155.1902 | 3939932.1771 | 45606 | 63271 | Huntley | 62161 | Cubico USA, LLC | IPP Non-CHP | 631 Holstein Rd | Bowman | Orangeburg | South Carolina | 29018 | solar | Solar = 75 MW | Solar Photovoltaic | 75 | 75 | [9 empty] | 75 |  |  | EIA-860, EIA-860M and EIA-923 | 202406 | -80.6342 | 33.3356
-8788673.7981 | 4364656.3265 | 45607 | 63272 | Woodsdale Farm, LLC | 62627 | Cardinal Renewables | IPP Non-CHP | 950 Woodsdale Road | Roxboro | Person | North Carolina | 27574 | solar | Solar = 2 MW | Solar Photovoltaic | 2 | 2 | [9 empty] | 2 |  |  | EIA-860, EIA-860M and EIA-923 | 202406 | -78.95 | 36.464
-10648615.8803 | 3406522.2005 | 45608 | 63273 | Wagyu | 62161 | Cubico USA, LLC | IPP Non-CHP | 2114 County Rd 456 | Damon | Brazoria | Texas | 77430 | solar | Solar = 120 MW | Solar Photovoltaic | 120 | 120 | [9 empty] | 120 |  |  | EIA-860, EIA-860M and EIA-923 | 202406 | -95.6581 | 29.2423
-11642450.2454 | 4833679.1963 | 45609 | 63276 | Mtn. Solar 1 | 60531 | Standard Solar | IPP Non-CHP | 4401 Imboden Road | Watkins | Adams | Colorado | 80137 | solar | Solar = 1.5 MW | Solar Photovoltaic | 1.5 | 1.5 | [9 empty] | 1.5 |  |  | EIA-860, EIA-860M and EIA-923 | 202406 | -104.5859 | 39.7776
-11642965.6546 | 4832107.879 | 45610 | 63277 | Mtn. Solar 2 | 60531 | Standard Solar | IPP Non-CHP | 33850 East 38th Ave. | Watkins | Adams | Colorado | 80137 | solar | Solar = 1.5 MW | Solar Photovoltaic | 1.5 | 1.5 | [9 empty] | 1.5 |  |  | EIA-860, EIA-860M and EIA-923 | 202406 | -104.5905 | 39.7668
-11642169.8316 | 4834730.5486 | 45611 | 63278 | CO LI CSG 1 - Kamerra | 60531 | Standard Solar | IPP Non-CHP | 5000 Imboden Rd. | Watkins | Adams | Colorado | 80137 | solar | Solar = 1.5 MW | Solar Photovoltaic | 1.5 | 1.5 | [9 empty] | 1.5 |  |  | EIA-860, EIA-860M and EIA-923 | 202406 | -104.5834 | 39.7849
-8368690.0723 | 5350314.2788 | 45612 | 63279 | Barneveld Solar | 58871 | Citizens Enterprises Corporation | IPP Non-CHP | 10686 North Gage Rd | Barneveld | Oneida | New York | 13304 | solar | Solar = 1 MW | Solar Photovoltaic | 1 | 1 | [9 empty] | 1 |  |  | EIA-860, EIA-860M and EIA-923 | 202406 | -75.1772 | 43.2514
-17784635.6201 | 2511597.2722 | 45613 | 63280 | AES Kekaha Solar, LLC Hybrid | 61012 | AES Distributed Energy | IPP Non-CHP | Tarter Drive | Kekaha | Kauai | Hawaii | 96752 | solar | Battery = 14 MW, Solar = 14 MW | Batteries; Solar Photovoltaic; | 28 | 28 | 14 | [8 empty] | 14 |  |  | EIA-860, EIA-860M and EIA-923 | 202406 | -159.7621 | 22.0006
-13162252.9517 | 3999119.383 | 45614 | 63285 | Valero Wilmington Cogeneration Plant | 63067 | Valero Wilmington | Industrial CHP | 2402 E. Anaheim St. | Wilmington | Los Angeles | California | 90744 | natural gas | Natural Gas = 32.2 MW | Natural Gas Fired Combustion Turbine | 33.5 | 32.2 | [6 empty] | 32.2 | [5 empty] | EIA-860, EIA-860M and EIA-923 | 202406 | -118.2385 | 33.7787
-8373039.4361 | 4840246.3886 | 45615 | 63286 | DG Amaze ACY1 | 63071 | DG Amaze New Jersey, LLC | IPP Non-CHP | 240 Mantua Grove Road | West Deptford | Gloucester | New Jersey | 8066 | solar | Solar = 3.8 MW | Solar Photovoltaic | 3.8 | 3.8 | [9 empty] | 3.8 |  |  | EIA-860, EIA-860M and EIA-923 | 202406 | -75.2163 | 39.8229
-10403211.8402 | 5321292.3646 | 45616 | 63287 | Cerro Gordo Wind Farm | 63072 | Cerro Gordo Wind Farm | IPP Non-CHP | TBD | Union | Cerro Gordo | Iowa | 50482 | wind | Wind = 42 MW | Onshore Wind Turbine | 42 | 42 | [10 empty] | 42 |  | EIA-860, EIA-860M and EIA-923 | 202406 | -93.4536 | 43.0612
-8129050.1554 | 5093644.5464 | 45617 | 63288 | Brass Mill Center | 63060 | Brass Mill Center | Commercial Non-CHP | 495 Union St | Waterbury | New Haven | Connecticut | 6706 | solar | Solar = 3.4 MW | Solar Photovoltaic | 3.4 | 3.4 | [9 empty] | 3.4 |  |  | EIA-860, EIA-860M and EIA-923 | 202406 | -73.0245 | 41.5489
-8512393.2935 | 4775694.513 | 45618 | 63289 | White Marsh Mall | 63062 | White Marsh Mall | Commercial Non-CHP | 8200 Perry Hall Blvd | Baltimore | Baltimore | Maryland | 21236 | solar | Solar = 1.1 MW | Solar Photovoltaic | 1.1 | 1.1 | [9 empty] | 1.1 |  |  | EIA-860, EIA-860M and EIA-923 | 202406 | -76.4681 | 39.3761
-7946463.9266 | 5206159.9184 | 45619 | 63290 | Natick Mall | 63061 | Natick Mall | Commercial Non-CHP | 1245 Worcester Rd | Natick | Middlesex | Massachusetts | 1760 | solar | Solar = 2.2 MW | Solar Photovoltaic | 2.2 | 2.2 | [9 empty] | 2.2 |  |  | EIA-860, EIA-860M and EIA-923 | 202406 | -71.3843 | 42.3009
-8206753.3864 | 5043551.1023 | 45620 | 63291 | Grand Prix Solar | 63059 | Diamond Properties | Commercial Non-CHP | 333 North Bedford Rd | Mt. Kisco | Westchester | New York | 10549 | solar | Solar = 1.6 MW | Solar Photovoltaic | 1.6 | 1.6 | [9 empty] | 1.6 |  |  | EIA-860, EIA-860M and EIA-923 | 202406 | -73.7225 | 41.2112
-8235727.6235 | 5026076.2208 | 45621 | 63292 | 100 Brook Hill Drive Solar | 63059 | Diamond Properties | Commercial Non-CHP | 100 Brook Hill Drive Solar | West Nyack | Rockland | New York | 10994 | solar | Solar = 1.9 MW | Solar Photovoltaic | 2 | 1.9 | [9 empty] | 1.9 |  |  | EIA-860, EIA-860M and EIA-923 | 202406 | -73.9828 | 41.093
-8639999.939 | 4370756.7315 | 45622 | 63293 | Cottonwood Solar, LLC | 62627 | Cardinal Renewables | IPP Non-CHP | 328 Macon Price Rd | Garysburg | Northampton | North Carolina | 27831 | solar | Solar = 3 MW | Solar Photovoltaic | 3 | 3 | [9 empty] | 3 |  |  | EIA-860, EIA-860M and EIA-923 | 202406 | -77.6144 | 36.5081
-9407692.5434 | 4742011.0709 | 45623 | 63294 | Parking Lot Array | 63079 | Cincinnati Zoo & Botanical Garden | Commercial Non-CHP | 3400 Vine St. | Cincinnati | Hamilton | Ohio | 45220 | solar | Solar = 1.3 MW | Solar Photovoltaic | 1.4 | 1.3 | [9 empty] | 1.3 |  |  | EIA-860, EIA-860M and EIA-923 | 202406 | -84.5107 | 39.1419
-10168924.1645 | 3959057.1648 | 45624 | 63295 | Chicot Solar | 63073 | Chicot Solar, LLC | IPP Non-CHP | 2186 Highway 65 North | Lake Village | Chicot | Arkansas | 71653 | solar | Solar = 100 MW | Solar Photovoltaic | 100 | 100 | [9 empty] | 100 |  |  | EIA-860, EIA-860M and EIA-923 | 202406 | -91.349 | 33.479
-9079186.7223 | 4195483.8657 | 45625 | 63296 | 232 Long Branch 29 Solar I, LLC | 62627 | Cardinal Renewables | IPP Non-CHP | 2239 South Lafayette Street | Shelby | Cleveland | North Carolina | 28152 | solar | Solar = 2 MW | Solar Photovoltaic | 2 | 2 | [9 empty] | 2 |  |  | EIA-860, EIA-860M and EIA-923 | 202406 | -81.5597 | 35.2322
-8577231.3309 | 5291032.8966 | 45626 | 63297 | Hobart & William Smith College Gates Rd. | 66130 | Dynamic Energy Holdings LLC | Commercial Non-CHP | 3515 Gates Road | Geneva | Ontario | New York | 14456 | solar | Solar = 1.8 MW | Solar Photovoltaic | 1.9 | 1.8 | [9 empty] | 1.8 |  |  | EIA-860, EIA-860M and EIA-923 | 202406 | -77.0506 | 42.8623
-8304472.975 | 4791773.1395 | 45627 | 63298 | Barrette Outdoor Living, Inc. | 66130 | Dynamic Energy Holdings LLC | Industrial Non-CHP | 545 Tilton Road | Egg Harbor City | Atlantic | New Jersey | 8215 | solar | Solar = 1.5 MW | Solar Photovoltaic | 1.5 | 1.5 | [9 empty] | 1.5 |  |  | EIA-860, EIA-860M and EIA-923 | 202406 | -74.6004 | 39.4877
-8658893.8622 | 4150827.8372 | 45628 | 63299 | Harvest Beulaville, LLC | 62627 | Cardinal Renewables | IPP Non-CHP | 165 Little Bubble Ln | Beulaville | Duplin | North Carolina | 28518 | solar | Solar = 2 MW | Solar Photovoltaic | 2 | 2 | [9 empty] | 2 |  |  | EIA-860, EIA-860M and EIA-923 | 202406 | -77.7842 | 34.9039
-12841258.7473 | 3995454.1026 | 45629 | 63300 | Athos Solar Project | 62983 | SE Athos I, LLC | IPP Non-CHP | 25250 Rice Rd. | Desert Center | Riverside | California | 92239 | solar | Solar = 250 MW | Solar Photovoltaic | 250 | 250 | [9 empty] | 250 |  |  | EIA-860, EIA-860M and EIA-923 | 202406 | -115.355 | 33.7513
-13402866.6915 | 5184976.8816 | 45630 | 63301 | Garrett Solar | 63065 | SOLV Energy LLC | IPP Non-CHP | 17671 Airport Road | Lakeview | Lake | Oregon | 97630 | solar | Solar = 10 MW | Solar Photovoltaic | 10 | 10 | [9 empty] | 10 |  |  | EIA-860, EIA-860M and EIA-923 | 202406 | -120.4 | 42.16
-8083395.4719 | 5133369.7828 | 45631 | 63302 | South Windsor Fuel Cell | 62971 | South Energy Investments LLC | IPP Non-CHP | 515 John Fitch Blvd | South Windsor | Hartford | Connecticut | 6074 | natural gas | Natural Gas = 5 MW | Other Natural Gas | 5 | 5 | [6 empty] | 5 | [5 empty] | EIA-860, EIA-860M and EIA-923 | 202406 | -72.6144 | 41.8154
-13135263.5412 | 4012510.5862 | 45632 | 63303 | Alticor Inc - Solar Project | 61944 | MN8 Energy LLC | IPP Non-CHP | 5600 Beach Blvd | Buena Park | Orange | California | 90621 | solar | Solar = 1.1 MW | Solar Photovoltaic | 1.2 | 1.1 | [9 empty] | 1.1 |  |  | EIA-860, EIA-860M and EIA-923 | 202406 | -117.9961 | 33.8786
-10544531.9338 | 5684667.2538 | 45633 | 63304 | Allium Community Solar Garden, LLC | 62759 | National Grid Renewables | IPP Non-CHP | 19141 293rd Ave Paynesville | Paynesville | Stearns | Minnesota | 56362 | solar | Solar = 1 MW | Solar Photovoltaic | 1 | 1 | [9 empty] | 1 |  |  | EIA-860, EIA-860M and EIA-923 | 202406 | -94.7231 | 45.3997
-10600893.9938 | 5622815.8073 | 45634 | 63305 | Aster Community Solar Garden, LLC | 62759 | National Grid Renewables | IPP Non-CHP | TBD | Raymond | Kandiyohi | Minnesota | 56282 | solar | Solar = 1 MW | Solar Photovoltaic | 1 | 1 | [9 empty] | 1 |  |  | EIA-860, EIA-860M and EIA-923 | 202406 | -95.2295 | 45.0082
-10564707.5896 | 5611929.2099 | 45635 | 63307 | Westport Community Solar, LLC | 62759 | National Grid Renewables | IPP Non-CHP | TBD | Lake Lillian | Kandiyohi | Minnesota | 56253 | solar | Solar = 1 MW | Solar Photovoltaic | 1 | 1 | [9 empty] | 1 |  |  | EIA-860, EIA-860M and EIA-923 | 202406 | -94.9044 | 44.939
-10421203.8529 | 5496027.4604 | 45636 | 63308 | Marigold Community Solar Garden, LLC | 62759 | National Grid Renewables | IPP Non-CHP | TBD | Waterville | Le Sueur | Minnesota | 56096 | solar | Solar = 1 MW | Solar Photovoltaic | 1 | 1 | [9 empty] | 1 |  |  | EIA-860, EIA-860M and EIA-923 | 202406 | -93.6153 | 44.1973
-10467054.5701 | 5606990.3229 | 45637 | 63309 | Honeysuckle Solar, LLC | 62759 | National Grid Renewables | IPP Non-CHP | 19758 County Road 9 | Lester Prairie | McLeod | Minnesota | 55354 | solar | Solar = 1 MW | Solar Photovoltaic | 1 | 1 | [9 empty] | 1 |  |  | EIA-860, EIA-860M and EIA-923 | 202406 | -94.0272 | 44.9076
-10615204.0031 | 5565962.5367 | 45638 | 63311 | Lantana Solar, LLC | 62759 | National Grid Renewables | IPP Non-CHP | TBD | Glenwood | Redwood | Minnesota | 55435 | solar | Solar = 1 MW | Solar Photovoltaic | 1 | 1 | [9 empty] | 1 |  |  | EIA-860, EIA-860M and EIA-923 | 202406 | -95.358 | 44.646
-10374896.0579 | 5539113.13 | 45639 | 63312 | Hyacinth Solar, LLC | 62759 | National Grid Renewables | IPP Non-CHP | 2280 North Ave | Northfield | Dakota | Minnesota | 55057 | solar | Solar = 1 MW | Solar Photovoltaic | 1 | 1 | [9 empty] | 1 |  |  | EIA-860, EIA-860M and EIA-923 | 202406 | -93.1993 | 44.4741
-10340578.8193 | 5695978.0932 | 45640 | 63313 | Coral Bells Solar, LLC | 62759 | National Grid Renewables | IPP Non-CHP | 36218 Kost Trail | North Branch | Chisago | Minnesota | 55056 | solar | Solar = 1 MW | Solar Photovoltaic | 1 | 1 | [9 empty] | 1 |  |  | EIA-860, EIA-860M and EIA-923 | 202406 | -92.891 | 45.471
-10461716.6892 | 5497283.2117 | 45641 | 63314 | Primrose Solar, LLC | 62759 | National Grid Renewables | IPP Non-CHP | 175 Sakatah Drive | Mankato | Blue Earth | Minnesota | 55435 | solar | Solar = 1 MW | Solar Photovoltaic | 1 | 1 | [9 empty] | 1 |  |  | EIA-860, EIA-860M and EIA-923 | 202406 | -93.9792 | 44.2054
-10597971.1893 | 5589401.4951 | 45642 | 63315 | Kerria Solar, LLC | 62759 | National Grid Renewables | IPP Non-CHP | 215 Emerson Ave NE | Renville | Renville | Minnesota | 56284 | solar | Solar = 1 MW | Solar Photovoltaic | 1 | 1 | [9 empty] | 1 |  |  | EIA-860, EIA-860M and EIA-923 | 202406 | -95.2032 | 44.7956
-10600900.0051 | 5615945.324 | 45643 | 63317 | Geranium Solar, LLC | 62759 | National Grid Renewables | IPP Non-CHP | TBD | Raymond | Kandiyohi | Minnesota | 56282 | solar | Solar = 1 MW | Solar Photovoltaic | 1 | 1 | [9 empty] | 1 |  |  | EIA-860, EIA-860M and EIA-923 | 202406 | -95.2295 | 44.9646
-10589525.9361 | 5701741.4106 | 45644 | 63318 | Bellflower Solar, LLC | 62759 | National Grid Renewables | IPP Non-CHP | TBD | Brooten | Stearns | Minnesota | 56316 | solar | Solar = 1 MW | Solar Photovoltaic | 1 | 1 | [9 empty] | 1 |  |  | EIA-860, EIA-860M and EIA-923 | 202406 | -95.1273 | 45.5073
-10487374.3846 | 5504770.3652 | 45645 | 63319 | Iris Solar, LLC (MN) | 62759 | National Grid Renewables | IPP Non-CHP | TBD | Nicollet | Nicollet | Minnesota | 55607 | solar | Solar = 1 MW | Solar Photovoltaic | 1 | 1 | [9 empty] | 1 |  |  | EIA-860, EIA-860M and EIA-923 | 202406 | -94.2097 | 44.2536
-11628226.5087 | 3724044.7863 | 45646 | 63320 | Titan Solar Project | 63092 | SE Titan, LLC | IPP Non-CHP | 2545 (B) E KC Rd. | Van Horn | Culberson | Texas | 79855 | solar | Solar = 260 MW | Solar Photovoltaic | 260 | 260 | [9 empty] | 260 |  |  | EIA-860, EIA-860M and EIA-923 | 202406 | -104.4581 | 31.7004
-9409613.9178 | 5313798.5477 | 45647 | 63321 | Bingham Solar, LLC | 62759 | National Grid Renewables | IPP Non-CHP | 1635 E Steel Road | St. Johns | Clinton | Michigan | 48879 | solar | Solar = 20 MW | Solar Photovoltaic | 20 | 20 | [9 empty] | 20 |  |  | EIA-860, EIA-860M and EIA-923 | 202406 | -84.528 | 43.012
-9297849.149 | 5124051.5512 | 45648 | 63322 | Temperance Solar, LLC | 62759 | National Grid Renewables | IPP Non-CHP | 820 East Sterns Road | Erie | Monroe | Michigan | 48133 | solar | Solar = 20 MW | Solar Photovoltaic | 20 | 20 | [9 empty] | 20 |  |  | EIA-860, EIA-860M and EIA-923 | 202406 | -83.524 | 41.753
-8552501.706 | 4683311.0155 | 45649 | 63323 | Bluefin Origination 1 | 63080 | Bluefin Origination 1, LLC | IPP Non-CHP | 11503 Cherry Tree Crossing Roa | Brandywine | Prince Georges | Maryland | 20623 | solar | Solar = 2 MW | Solar Photovoltaic | 2 | 2 | [9 empty] | 2 |  |  | EIA-860, EIA-860M and EIA-923 | 202406 | -76.8284 | 38.7317
-9576259.1955 | 4773615.2222 | 45650 | 63324 | Camp Atterbury Microgrid Hybrid | 15470 | Duke Energy Indiana, LLC | Electric Utility | Camp Atterbury | Edinburgh | Johnson | Indiana | 46124 | batteries | Battery = 5 MW, Solar = 2 MW | Batteries; Solar Photovoltaic; | 7 | 7 | 5 | [8 empty] | 2 |  |  | EIA-860, EIA-860M and EIA-923 | 202406 | -86.025 | 39.3617
-10773551.4146 | 4094433.0274 | 45651 | 63327 | Diamond Spring, LLC | 59496 | ALLETE Clean Energy | IPP Non-CHP | 222 West Wynnewood Avenue | Sulphur | Johnston | Oklahoma | 73086 | wind | Wind = 303.5 MW | Onshore Wind Turbine | 303.5 | 303.5 | [10 empty] | 303.5 |  | EIA-860, EIA-860M and EIA-923 | 202406 | -96.7805 | 34.4874
-11286796.7174 | 3865197.4306 | 45652 | 63328 | Juno Solar Project | 63100 | SE Juno, LLC | IPP Non-CHP | 136 County Road 116 | Lamesa | Borden | Texas | 79331 | solar | Solar = 302.5 MW | Solar Photovoltaic | 302.5 | 302.5 | [9 empty] | 302.5 |  |  | EIA-860, EIA-860M and EIA-923 | 202406 | -101.391 | 32.7729
-11626462.7627 | 3726609.9098 | 45653 | 63329 | Aragorn Solar Project | 63101 | SE Aragorn, LLC | IPP Non-CHP | 2535 (C) E KC Road | Van Horn | Culberson | Texas | 79855 | solar | Solar = 180 MW | Solar Photovoltaic | 187.2 | 180 | [9 empty] | 180 |  |  | EIA-860, EIA-860M and EIA-923 | 202406 | -104.4423 | 31.72
-13617824.6282 | 5671723.7803 | 45654 | 63330 | Duus Solar, LLC | 62627 | Cardinal Renewables | IPP Non-CHP | 6070 SE Duus Road | Estacada | Clackamas | Oregon | 97023 | solar | Solar = 10 MW | Solar Photovoltaic | 10 | 10 | [9 empty] | 10 |  |  | EIA-860, EIA-860M and EIA-923 | 202406 | -122.331 | 45.318
-13608807.7495 | 5676791.1512 | 45655 | 63331 | Firwood Solar, LLC | 62627 | Cardinal Renewables | IPP Non-CHP | S.E. Firwood Road and US HWY 2 | Sandy | Clackamas | Oregon | 97055 | solar | Solar = 10 MW | Solar Photovoltaic | 10 | 10 | [9 empty] | 10 |  |  | EIA-860, EIA-860M and EIA-923 | 202406 | -122.25 | 45.35
-8581089.7758 | 4334877.3795 | 45656 | 63332 | Aulander Hwy 42 Solar, LLC | 62627 | Cardinal Renewables | IPP Non-CHP | 1625 NC 11 S | Aulander | Hertford | North Carolina | 27805 | solar | Solar = 5 MW | Solar Photovoltaic | 5 | 5 | [9 empty] | 5 |  |  | EIA-860, EIA-860M and EIA-923 | 202406 | -77.0852 | 36.2486
-8335708.2222 | 4874114.365 | 45657 | 63334 | Campus Drive Solar | 56990 | NJR Clean Energy Ventures Corporation | IPP Non-CHP | 6 Campus Drive | Burlington Township | Burlington | New Jersey | 8016 | solar | Solar = 3.7 MW | Solar Photovoltaic | 3.7 | 3.7 | [9 empty] | 3.7 |  |  | EIA-860, EIA-860M and EIA-923 | 202406 | -74.8809 | 40.0562
-10625633.5262 | 3458045.1471 | 45658 | 63335 | HO Clarke Generating | 63082 | ProEnergy Services | IPP Non-CHP | 12584 Hiram Clarke Road | Houston | Harris | Texas | 77045 | natural gas | Natural Gas = 356 MW | Natural Gas Fired Combustion Turbine | 484 | 356 | [6 empty] | 356 | [5 empty] | EIA-860, EIA-860M and EIA-923 | 202406 | -95.4517 | 29.6454
-7981379.2849 | 5176348.8352 | 45659 | 63336 | Sutton Solar 2, LLC CSG | 63106 | Sutton Solar 2, LLC | IPP Non-CHP | 25 Oakhurst Road | Sutton | Worcester | Massachusetts | 1590 | solar | Solar = 1 MW | Solar Photovoltaic | 1 | 1 | [9 empty] | 1 |  |  | EIA-860, EIA-860M and EIA-923 | 202406 | -71.698 | 42.1025
-8523246.9439 | 5250151.9651 | 45660 | 63337 | Lansing Renewables, LLC | 63107 | Lansing Renewables, LLC | IPP Non-CHP | 339 Jerry Smith Road | Lansing | Tompkins | New York | 14882 | solar | Battery = 3 MW, Solar = 5 MW | Batteries; Solar Photovoltaic; | 8 | 8 | 3 | [8 empty] | 5 |  |  | EIA-860, EIA-860M and EIA-923 | 202406 | -76.5656 | 42.5925
-8073134.3752 | 5195061.8676 | 45661 | 63338 | Granby Solar, LLC CSG | 63108 | Granby Solar, LLC | IPP Non-CHP | 0 East Street | Granby | Hampshire | Massachusetts | 1033 | solar | Battery = 2 MW, Solar = 3 MW | Batteries; Solar Photovoltaic; | 5 | 5 | 2 | [8 empty] | 3 |  |  | EIA-860, EIA-860M and EIA-923 | 202406 | -72.5222 | 42.2271
-8274286.4687 | 5314753.1408 | 45662 | 63339 | Hales Mills Solar, LLC | 63109 | Hales Mills Solar, LLC | IPP Non-CHP | 141 Hales Mills Road | Johnstown | Fulton | New York | 12095 | solar | Solar = 3.6 MW | Solar Photovoltaic | 5 | 3.6 | [9 empty] | 3.6 |  |  | EIA-860, EIA-860M and EIA-923 | 202406 | -74.3292 | 43.0183
-8434924.9467 | 5323987.1238 | 45663 | 63340 | Owlville Creek Solar 2, LLC | 63110 | Owlville Creek Solar 2, LLC | IPP Non-CHP | 4274 Peretta Drive | Canastota | Madison | New York | 13032 | solar | Battery = 3 MW, Solar = 5 MW | Batteries; Solar Photovoltaic; | 8 | 8 | 3 | [8 empty] | 5 |  |  | EIA-860, EIA-860M and EIA-923 | 202406 | -75.7722 | 43.0789
-8435745.3713 | 5325296.6882 | 45664 | 63341 | Owlville Creek Solar, LLC | 63111 | Owlville Creek Solar, LLC | IPP Non-CHP | 4274 Peretta Drive | Canastota | Madison | New York | 13032 | solar | Battery = 3 MW, Solar = 5 MW | Batteries; Solar Photovoltaic; | 8 | 8 | 3 | [8 empty] | 5 |  |  | EIA-860, EIA-860M and EIA-923 | 202406 | -75.7796 | 43.0875
-11121148.0831 | 3690838.1256 | 45665 | 63343 | Galloway 2 Solar Farm | 63118 | 224WB 8me LLC | IPP Non-CHP | 1096 County Road 4508 | Paint Rock | Concho | Texas | 76933 | solar | Solar = 110 MW | Solar Photovoltaic | 110 | 110 | [9 empty] | 110 |  |  | EIA-860, EIA-860M and EIA-923 | 202406 | -99.903 | 31.4462
-13263552.5752 | 5388729.9711 | 45666 | 63344 | Starvation | 63121 | Starvation Solar I, LLC | IPP Non-CHP | Reno Drive | Hines | Harney | Oregon | 97738 | solar | Solar = 9.9 MW | Solar Photovoltaic | 9.9 | 9.9 | [9 empty] | 9.9 |  |  | EIA-860, EIA-860M and EIA-923 | 202406 | -119.1485 | 43.5022
-8672691.4678 | 4101309.578 | 45667 | 63345 | Scotch Bonnet Solar, LLC | 63119 | Scotch Bonnet Solar, LLC | IPP Non-CHP | State Road 1412 | St Helena | Pender | North Carolina | 28425 | solar | Solar = 4.5 MW | Solar Photovoltaic | 4.5 | 4.5 | [9 empty] | 4.5 |  |  | EIA-860, EIA-860M and EIA-923 | 202406 | -77.9081 | 34.5383
-8750835.3013 | 4208820.7501 | 45668 | 63346 | Cubera Solar, LLC | 63120 | Cubera Solar, LLC | IPP Non-CHP | 1001 Meadowlark Rd. | Dunn | Harnett | North Carolina | 28334 | solar | Solar = 2 MW | Solar Photovoltaic | 2 | 2 | [9 empty] | 2 |  |  | EIA-860, EIA-860M and EIA-923 | 202406 | -78.6101 | 35.33
-8572429.3421 | 4704883.8267 | 45669 | 63347 | AOC, Capitol Power Plant | 63113 | Architect of the Capitol, Capitol Power Plant | Commercial CHP | 25 E St. SE | Washington | District of Columbia | District of Columbia | 20003 | natural gas | Natural Gas = 7.5 MW | Natural Gas Fired Combustion Turbine | 7.5 | 7.5 | [6 empty] | 7.5 | [5 empty] | EIA-860, EIA-860M and EIA-923 | 202406 | -77.0074 | 38.8827
-12652140.4021 | 3998853.138 | 45670 | 63349 | OE_AZ1 | 60453 | Onward Energy | IPP Non-CHP | TBD | Salome | La Paz | Arizona | 85348 | solar | Solar = 32.5 MW | Solar Photovoltaic | 32.5 | 32.5 | [9 empty] | 32.5 |  |  | EIA-860, EIA-860M and EIA-923 | 202406 | -113.6561 | 33.7767
-9367261.193 | 3658253.7956 | 45671 | 63350 | OE_GA3 | 60453 | Onward Energy | IPP Non-CHP | TBD | Camilla | Mitchell | Georgia | 31730 | solar | Solar = 57.5 MW | Solar Photovoltaic | 57.5 | 57.5 | [9 empty] | 57.5 |  |  | EIA-860, EIA-860M and EIA-923 | 202406 | -84.1475 | 31.1962
-11223787.6592 | 3748617.849 | 45672 | 63351 | Bluebell Solar II | 63116 | Bluebell Solar II, LLC | IPP Non-CHP | 1460 Mendenhall Ln | Sterling | Sterling | Texas | 76951 | solar | Solar = 115 MW | Solar Photovoltaic | 115 | 115 | [9 empty] | 115 |  |  | EIA-860, EIA-860M and EIA-923 | 202406 | -100.825 | 31.888
-12780145.46 | 4365182.3255 | 45673 | 63352 | Gemini Solar | 63117 | Gemini Solar | IPP Non-CHP | South of Valley of Fire Rd / E | Unincorporated | Clark | Nevada | 89128 | solar | Battery = 380 MW, Solar = 690 MW | Batteries; Solar Photovoltaic; | 1070 | 1070 | 380 | [8 empty] | 690 |  |  | EIA-860, EIA-860M and EIA-923 | 202406 | -114.806 | 36.4678
-8257148.3878 | 4963153.6096 | 45674 | 63353 | Allied Beverages Elizabeth | 62067 | EnterSolar | IPP Non-CHP | Triport Warehouse Kapowski Rd. | Elizabeth | Union | New Jersey | 7201 | solar | Solar = 3.2 MW | Solar Photovoltaic | 3.2 | 3.2 | [9 empty] | 3.2 |  |  | EIA-860, EIA-860M and EIA-923 | 202406 | -74.1752 | 40.6657
-8071484.9543 | 5134281.0878 | 45675 | 63354 | Ticket Network South Windsor | 62067 | EnterSolar | IPP Non-CHP | 75 Gerber Rd. East | South Windsor | Hartford | Connecticut | 6074 | solar | Solar = 1 MW | Solar Photovoltaic | 1 | 1 | [9 empty] | 1 |  |  | EIA-860, EIA-860M and EIA-923 | 202406 | -72.5074 | 41.8215
-8291406.1819 | 4946241.7511 | 45676 | 63355 | Chanel Piscataway Rooftop | 62067 | EnterSolar | IPP Non-CHP | 876 Centennial Ave. | Piscataway | Middlesex | New Jersey | 8854 | solar | Solar = 1.4 MW | Solar Photovoltaic | 1.4 | 1.4 | [9 empty] | 1.4 |  |  | EIA-860, EIA-860M and EIA-923 | 202406 | -74.483 | 40.5503
-8310863.159 | 4888099.1365 | 45677 | 63356 | Colonial Pipeline Allentown Chesterfield | 62067 | EnterSolar | IPP Non-CHP | 493 Ward Avenue Township of Ch | Chesterfield | Burlington | New Jersey | 8515 | solar | Solar = 1.9 MW | Solar Photovoltaic | 1.9 | 1.9 | [9 empty] | 1.9 |  |  | EIA-860, EIA-860M and EIA-923 | 202406 | -74.6578 | 40.1523
-8370877.7229 | 4839430.9776 | 45678 | 63357 | Colonial Pipeline Woodbury West Deptford | 62067 | EnterSolar | IPP Non-CHP | 696 Mantua Grove Road Township | West Deptford | Gloucester | New Jersey | 8066 | solar | Solar = 3.7 MW | Solar Photovoltaic | 3.7 | 3.7 | [9 empty] | 3.7 |  |  | EIA-860, EIA-860M and EIA-923 | 202406 | -75.1969 | 39.8173
-8097480.7271 | 5107550.6867 | 45679 | 63358 | Corbin Russwin Phase 3 Berlin | 62067 | EnterSolar | IPP Non-CHP | 225 Episcopal Rd. | Berlin | Hartford | Connecticut | 6037 | solar | Solar = 1 MW | Solar Photovoltaic | 1 | 1 | [9 empty] | 1 |  |  | EIA-860, EIA-860M and EIA-923 | 202406 | -72.7409 | 41.6423
-13526313.8842 | 4542023.9013 | 45680 | 63361 | Medline Ind. Phase 2 Tracy | 62067 | EnterSolar | IPP Non-CHP | 5701 Promontory Parkway | Tracy | San Joaquin | California | 95377 | solar | Solar = 1 MW | Solar Photovoltaic | 1 | 1 | [9 empty] | 1 |  |  | EIA-860, EIA-860M and EIA-923 | 202406 | -121.5089 | 37.7348
-13497366.9204 | 4564577.62 | 45681 | 63363 | Niagara Bottling Stockton | 62067 | EnterSolar | IPP Non-CHP | 1025 Runway Dr. | Stockton | San Joaquin | California | 95206 | solar | Solar = 1 MW | Solar Photovoltaic | 1 | 1 | [9 empty] | 1 |  |  | EIA-860, EIA-860M and EIA-923 | 202406 | -121.2489 | 37.8948
-13230321.4808 | 4801413.0625 | 45682 | 63365 | Soda Lake 3 | 63102 | AMOR IX, LLC | IPP Non-CHP | 5500 Soda Lake Road | Fallon | Churchill | Nevada | 89406 | geothermal | Geothermal = 20MW | Geothermal | 26 | 20 |  |  |  | 20 | [8 empty] | EIA-860, EIA-860M and EIA-923 | 202406 | -118.85 | 39.5545
-8252253.8924 | 4975821.1423 | 45683 | 63366 | 435A Bergen Avenue | 60268 | Hartz Solar, LLC | Commercial Non-CHP | 435A Bergen Avenue | Kearney | Hudson | New Jersey | 7302 | solar | Solar = 1.4 MW | Solar Photovoltaic | 1.4 | 1.4 | [9 empty] | 1.4 |  |  | EIA-860, EIA-860M and EIA-923 | 202406 | -74.1313 | 40.7519
-10634334.2576 | 5725595.5772 | 45684 | 63367 | Strandness Garden | 63131 | Strandness Garden LLC | IPP Non-CHP | 28927 County Road 24 | Starbuck | Pope | Minnesota | 56381 | solar | Solar = 1 MW | Solar Photovoltaic | 1 | 1 | [9 empty] | 1 |  |  | EIA-860, EIA-860M and EIA-923 | 202406 | -95.5298 | 45.6573
-7983219.7301 | 5529855.2356 | 45685 | 63368 | GSPP Gilman, LLC | 62719 | Green Street Power Partners | IPP Non-CHP | 220 Treatment Plant Rd | Lunenburg | Essex | Vermont | 5904 | solar | Solar = 2.1 MW | Solar Photovoltaic | 2.1 | 2.1 | [9 empty] | 2.1 |  |  | EIA-860, EIA-860M and EIA-923 | 202406 | -71.7145 | 44.4148
-8246366.6498 | 5081786.7405 | 45686 | 63369 | Riley Road LLC | 62719 | Green Street Power Partners | IPP Non-CHP | 425 and 421 Riley Road | New Windsor | Orange | New York | 12553 | solar | Solar = 4 MW | Solar Photovoltaic | 4 | 4 | [9 empty] | 4 |  |  | EIA-860, EIA-860M and EIA-923 | 202406 | -74.0784 | 41.4691
-10497144.3397 | 5705274.7576 | 45687 | 63370 | GSSP Schneider LLC | 62719 | Green Street Power Partners | IPP Non-CHP | 9201 Country Road 138 | Waite Park | Stearns | Minnesota | 56387 | solar | Solar = 5 MW | Solar Photovoltaic | 5 | 5 | [9 empty] | 5 |  |  | EIA-860, EIA-860M and EIA-923 | 202406 | -94.2975 | 45.5295
-8193351.5216 | 5270423.6697 | 45688 | 63371 | Hope Solar Farm LLC | 62719 | Green Street Power Partners | IPP Non-CHP | 575 Garfield Rd | Troy | Rensselaer | New York | 12180 | solar | Solar = 2 MW | Solar Photovoltaic | 2 | 2 | [9 empty] | 2 |  |  | EIA-860, EIA-860M and EIA-923 | 202406 | -73.6021 | 42.7264
-8566477.9794 | 5203908.8732 | 45689 | 63372 | Catlin Solar 1 LLC | 62719 | Green Street Power Partners | IPP Non-CHP | 68 Callahan Rd | Beaver Dams | Schuyler | New York | 14812 | solar | Solar = 4 MW | Solar Photovoltaic | 4 | 4 | [9 empty] | 4 |  |  | EIA-860, EIA-860M and EIA-923 | 202406 | -76.954 | 42.2859
-8226950.5269 | 5323207.1424 | 45690 | 63373 | Saratoga Solar LLC | 62719 | Green Street Power Partners | IPP Non-CHP | 830 Murray Rd | Milton | Saratoga | New York | 12850 | solar | Solar = 5 MW | Solar Photovoltaic | 5 | 5 | [9 empty] | 5 |  |  | EIA-860, EIA-860M and EIA-923 | 202406 | -73.904 | 43.0738
-8093692.5248 | 5093633.5392 | 45691 | 63374 | CP Middletown Solar I LLC | 62719 | Green Street Power Partners | IPP Non-CHP | 2 Higby Rd | Middletown | Middlesex | Connecticut | 6457 | solar | Solar = 1 MW | Solar Photovoltaic | 1 | 1 | [9 empty] | 1 |  |  | EIA-860, EIA-860M and EIA-923 | 202406 | -72.7069 | 41.5488
-8093692.5248 | 5093633.5392 | 45692 | 63375 | CP Middletown Solar II LLC | 62719 | Green Street Power Partners | IPP Non-CHP | 2 Higby Rd | Middletown | Middlesex | Connecticut | 6457 | solar | Solar = 1 MW | Solar Photovoltaic | 1 | 1 | [9 empty] | 1 |  |  | EIA-860, EIA-860M and EIA-923 | 202406 | -72.7069 | 41.5488
-13089258.5352 | 4106482.493 | 45693 | 63376 | Phelan Pinon Hills CSD Solar | 63125 | Phelan Pinon Hills Community Services District | IPP Non-CHP | 17900 Sheep Creek Road | Adelanto | San Bernardino | California | 92301 | solar | Solar = 1.1 MW | Solar Photovoltaic | 1.2 | 1.1 | [9 empty] | 1.1 |  |  | EIA-860, EIA-860M and EIA-923 | 202406 | -117.5828 | 34.5765
-8869188.6255 | 4147528.7004 | 45694 | 63377 | ESA Hamlet NC , LLC | 62852 | ESA Hamlet NC LLC | IPP Non-CHP | 159 Old Laurinburg Rd | Hamlet | Richmond | North Carolina | 28345 | solar | Solar = 5 MW | Solar Photovoltaic | 5 | 5 | [9 empty] | 5 |  |  | EIA-860, EIA-860M and EIA-923 | 202406 | -79.6733 | 34.8796
-10149788.5666 | 5035038.4368 | 45695 | 63378 | Wapello Solar LLC | 63129 | Wapello Solar LLC | IPP Non-CHP | TBD | Wapello | Louisa | Iowa | 52653 | solar | Solar = 100 MW | Solar Photovoltaic | 100 | 100 | [9 empty] | 100 |  |  | EIA-860, EIA-860M and EIA-923 | 202406 | -91.1771 | 41.1537
-11534826.5617 | 4906846.8428 | 45696 | 63379 | Mtn. Solar 3 CSG | 60531 | Standard Solar | IPP Non-CHP | 1609 Agripark Road | Brush | Morgan | Colorado | 80723 | solar | Solar = 1.5 MW | Solar Photovoltaic | 1.5 | 1.5 | [9 empty] | 1.5 |  |  | EIA-860, EIA-860M and EIA-923 | 202406 | -103.6191 | 40.2809
-10312734.475 | 5511583.0148 | 45697 | 63380 | Goodhue Community Solar One LLC CSG | 62915 | Madison Energy Holdings LLC | IPP Non-CHP | 45040 County 168 Blvd | Zumbrota | Goodhue | Minnesota | 55992 | solar | Solar = 1 MW | Solar Photovoltaic | 1 | 1 | [9 empty] | 1 |  |  | EIA-860, EIA-860M and EIA-923 | 202406 | -92.6409 | 44.2974
-8814833.8785 | 4120554.8147 | 45698 | 63381 | Railroad Solar Farm, LLC | 62627 | Cardinal Renewables | IPP Non-CHP | 409 East Railroad Street | Pembroke | Robeson | North Carolina | 28372 | solar | Solar = 4.1 MW | Solar Photovoltaic | 4.1 | 4.1 | [9 empty] | 4.1 |  |  | EIA-860, EIA-860M and EIA-923 | 202406 | -79.185 | 34.6806
-8689712.4406 | 4065830.9592 | 45699 | 63383 | ATOOD Solar IV, LLC | 62627 | Cardinal Renewables | IPP Non-CHP | 9031 Industrial Blvd NE | Leland | Brunswick | North Carolina | 28451 | solar | Solar = 5 MW | Solar Photovoltaic | 5 | 5 | [9 empty] | 5 |  |  | EIA-860, EIA-860M and EIA-923 | 202406 | -78.061 | 34.2753
-9916937.2463 | 5006499.4782 | 45700 | 63384 | Bennington Wind | 63139 | Minonk Stewardship Wind LLC | IPP Non-CHP | COUNTY ROAD 2900E | Minonk | Marshall | Illinois | 61760 | wind | Wind = 93 MW | Onshore Wind Turbine | 93 | 93 | [10 empty] | 93 |  | EIA-860, EIA-860M and EIA-923 | 202406 | -89.0854 | 40.9604
-13192566.0283 | 4087137.4049 | 45701 | 63385 | Castaic Lake Phase II | 61944 | MN8 Energy LLC | IPP Non-CHP | 27234 Bouquet Canyon | Santa Clara | Los Angeles | California | 91350 | solar | Solar = 3.5 MW | Solar Photovoltaic | 3.5 | 3.5 | [9 empty] | 3.5 |  |  | EIA-860, EIA-860M and EIA-923 | 202406 | -118.5108 | 34.4333
-13482998.8024 | 4628535.5152 | 45702 | 63387 | Rancho Seco Solar II, LLC | 63141 | Rancho Seco Solar II, LLC | IPP Non-CHP | 1444 Twin Cities Road | Twin Cities | Sacramento | California | 95638 | solar | Solar = 160 MW | Solar Photovoltaic | 160 | 160 | [9 empty] | 160 |  |  | EIA-860, EIA-860M and EIA-923 | 202406 | -121.1198 | 38.3468
-11425131.2222 | 3763507.5271 | 45703 | 63388 | Oxy Renewable Energy - Goldsmith | 63183 | Oxy Renewable Energy LLC | IPP Non-CHP | 1099 N Schabauer St | Goldsmith | Ector | Texas | 79741 | solar | Solar = 16.8 MW | Solar Photovoltaic | 16.8 | 16.8 | [9 empty] | 16.8 |  |  | EIA-860, EIA-860M and EIA-923 | 202406 | -102.6337 | 32.0015
-9729303.2352 | 4921553.3412 | 45704 | 63389 | Jordan Creek Wind Farm, LLC | 63128 | Jordan Creek Wind Farm, LLC | IPP Non-CHP | TBD | Judyville | Warren | Indiana | 47993 | wind | Wind = 398.6 MW | Onshore Wind Turbine | 398.6 | 398.6 | [10 empty] | 398.6 |  | EIA-860, EIA-860M and EIA-923 | 202406 | -87.3998 | 40.3816
-9203048.9141 | 4997019.954 | 45705 | 63390 | Shelby Solar Array | 60571 | AEP Onsite Partners, LLC | IPP Non-CHP | 129 West State Street | Shelby | Richland | Ohio | 44875 | solar | Solar = 1.9 MW | Solar Photovoltaic | 1.9 | 1.9 | [9 empty] | 1.9 |  |  | EIA-860, EIA-860M and EIA-923 | 202406 | -82.6724 | 40.896
-11889654.4329 | 4188354.2917 | 45706 | 63391 | City of Rio Rancho WWTP | 61724 | New Mexico Renewable Development LLC | IPP Non-CHP | 100 Industrial Park Loop NE | Rio Rancho | Sandoval | New Mexico | 87124 | solar | Solar = 1.2 MW | Solar Photovoltaic | 1.2 | 1.2 | [9 empty] | 1.2 |  |  | EIA-860, EIA-860M and EIA-923 | 202406 | -106.8066 | 35.1799
-8393427.7122 | 4673797.0987 | 45707 | 63392 | DEC Phase II at Georgetown | 61419 | Luminace Solar MC, LLC | IPP Non-CHP | 22999 East Trap Pond Rd. | Georgetown | Sussex | Delaware | 19947 | solar | Solar = 3 MW | Solar Photovoltaic | 3 | 3 | [9 empty] | 3 |  |  | EIA-860, EIA-860M and EIA-923 | 202406 | -75.3994 | 38.665
-10782609.9269 | 5163971.6224 | 45708 | 63393 | Cuming County Renewables, LLC | 63124 | Cuming County Renewables. LLC | IPP Non-CHP | 2027-2001 9th Rd. | Wisner | Cuming | Nebraska | 68791 | wind | Wind = 2.5 MW | Onshore Wind Turbine | 2.5 | 2.5 | [10 empty] | 2.5 |  | EIA-860, EIA-860M and EIA-923 | 202406 | -96.8618 | 42.02
-10368602.3879 | 5492672.5446 | 45709 | 63394 | Falls Creek Garden | 63143 | Falls Creek Garden LLC | IPP Non-CHP | 3071 - 197th Street East | Faribault | Rice | Minnesota | 55021 | solar | Solar = 1 MW | Solar Photovoltaic | 1 | 1 | [9 empty] | 1 |  |  | EIA-860, EIA-860M and EIA-923 | 202406 | -93.1427 | 44.1757
-10634448.9166 | 5724538.107 | 45710 | 63395 | Star Garden | 63144 | Star Garden LLC | IPP Non-CHP | 17509 State Highway 114 | Starbuck | Pope | Minnesota | 56381 | solar | Solar = 1 MW | Solar Photovoltaic | 1 | 1 | [9 empty] | 1 |  |  | EIA-860, EIA-860M and EIA-923 | 202406 | -95.5309 | 45.6506
-10408017.28 | 5465497.8943 | 45711 | 63396 | Buffalo Garden | 63157 | Buffalo Garden LLC | IPP Non-CHP | 30489 State HWY 13 | Waseca | Waseca | Minnesota | 56093 | solar | Solar = 1 MW | Solar Photovoltaic | 1 | 1 | [9 empty] | 1 |  |  | EIA-860, EIA-860M and EIA-923 | 202406 | -93.4968 | 44.0004
-10414622.9786 | 5479330.8746 | 45712 | 63397 | Loon Garden | 63158 | Loon Garden LLC | IPP Non-CHP | 10595 Old HWY 14 | Waseca | Waseca | Minnesota | 56093 | solar | Solar = 1 MW | Solar Photovoltaic | 1 | 1 | [9 empty] | 1 |  |  | EIA-860, EIA-860M and EIA-923 | 202406 | -93.5562 | 44.0897
-7896856.9559 | 5287251.483 | 45713 | 63398 | Kearsarge Amesbury Hybrid | 63163 | Kearsarge Amesbury LLC | IPP Non-CHP | 23 South Martin Road | Amesbury | Essex | Massachusetts | 1913 | solar | Battery = 1.6 MW, Solar = 3.3 MW | Batteries; Solar Photovoltaic; | 4.9 | 4.9 | 1.6 | [8 empty] | 3.3 |  |  | EIA-860, EIA-860M and EIA-923 | 202406 | -70.9387 | 42.8374
-10124329.5765 | 5000534.1015 | 45714 | 63399 | Galesburg Solar Array | 60571 | AEP Onsite Partners, LLC | IPP Non-CHP | 1965 State Hwy 164 | Oquawka | Henderson | Illinois | 61469 | solar | Solar = 1.4 MW | Solar Photovoltaic | 1.4 | 1.4 | [9 empty] | 1.4 |  |  | EIA-860, EIA-860M and EIA-923 | 202406 | -90.9484 | 40.9199
-10526097.4261 | 5724462.9422 | 45715 | 63400 | Stearns Solar I | 63159 | Stearns Solar I LLC | IPP Non-CHP | 36503 County Road 10 | Albany | Stearns | Minnesota | 56307 | solar | Solar = 1 MW | Solar Photovoltaic | 1 | 1 | [9 empty] | 1 |  |  | EIA-860, EIA-860M and EIA-923 | 202406 | -94.5575 | 45.6502
-10330906.2687 | 5671396.0833 | 45716 | 63401 | Olinda Trail Solar | 63160 | Olinda Trail Solar LLC | IPP Non-CHP | 25423 Olinda Trail | Lindstrom | Chisago | Minnesota | 55045 | solar | Solar = 1 MW | Solar Photovoltaic | 1 | 1 | [9 empty] | 1 |  |  | EIA-860, EIA-860M and EIA-923 | 202406 | -92.8041 | 45.3159
-10548150.7078 | 5725088.4855 | 45717 | 63402 | New Munich Solar | 63161 | New Munich Solar LLC | IPP Non-CHP | 31070 Riverview Rd | Melrose | Stearns | Minnesota | 56352 | solar | Solar = 1 MW | Solar Photovoltaic | 1 | 1 | [9 empty] | 1 |  |  | EIA-860, EIA-860M and EIA-923 | 202406 | -94.7557 | 45.6541
-10614339.8299 | 5613124.9543 | 45718 | 63403 | Clara City Solar | 63162 | Clara City Solar LLC | IPP Non-CHP | 12070 State Hwy 7 SE | Clara City | Chippewa | Minnesota | 56222 | solar | Solar = 1 MW | Solar Photovoltaic | 1 | 1 | [9 empty] | 1 |  |  | EIA-860, EIA-860M and EIA-923 | 202406 | -95.3502 | 44.9466
-8307714.5986 | 4949664.4076 | 45719 | 63404 | Thermo Fisher | 61944 | MN8 Energy LLC | IPP Non-CHP | 755 Route 202 North | Bridgewater | Somerset | New Jersey | 8807 | solar | Solar = 1.5 MW | Solar Photovoltaic | 1.5 | 1.5 | [9 empty] | 1.5 |  |  | EIA-860, EIA-860M and EIA-923 | 202406 | -74.6295 | 40.5737
-8715249.5771 | 5309131.4272 | 45720 | 63405 | Pearl II | 61227 | Nautilus Solar Solutions | IPP Non-CHP | 2881 Pearl Street Road | Batavia | Genesee | New York | 14020 | solar | Solar = 2 MW | Solar Photovoltaic | 2 | 2 | [9 empty] | 2 |  |  | EIA-860, EIA-860M and EIA-923 | 202406 | -78.2904 | 42.9813
-10367863.7831 | 5558737.318 | 45721 | 63406 | Vermillion River_MN_GRE DEA-GM | 60520 | SoCore Energy LLC | IPP Non-CHP | 24380 Chippendale Ave | Farmington | Dakota | Minnesota | 55024 | solar | Solar = 3 MW | Solar Photovoltaic | 3 | 3 | [9 empty] | 3 |  |  | EIA-860, EIA-860M and EIA-923 | 202406 | -93.1361 | 44.5998
-8610122.0103 | 5320900.6499 | 45722 | 63407 | Macedon | 62923 | Solar Planet Power | IPP Non-CHP | 1430 Wilson Road | Macedon | Wayne | New York | 14502 | solar | Solar = 2 MW | Solar Photovoltaic | 2 | 2 | [9 empty] | 2 |  |  | EIA-860, EIA-860M and EIA-923 | 202406 | -77.346 | 43.0586
-8667490.9552 | 5334831.6227 | 45723 | 63408 | Whittier | 62923 | Solar Planet Power | IPP Non-CHP | 00 Whittier Road | Ogden | Monroe | New York | 14559 | solar | Solar = 2 MW | Solar Photovoltaic | 2 | 2 | [9 empty] | 2 |  |  | EIA-860, EIA-860M and EIA-923 | 202406 | -77.8614 | 43.15
-8581708.6008 | 5333320.866 | 45724 | 63409 | Williamson | 62923 | Solar Planet Power | IPP Non-CHP | 4794 Route 103 | Williamson | Wayne | New York | 14589 | solar | Solar = 2 MW | Solar Photovoltaic | 2 | 2 | [9 empty] | 2 |  |  | EIA-860, EIA-860M and EIA-923 | 202406 | -77.0908 | 43.1401
-8624040.0636 | 5302113.8216 | 45725 | 63410 | Bennett | 62923 | Solar Planet Power | IPP Non-CHP | 1940 Bennett Road | East Bloomfield | Ontario | New York | 14564 | solar | Solar = 1.4 MW | Solar Photovoltaic | 1.4 | 1.4 | [9 empty] | 1.4 |  |  | EIA-860, EIA-860M and EIA-923 | 202406 | -77.4711 | 42.9352
-8185667.2485 | 5323897.5095 | 45726 | 63411 | Greenwich Solar 1, LLC CSG | 61012 | AES Distributed Energy | IPP Non-CHP | 2131 NY Highway 40 | Greenwich | Washington | New York | 12834 | solar | Solar = 5 MW | Solar Photovoltaic | 5 | 5 | [9 empty] | 5 |  |  | EIA-860, EIA-860M and EIA-923 | 202406 | -73.5331 | 43.0783
-8341788.3815 | 4722783.187 | 45727 | 63413 | LTMUA | 61944 | MN8 Energy LLC | IPP Non-CHP | 2900 Bayshore Road | Villas | Cape May | New Jersey | 8251 | solar | Solar = 1 MW | Solar Photovoltaic | 1 | 1 | [9 empty] | 1 |  |  | EIA-860, EIA-860M and EIA-923 | 202406 | -74.9356 | 39.0078
-13074474.1937 | 4040893.2388 | 45728 | 63414 | IOS II-LAX9 | 61620 | IOS II LLC | IPP Non-CHP | 11263 Oleander Avenue | Fontana | San Bernardino | California | 92335 | solar | Solar = 3.7 MW | Solar Photovoltaic | 4 | 3.7 | [9 empty] | 3.7 |  |  | EIA-860, EIA-860M and EIA-923 | 202406 | -117.45 | 34.09
-8295517.322 | 5070067.5618 | 45729 | 63415 | Middletown Solar 1, LLC Hybrid CSG | 61012 | AES Distributed Energy | IPP Non-CHP | 87 South Centerville Rd | Middletown | Orange | New York | 10940 | solar | Battery = 1.6 MW, Solar = 1.6 MW | Batteries; Solar Photovoltaic; | 3.2 | 3.2 | 1.6 | [8 empty] | 1.6 |  |  | EIA-860, EIA-860M and EIA-923 | 202406 | -74.5199 | 41.3902
-13602344.9851 | 4883597.9097 | 45730 | 63416 | Sierra Pacific Industries (2042-RD) | 17164 | Sierra Pacific Industries | Industrial Non-CHP | 11400 Reading Rd. | Red Bluff | Tehama | California | 96080 | solar | Solar = 8.4 MW | Solar Photovoltaic | 8.4 | 8.4 | [9 empty] | 8.4 |  |  | EIA-860, EIA-860M and EIA-923 | 202406 | -122.1919 | 40.1214
-10324374.041 | 5511558.1293 | 45731 | 63417 | Goodhue Community Solar Three LLC CSG | 62915 | Madison Energy Holdings LLC | IPP Non-CHP | 14373 Hwy 60 | Zumbrota | Goodhue | Minnesota | 55992 | solar | Solar = 1 MW | Solar Photovoltaic | 1 | 1 | [9 empty] | 1 |  |  | EIA-860, EIA-860M and EIA-923 | 202406 | -92.7454 | 44.2972
-13292350.3708 | 4244885.968 | 45732 | 63418 | DGS Wasco State Prison | 62856 | Forefront Power, LLC | IPP Non-CHP | 701 Scofield Avenue | Wasco | Kern | California | 93280 | solar | Solar = 2.3 MW | Solar Photovoltaic | 2.3 | 2.3 | [9 empty] | 2.3 |  |  | EIA-860, EIA-860M and EIA-923 | 202406 | -119.4072 | 35.5939
-13375033.0339 | 4451617.3361 | 45733 | 63419 | DGS Central California Womens Facility | 62856 | Forefront Power, LLC | IPP Non-CHP | 23370 Road 22 | Chowchilla | Madera | California | 93610 | solar | Solar = 2 MW | Solar Photovoltaic | 2 | 2 | [9 empty] | 2 |  |  | EIA-860, EIA-860M and EIA-923 | 202406 | -120.15 | 37.0897
-13337233.6103 | 4413858.4351 | 45734 | 63420 | Fresno Bullard High School Hybrid | 62856 | Forefront Power, LLC | IPP Non-CHP | 5445 N Palm Avenue | Fresno | Fresno | California | 93704 | solar | Battery = 0.4 MW, Solar = 1.2 MW | Batteries; Solar Photovoltaic; | 1.6 | 1.6 | 0.4 | [8 empty] | 1.2 |  |  | EIA-860, EIA-860M and EIA-923 | 202406 | -119.8104 | 36.8186
-13332814.3378 | 4413743.0191 | 45735 | 63421 | Fresno Hoover High School Hybrid | 62856 | Forefront Power, LLC | IPP Non-CHP | 5550 N First Street | Fresno | Fresno | California | 93710 | solar | Battery = 0.2 MW, Solar = 1.2 MW | Batteries; Solar Photovoltaic; | 1.4 | 1.4 | 0.2 | [8 empty] | 1.2 |  |  | EIA-860, EIA-860M and EIA-923 | 202406 | -119.7707 | 36.8178
-13326925.5368 | 4402096.3344 | 45736 | 63422 | Fresno Sunnyside High School Hybrid | 62856 | Forefront Power, LLC | IPP Non-CHP | 1019 S Peach Avenue | Fresno | Fresno | California | 93727 | solar | Battery = 0.3 MW, Solar = 1.6 MW | Batteries; Solar Photovoltaic; | 1.9 | 1.9 | 0.3 | [8 empty] | 1.6 |  |  | EIA-860, EIA-860M and EIA-923 | 202406 | -119.7178 | 36.734
-12428398.133 | 4901935.8372 | 45737 | 63423 | BYU Central Heating Plant | 63170 | Brigham Young University (BYU) | IPP CHP | 1060 North East Campus Dr. | Provo | Utah | Utah | 84602 | natural gas | Natural Gas = 14 MW | Natural Gas Fired Combustion Turbine | 16.5 | 14 | [6 empty] | 14 | [5 empty] | EIA-860, EIA-860M and EIA-923 | 202406 | -111.6462 | 40.2472
-10383107.3175 | 5504633.2875 | 45738 | 63424 | Straight Garden Solar | 63171 | Straight Garden LLC | IPP Non-CHP | 23128 Albers Avenue | Faribault | Rice | Minnesota | 55021 | solar | Solar = 1 MW | Solar Photovoltaic | 1 | 1 | [9 empty] | 1 |  |  | EIA-860, EIA-860M and EIA-923 | 202406 | -93.273 | 44.2527
-10604692.1035 | 5735102.5141 | 45739 | 63425 | Leven Garden Solar | 63172 | Leven Garden LLC | IPP Non-CHP | 16390 County Rd. 28 | Villard | Pope | Minnesota | 56385 | solar | Solar = 1 MW | Solar Photovoltaic | 1 | 1 | [9 empty] | 1 |  |  | EIA-860, EIA-860M and EIA-923 | 202406 | -95.2636 | 45.7169
-10325994.8528 | 5472568.1972 | 45740 | 63426 | Zumbro Solar Garden | 63173 | Zumbro Garden LLC | IPP Non-CHP | 62413 - 240th Avenue | Kasson | Dodge | Minnesota | 55944 | solar | Solar = 1 MW | Solar Photovoltaic | 1 | 1 | [9 empty] | 1 |  |  | EIA-860, EIA-860M and EIA-923 | 202406 | -92.76 | 44.046
-10488811.8532 | 5549904.5737 | 45741 | 63427 | Mud Garden Solar | 63175 | Mud Garden LLC | IPP Non-CHP | 47660 - 280th Street | Gaylord | Sibley | Minnesota | 55334 | solar | Solar = 1 MW | Solar Photovoltaic | 1 | 1 | [9 empty] | 1 |  |  | EIA-860, EIA-860M and EIA-923 | 202406 | -94.2226 | 44.5433
-8568059.2728 | 4712532.8788 | 45742 | 63428 | IGS CC, LLC | 60025 | Greenbacker Renewable Energy Corporation | IPP Non-CHP | 2800 Otis St. | Washington | District of Columbia | District of Columbia | 20018 | solar | Solar = 1.5 MW | Solar Photovoltaic | 1.5 | 1.5 | [9 empty] | 1.5 |  |  | EIA-860, EIA-860M and EIA-923 | 202406 | -76.9682 | 38.9362
-10465153.1218 | 5570538.7505 | 45743 | 63429 | Erin Garden Solar | 63176 | Erin Garden LLC | IPP Non-CHP | 18885 - 371st Ave | City of Green Isle | Sibley | Minnesota | 55338 | solar | Solar = 1 MW | Solar Photovoltaic | 1 | 1 | [9 empty] | 1 |  |  | EIA-860, EIA-860M and EIA-923 | 202406 | -94.0101 | 44.6752
-10376400.3182 | 5540954.6354 | 45744 | 63430 | Chub Garden Solar | 63177 | Chub Garden LLC | IPP Non-CHP | 32063 Garrert Avenue | Northfield | Dakota | Minnesota | 55057 | solar | Solar = 1 MW | Solar Photovoltaic | 1 | 1 | [9 empty] | 1 |  |  | EIA-860, EIA-860M and EIA-923 | 202406 | -93.2128 | 44.486
-10616818.1357 | 5407684.5537 | 45745 | 63431 | Cisco | 59496 | ALLETE Clean Energy | IPP Non-CHP | 75670 350th Avenue | Brewster | Jackson | Minnesota | 56119 | wind | Wind = 8.4 MW | Onshore Wind Turbine | 8.4 | 8.4 | [10 empty] | 8.4 |  | EIA-860, EIA-860M and EIA-923 | 202406 | -95.3725 | 43.6256
-10734909.5251 | 5510085.0338 | 45746 | 63432 | Lincoln Heights I | 59496 | ALLETE Clean Energy | IPP Non-CHP | 1192 160th Street | Lake Benton | Lincoln | Minnesota | 56149 | wind | Wind = 5.2 MW | Onshore Wind Turbine | 5.2 | 5.2 | [10 empty] | 5.2 |  | EIA-860, EIA-860M and EIA-923 | 202406 | -96.4333 | 44.2878
-10723593.2309 | 5514402.8156 | 45747 | 63433 | Lincoln Heights II | 59496 | ALLETE Clean Energy | IPP Non-CHP | 1692 180th Street | Lake Benton | Lincoln | Minnesota | 56149 | wind | Wind = 3.9 MW | Onshore Wind Turbine | 3.9 | 3.9 | [10 empty] | 3.9 |  | EIA-860, EIA-860M and EIA-923 | 202406 | -96.3317 | 44.3155
-10318253.6954 | 5472151.5996 | 45748 | 63434 | Maston Garden Solar | 63174 | Maston Garden LLC | IPP Non-CHP | 27259 - 625th Street | Kasson | Dodge | Minnesota | 55944 | solar | Solar = 1 MW | Solar Photovoltaic | 1 | 1 | [9 empty] | 1 |  |  | EIA-860, EIA-860M and EIA-923 | 202406 | -92.6904 | 44.0433
-11686766.646 | 5029067.7789 | 45749 | 63436 | Corriedale Wind Energy | 56771 | Black Hills Service Company LLC | Electric Utility | 1877 Happy Jack Road | Cheyenne | Laramie | Wyoming | 92009 | wind | Wind = 52.5 MW | Onshore Wind Turbine | 52.5 | 52.5 | [10 empty] | 52.5 |  | EIA-860, EIA-860M and EIA-923 | 202406 | -104.984 | 41.1133
-8148148.1273 | 5036714.997 | 45750 | 63438 | UB Fuel Cell | 65296 | UB Fuel Cell | IPP CHP | 446 University Ave. | Bridgeport | Fairfield | Connecticut | 6604 | natural gas | Natural Gas = 1.4 MW | Other Natural Gas | 1.4 | 1.4 | [6 empty] | 1.4 | [5 empty] | EIA-860, EIA-860M and EIA-923 | 202406 | -73.1961 | 41.165
-13288691.6331 | 4325896.0165 | 45751 | 63439 | Central CA Fuel Cell 1 | 65297 | Central CA Fuel Cell 1 | IPP CHP | 1875 S. West Street | Tulare | Tulare | California | 93274 | natural gas | Natural Gas = 2.8 MW | Other Natural Gas | 2.8 | 2.8 | [6 empty] | 2.8 | [5 empty] | EIA-860, EIA-860M and EIA-923 | 202406 | -119.3743 | 36.1835
-12558705.5007 | 3937910.134 | 45752 | 63440 | Sun Streams 2 | 64851 | Sun Streams 2, LLC | IPP Non-CHP | TBD | Hassayampa | Maricopa | Arizona | 85322 | solar | Solar = 150 MW | Solar Photovoltaic | 150 | 150 | [9 empty] | 150 |  |  | EIA-860, EIA-860M and EIA-923 | 202406 | -112.8168 | 33.3204
-13378376.4035 | 5706937.8523 | 45753 | 63441 | Montague Solar | 15399 | Avangrid Renewables LLC | IPP Non-CHP | 18727 Bottimiller Lane | Arlington | Gilliam | Oregon | 97812 | solar | Solar = 162 MW | Solar Photovoltaic | 162 | 162 | [9 empty] | 162 |  |  | EIA-860, EIA-860M and EIA-923 | 202406 | -120.18 | 45.54
-13610477.5418 | 5680752.0285 | 45754 | 63442 | Tickle Creek Solar | 63185 | Neighborhood Power Corp. | IPP Non-CHP | 38900 SE Truebel Rd | Sandy | Clackamas | Oregon | 97055 | solar | Solar = 1.9 MW | Solar Photovoltaic | 1.9 | 1.9 | [9 empty] | 1.9 |  |  | EIA-860, EIA-860M and EIA-923 | 202406 | -122.265 | 45.375
-13649937.5183 | 5642232.6065 | 45755 | 63443 | Thomas Creek Solar | 63185 | Neighborhood Power Corp. | IPP Non-CHP | 32893 South HWY 213 | Molalla | Clackamas | Oregon | 97038 | solar | Solar = 2.2 MW | Solar Photovoltaic | 2.2 | 2.2 | [9 empty] | 2.2 |  |  | EIA-860, EIA-860M and EIA-923 | 202406 | -122.6195 | 45.1314
-8999448.2371 | 4339745.0339 | 45756 | 63444 | 1001 Ebenezer Church Solar | 63186 | 1001 Ebenezer Church Solar, LLC | IPP Non-CHP | 176 Ebenezer Church Road | StateRoad | Surry | North Carolina | 28676 | solar | Solar = 5 MW | Solar Photovoltaic | 5 | 5 | [9 empty] | 5 |  |  | EIA-860, EIA-860M and EIA-923 | 202406 | -80.8434 | 36.2838
-8978597.5398 | 4320934.7926 | 45757 | 63445 | 1009 Yadkin Solar | 63190 | 1009 Yadkin Solar, LLC | IPP Non-CHP | 1310 Mackie Rd. | Yadkinville | Yadkin | North Carolina | 28676 | solar | Solar = 4.9 MW | Solar Photovoltaic | 4.9 | 4.9 | [9 empty] | 4.9 |  |  | EIA-860, EIA-860M and EIA-923 | 202406 | -80.6561 | 36.1475
-8592280.7242 | 4133153.7119 | 45758 | 63446 | 1073 Onslow Solar | 63191 | 1073 Onslow Solar, LLC | IPP Non-CHP | 1100 Belgrade Swansboro | Hubert | Onslow | North Carolina | 28539 | solar | Solar = 4.7 MW | Solar Photovoltaic | 4.7 | 4.7 | [9 empty] | 4.7 |  |  | EIA-860, EIA-860M and EIA-923 | 202406 | -77.1858 | 34.7736
-8967060.2765 | 4330478.6921 | 45759 | 63447 | 1008 Matthews Solar | 63192 | 1008 Matthews Solar, LLC | IPP Non-CHP | 7726 NC 67 Hwy | East Bend | Surry | North Carolina | 27018 | solar | Solar = 4.9 MW | Solar Photovoltaic | 4.9 | 4.9 | [9 empty] | 4.9 |  |  | EIA-860, EIA-860M and EIA-923 | 202406 | -80.5525 | 36.2167
-8998565.3622 | 4289093.7153 | 45760 | 63448 | 1045 Tomlin Mill Solar | 63193 | 1045 Tomlin Mill Solar, LLC | IPP Non-CHP | 715 Tomlin Mill Road | Statesville | Iredell | North Carolina | 28625 | solar | Solar = 4.9 MW | Solar Photovoltaic | 4.9 | 4.9 | [9 empty] | 4.9 |  |  | EIA-860, EIA-860M and EIA-923 | 202406 | -80.8355 | 35.9162
-8627567.667 | 4190531.0555 | 45761 | 63449 | Lang Solar Farm | 63197 | Lang Solar Farm, LLC | IPP Non-CHP | 6237 E US 70 HWY | La Grange | Lenoir | North Carolina | 28551 | solar | Solar = 5 MW | Solar Photovoltaic | 5 | 5 | [9 empty] | 5 |  |  | EIA-860, EIA-860M and EIA-923 | 202406 | -77.5028 | 35.1959
-8452186.3696 | 5190710.2768 | 45762 | 63450 | Chenango Solar | 58871 | Citizens Enterprises Corporation | IPP Non-CHP | 400 W. Chenango Road | Castle Creek | Broome | New York | 13744 | solar | Solar = 4.9 MW | Solar Photovoltaic | 4.9 | 4.9 | [9 empty] | 4.9 |  |  | EIA-860, EIA-860M and EIA-923 | 202406 | -75.9273 | 42.1982
-8284953.1023 | 4911385.3939 | 45763 | 63451 | Monroe Solar Farm, LLC | 56990 | NJR Clean Energy Ventures Corporation | IPP Non-CHP | 355 Hoffman Road | MonroeTownship | Middlesex | New Jersey | 8093 | solar | Solar = 13.1 MW | Solar Photovoltaic | 13.1 | 13.1 | [9 empty] | 13.1 |  |  | EIA-860, EIA-860M and EIA-923 | 202406 | -74.425 | 40.312
-8372563.6566 | 4843668.1907 | 45764 | 63452 | Solvay Solar | 63188 | West Deptford Distributed Solar, LLC | IPP Non-CHP | 10 Leonard Lane | West Deptford | Gloucester | New Jersey | 8086 | solar | Solar = 6.5 MW | Solar Photovoltaic | 6.5 | 6.5 | [9 empty] | 6.5 |  |  | EIA-860, EIA-860M and EIA-923 | 202406 | -75.212 | 39.8465
-10633077.4605 | 5725609.9113 | 45765 | 63453 | Malmedal Solar Garden | 63194 | Malmedal Garden LLC | IPP Non-CHP | 28485 County Rd 24 | Starbuck | Pope | Minnesota | 56381 | solar | Solar = 1 MW | Solar Photovoltaic | 1 | 1 | [9 empty] | 1 |  |  | EIA-860, EIA-860M and EIA-923 | 202406 | -95.5186 | 45.6574
-10634451.477 | 5722387.0834 | 45766 | 63454 | Wollan Garden Solar | 63195 | Wollan Garden LLC | IPP Non-CHP | 18529 State Hwy 114 | Starbuck | Pope | Minnesota | 56381 | solar | Solar = 1 MW | Solar Photovoltaic | 1 | 1 | [9 empty] | 1 |  |  | EIA-860, EIA-860M and EIA-923 | 202406 | -95.5309 | 45.6371
-13291638.8167 | 4349396.2714 | 45767 | 63455 | RE-VFO LLC | 63198 | RE-VFO LLC | IPP Non-CHP | 2525 North Plaza Drive | Visalia | Tulare | California | 93291 | solar | Solar = 1 MW | Solar Photovoltaic | 1 | 1 | [9 empty] | 1 |  |  | EIA-860, EIA-860M and EIA-923 | 202406 | -119.4008 | 36.3537
-13685184.0521 | 5640423.3893 | 45768 | 63456 | St Louis Solar | 63185 | Neighborhood Power Corp. | IPP Non-CHP | 6150 St Louis Rd NE | Gervais | Marion | Oregon | 97026 | solar | Solar = 2.2 MW | Solar Photovoltaic | 2.2 | 2.2 | [9 empty] | 2.2 |  |  | EIA-860, EIA-860M and EIA-923 | 202406 | -122.9361 | 45.1199
-9172726.0414 | 4943262.0027 | 45769 | 63457 | Progress Drive Generation Station | 17043 | City of Shelby - (OH) | Electric Utility | 21 Progress Dr | Shelby | Richland | Ohio | 44875 | petroleum | Petroleum = 3.6 MW | Petroleum Liquids | 3.6 | 3.6 | [8 empty] | 3.6 |  |  |  | EIA-860, EIA-860M and EIA-923 | 202406 | -82.4 | 40.53
-10890352.9451 | 4122597.3227 | 45770 | 63458 | Rush Springs Energy Storage (BA) | 63187 | Rush Springs Energy Storage | IPP Non-CHP | 1570 County Road 1600 | Marlow | Grady | Oklahoma | 73055 | batteries | Battery = 10 MW | Batteries | 10 | 10 | 10 | [11 empty] | EIA-860, EIA-860M and EIA-923 | 202406 | -97.8297 | 34.6956
-8320513.4457 | 5034820.3678 | 45771 | 63459 | Selective Insurance | 63203 | Selective Insurance | IPP Non-CHP | 40 Wantage Ave | Branchville | Sussex | New Jersey | 7890 | solar | Solar = 2.8 MW | Solar Photovoltaic | 2.8 | 2.8 | [9 empty] | 2.8 |  |  | EIA-860, EIA-860M and EIA-923 | 202406 | -74.7444 | 41.1522
-10715890.3674 | 5410195.899 | 45772 | 63460 | Rock County Wind Fuel, LLC | 63189 | Rock County Wind Fuel, LLC | IPP Non-CHP | 1051 County Road 4 | Luverne | Rock | Minnesota | 56156 | wind | Wind = 5 MW | Onshore Wind Turbine | 5 | 5 | [10 empty] | 5 |  | EIA-860, EIA-860M and EIA-923 | 202406 | -96.2625 | 43.6419
-8926801.36 | 3991391.8187 | 45773 | 63461 | Bonefish Solar | 63201 | Bonefish Solar, LLC | IPP Non-CHP | 1289 June Burn Road | Manning | Clarendon | South Carolina | 29102 | solar | Solar = 2 MW | Solar Photovoltaic | 2 | 2 | [9 empty] | 2 |  |  | EIA-860, EIA-860M and EIA-923 | 202406 | -80.1908 | 33.7209
-13666749.5444 | 5635582.0864 | 45774 | 63462 | Pika Solar | 63202 | Pika Solar, LLC | IPP Non-CHP | 14015 Dominic Rd. NE | Mt. Angel | Marion | Oregon | 97305 | solar | Solar = 2.2 MW | Solar Photovoltaic | 2.2 | 2.2 | [9 empty] | 2.2 |  |  | EIA-860, EIA-860M and EIA-923 | 202406 | -122.7705 | 45.0892
-9086384.4179 | 4175913.0934 | 45775 | 63463 | Mohea Solar Energy Center, LLC | 63204 | Mohea Solar Energy Center, LLC | IPP Non-CHP | Bonner Lake Rd | Gaffney | Cherokee | South Carolina | 29340 | solar | Solar = 5 MW | Solar Photovoltaic | 5 | 5 | [9 empty] | 5 |  |  | EIA-860, EIA-860M and EIA-923 | 202406 | -81.6244 | 35.0885
-13671494.7604 | 5619037.118 | 45776 | 63464 | Brush Creek Solar | 63205 | Brush Creek Solar, LLC | IPP Non-CHP | 12115 Selah Springs Rd NE | Silverton | Marion | Oregon | 97381 | solar | Solar = 2.2 MW | Solar Photovoltaic | 2.2 | 2.2 | [9 empty] | 2.2 |  |  | EIA-860, EIA-860M and EIA-923 | 202406 | -122.8131 | 44.9842
-13650292.6275 | 5648692.5561 | 45777 | 63465 | Minke Solar | 63206 | Minke Solar, LLC | IPP Non-CHP | 11912 South Barnards Rd | Molalla | Clackamas | Oregon | 97038 | solar | Solar = 2.2 MW | Solar Photovoltaic | 2.2 | 2.2 | [9 empty] | 2.2 |  |  | EIA-860, EIA-860M and EIA-923 | 202406 | -122.6227 | 45.1723
-13670424.0895 | 5616889.839 | 45778 | 63466 | Drift Creek Solar | 63207 | Drift Creek Solar, LLC | IPP Non-CHP | 12533 Finlay Rd. NE | Silverton | Marion | Oregon | 97381 | solar | Solar = 2.2 MW | Solar Photovoltaic | 2.2 | 2.2 | [9 empty] | 2.2 |  |  | EIA-860, EIA-860M and EIA-923 | 202406 | -122.8035 | 44.9706
-13687202.7198 | 5616123.5832 | 45779 | 63467 | Bighorn Solar | 63208 | Bighorn Solar, LLC | IPP Non-CHP | 5602 Larndon Rd. | Salem | Marion | Oregon | 97305 | solar | Solar = 2.2 MW | Solar Photovoltaic | 2.2 | 2.2 | [9 empty] | 2.2 |  |  | EIA-860, EIA-860M and EIA-923 | 202406 | -122.9542 | 44.9657
-7969640.6446 | 5164695.088 | 45780 | 63468 | Hurteau Solar Project Hybrid | 61012 | AES Distributed Energy | IPP Non-CHP | 2 Ronden Road | Uxbridge | Worcester | Massachusetts | 1569 | solar | Battery = 1.3 MW, Solar = 2 MW | Batteries; Solar Photovoltaic; | 3.3 | 3.3 | 1.3 | [8 empty] | 2 |  |  | EIA-860, EIA-860M and EIA-923 | 202406 | -71.5925 | 42.0248
-8015693.518 | 5171260.9368 | 45781 | 63469 | Alicea Solar Project Hybrid CSG | 61012 | AES Distributed Energy | IPP Non-CHP | 80 Dresser Hill Road | Southbridge | Worcester | Massachusetts | 1550 | solar | Battery = 1.5 MW, Solar = 2 MW | Batteries; Solar Photovoltaic; | 3.5 | 3.5 | 1.5 | [8 empty] | 2 |  |  | EIA-860, EIA-860M and EIA-923 | 202406 | -72.0062 | 42.0686
-8015159.1844 | 5185712.7594 | 45782 | 63470 | McDougle-Mitchell Solar Project Hybrid CSG | 61012 | AES Distributed Energy | IPP Non-CHP | 5A Osgood Road | Charlton | Worcester | Massachusetts | 1507 | solar | Battery = 2.9 MW, Solar = 4.5 MW | Batteries; Solar Photovoltaic; | 7.4 | 7.4 | 2.9 | [8 empty] | 4.5 |  |  | EIA-860, EIA-860M and EIA-923 | 202406 | -72.0014 | 42.1649
-8012342.8013 | 5193690.9306 | 45783 | 63472 | Cycz Solar Project CSG Hybrid | 61012 | AES Distributed Energy | IPP Non-CHP | 17 GH Wilson Road | Spencer | Worcester | Massachusetts | 1562 | solar | Battery = 1.3 MW, Solar = 2 MW | Batteries; Solar Photovoltaic; | 3.3 | 3.3 | 1.3 | [8 empty] | 2 |  |  | EIA-860, EIA-860M and EIA-923 | 202406 | -71.9761 | 42.218
-8015426.3512 | 5172190.7151 | 45784 | 63473 | West A&B Solar Project Hybrid CSG | 61012 | AES Distributed Energy | IPP Non-CHP | 268 Dresser Hill Road | Southbridge | Worcester | Massachusetts | 1550 | solar | Battery = 1.8 MW, Solar = 2.5 MW | Batteries; Solar Photovoltaic; | 4.3 | 4.3 | 1.8 | [8 empty] | 2.5 |  |  | EIA-860, EIA-860M and EIA-923 | 202406 | -72.0038 | 42.0748
-8015582.1985 | 5172295.6958 | 45785 | 63474 | Annese Solar Project Hybrid CSG | 61012 | AES Distributed Energy | IPP Non-CHP | 348 Dresser Hill Road | Southbridge | Worcester | Massachusetts | 1550 | solar | Battery = 3.5 MW, Solar = 4.3 MW | Batteries; Solar Photovoltaic; | 7.8 | 7.8 | 3.5 | [8 empty] | 4.3 |  |  | EIA-860, EIA-860M and EIA-923 | 202406 | -72.0052 | 42.0755
-7977277.1617 | 5219896.2886 | 45786 | 63475 | Randall Solar Project Hybrid | 61012 | AES Distributed Energy | IPP Non-CHP | 334 Randall Road | Berlin | Worcester | Massachusetts | 1503 | solar | Battery = 3.3 MW, Solar = 5 MW | Batteries; Solar Photovoltaic; | 8.3 | 8.3 | 3.3 | [8 empty] | 5 |  |  | EIA-860, EIA-860M and EIA-923 | 202406 | -71.6611 | 42.3921
-12412390.6129 | 3877567.7606 | 45787 | 63476 | Saint Solar | 63210 | Saint Solar LLC | IPP Non-CHP | 329 E. Steele Road | Coolidge | Pinal | Arizona | 85128 | solar | Solar = 100 MW | Solar Photovoltaic | 100 | 100 | [9 empty] | 100 |  |  | EIA-860, EIA-860M and EIA-923 | 202406 | -111.5024 | 32.8663
-11804416.6536 | 4313169.7663 | 45788 | 63477 | Alcalde Solar Array | 63213 | Jemez Cuba LLC | IPP Non-CHP | 30 CR 138 | Alcalde | Rio Arriba | New Mexico | 87511 | solar | Solar = 2.4 MW | Solar Photovoltaic | 2.4 | 2.4 | [9 empty] | 2.4 |  |  | EIA-860, EIA-860M and EIA-923 | 202406 | -106.0409 | 36.0911
-8577254.4854 | 4707388.4328 | 45789 | 63478 | Ross Hall Central Utility Plant | 63209 | The George Washington University | Commercial CHP | 2300 I Street NW | Washington | District of Columbia | District of Columbia | 20052 | natural gas | Natural Gas = 4.1 MW | Natural Gas Fired Combustion Turbine | 4.6 | 4.1 | [6 empty] | 4.1 | [5 empty] | EIA-860, EIA-860M and EIA-923 | 202406 | -77.0508 | 38.9002
-10886287.4459 | 4263219.2184 | 45790 | 63479 | Traverse Wind Project, LLC | 17698 | Southwestern Electric Power Co | Electric Utility | 1401 Lera Drive Ste 8 | Weatherford | Custer | Oklahoma | 73096 | wind | Wind = 999 MW | Onshore Wind Turbine | 999 | 999 | [10 empty] | 999 |  | EIA-860, EIA-860M and EIA-923 | 202406 | -97.7932 | 35.7277
-10379327.7982 | 5511901.8651 | 45791 | 63480 | Roberds Garden CSG | 63219 | Roberds Garden LLC | IPP Non-CHP | 3073 197th Street E | Faribault | Rice | Minnesota | 55021 | solar | Solar = 1 MW | Solar Photovoltaic | 1 | 1 | [9 empty] | 1 |  |  | EIA-860, EIA-860M and EIA-923 | 202406 | -93.2391 | 44.2995
-10407803.9919 | 5470916.0112 | 45792 | 63481 | Clear Garden CSG | 63215 | Clear Garden LLC | IPP Non-CHP | 32878 State Hwy 13 | Waseca | Waseca | Minnesota | 56093 | solar | Solar = 1 MW | Solar Photovoltaic | 1 | 1 | [9 empty] | 1 |  |  | EIA-860, EIA-860M and EIA-923 | 202406 | -93.4949 | 44.0354
-13175929.5531 | 4174871.4588 | 45793 | 63482 | Point Wind | 2770 | Terra-Gen Operating Co-Wind | IPP Non-CHP | TBD | Tehachapi | Kern | California | 93561 | wind | Wind = 64.5 MW | Onshore Wind Turbine | 64.5 | 64.5 | [10 empty] | 64.5 |  | EIA-860, EIA-860M and EIA-923 | 202406 | -118.3614 | 35.0808
-8285980.3586 | 4773346.1266 | 45794 | 63483 | ACM - Midtown Thermal | 65384 | Cartier Energy, LLC | Commercial CHP | 1825 Atlantic Avenue | Atlantic City | Atlantic | New Jersey | 8401 | natural gas | Natural Gas = 5.2 MW | Natural Gas Fired Combustion Turbine | 5.5 | 5.2 | [6 empty] | 5.2 | [5 empty] | EIA-860, EIA-860M and EIA-923 | 202406 | -74.4342 | 39.3598
-10469019.1364 | 5690373.6349 | 45795 | 63484 | Gohman Community Solar (CSG) | 63228 | Gohman Community Solar LLC | IPP Non-CHP | 9232 58th Avenue SE | Clear Lake | Sherburne | Minnesota | 55319 | solar | Solar = 1.1 MW | Solar Photovoltaic | 1.1 | 1.1 | [9 empty] | 1.1 |  |  | EIA-860, EIA-860M and EIA-923 | 202406 | -94.0448 | 45.4357
-8904157.7511 | 4929690.1181 | 45796 | 63485 | ECP Uptown Campus | 63220 | ECP Uptown Campus LLC | IPP CHP | 1000 Gibbon St | Pittsburgh | Allegheny | Pennsylvania | 15219 | natural gas | Natural Gas = 4.3 MW | Natural Gas Fired Combustion Turbine | 5.6 | 4.3 | [6 empty] | 4.3 | [5 empty] | EIA-860, EIA-860M and EIA-923 | 202406 | -79.9874 | 40.4373
-13540457.5821 | 4385716.4474 | 45797 | 63486 | D'Arrigo Brothers - Phase 4 | 63226 | CalCom Energy | IPP Non-CHP | 21777 Harris Rd | Salinas | Monterey | California | 93908 | solar | Battery = 0.5 MW, Solar = 1.7 MW | Batteries; Solar Photovoltaic; | 2.2 | 2.2 | 0.5 | [8 empty] | 1.7 |  |  | EIA-860, EIA-860M and EIA-923 | 202406 | -121.636 | 36.616
-12857730.0244 | 3931120.6062 | 45798 | 63487 | Wister Solar | 63225 | Wister Solar | IPP Non-CHP | Unnamed Road | Niland | Imperial | California | 92257 | solar | Solar = 20 MW | Solar Photovoltaic | 20 | 20 | [9 empty] | 20 |  |  | EIA-860, EIA-860M and EIA-923 | 202406 | -115.503 | 33.2694
-10992710.6602 | 4377911.0603 | 45799 | 63489 | Sundance Wind Project, LLC | 15474 | Public Service Co of Oklahoma | Electric Utility | 505 College Avenue | Alva | Woods | Oklahoma | 73717 | wind | Wind = 199 MW | Onshore Wind Turbine | 199 | 199 | [10 empty] | 199 |  | EIA-860, EIA-860M and EIA-923 | 202406 | -98.7492 | 36.5597
-13237645.6354 | 4529544.9323 | 45800 | 63490 | CD4 | 63221 | CD4 | IPP Non-CHP | 94 Casa Diablo Cutoff | Mammoth Lakes | Mono | California | 93546 | geothermal | Geothermal = 29.6MW | Geothermal | 44.4 | 29.6 |  |  |  | 29.6 | [8 empty] | EIA-860, EIA-860M and EIA-923 | 202406 | -118.9158 | 37.6461
-13298504.6689 | 4920285.8284 | 45801 | 63491 | North Valley | 63216 | North Valley | IPP Non-CHP | Route 447, Mile Marker 60 | Gerlach | Washoe | Nevada | 89412 | geothermal | Geothermal = 25MW, Solar = 5.5 MW | Geothermal; Solar Photovoltaic; | 42.5 | 30.5 |  |  |  | 25 | [5 empty] | 5.5 |  |  | EIA-860, EIA-860M and EIA-923 | 202406 | -119.4625 | 40.3729
-8329637.1912 | 4881694.9723 | 45802 | 63492 | DCO Burlington | 65384 | Cartier Energy, LLC | Industrial CHP | 1818 River Road | Burlington | Burlington | New Jersey | 8016 | natural gas | Natural Gas = 2.7 MW | Natural Gas Fired Combustion Turbine | 3.5 | 2.7 | [6 empty] | 2.7 | [5 empty] | EIA-860, EIA-860M and EIA-923 | 202406 | -74.8264 | 40.1083
-13372070.377 | 4887772.6111 | 45803 | 63493 | PSREC/SIAD Solar | 57353 | Plumas Sierra Rural Electric Coop | Electric Utility | 74 C Street | Herlong | Lassen | California | 96113 | solar | Solar = 2.4 MW | Solar Photovoltaic | 2.5 | 2.4 | [9 empty] | 2.4 |  |  | EIA-860, EIA-860M and EIA-923 | 202406 | -120.1234 | 40.1501
-10927641.1896 | 4341139.9055 | 45804 | 63494 | Maverick Wind Project, LLC | 15474 | Public Service Co of Oklahoma | Electric Utility | 205 W. Maple Ste. 400 | Meno | Major | Oklahoma | 73703 | wind | Wind = 288 MW | Onshore Wind Turbine | 288 | 288 | [10 empty] | 288 |  | EIA-860, EIA-860M and EIA-923 | 202406 | -98.1647 | 36.2939
-9125971.8552 | 3221265.0306 | 45805 | 63495 | Durrance | 18454 | Tampa Electric Co | Electric Utility | 7180 FL-37 | Mulberry | Polk | Florida | 33860 | solar | Solar = 60 MW | Solar Photovoltaic | 60 | 60 | [9 empty] | 60 |  |  | EIA-860, EIA-860M and EIA-923 | 202406 | -81.98 | 27.78
-8610545.9149 | 4775280.2044 | 45806 | 63496 | Frederick County - Landfill | 57313 | Tesla Inc. | IPP Non-CHP | 9031 Reichs Ford Rd | Frederick | Frederick | Maryland | 21704 | solar | Solar = 2 MW | Solar Photovoltaic | 2 | 2 | [9 empty] | 2 |  |  | EIA-860, EIA-860M and EIA-923 | 202406 | -77.3499 | 39.3733
-8112407.8916 | 4986180.8922 | 45807 | 63497 | Calabro Airport North Solar Project | 63970 | CVI Renewables Holdings, LLC. | IPP Non-CHP | 192 Flower Hill Dr | Shirley | Suffolk | New York | 11967 | solar | Solar = 1.3 MW | Solar Photovoltaic | 1.3 | 1.3 | [9 empty] | 1.3 |  |  | EIA-860, EIA-860M and EIA-923 | 202406 | -72.875 | 40.8224
-8110410.0407 | 4984581.1192 | 45808 | 63498 | Calabro Airport South Solar Project | 63970 | CVI Renewables Holdings, LLC. | IPP Non-CHP | 135 Dawn Dr | Shirley | Suffolk | New York | 11967 | solar | Solar = 1.2 MW | Solar Photovoltaic | 1.2 | 1.2 | [9 empty] | 1.2 |  |  | EIA-860, EIA-860M and EIA-923 | 202406 | -72.8571 | 40.8115
-10735048.1178 | 4024620.9141 | 45809 | 63499 | Choctaw Nation Solar Farm | 14063 | Oklahoma Gas & Electric Co | Electric Utility | 528 Orchard Road | Calera | Bryan | Oklahoma | 74730 | solar | Solar = 5 MW | Solar Photovoltaic | 5 | 5 | [9 empty] | 5 |  |  | EIA-860, EIA-860M and EIA-923 | 202406 | -96.4346 | 33.9689
-10809705.5362 | 4093088.0918 | 45810 | 63500 | Chickasaw Nation Solar Farm | 14063 | Oklahoma Gas & Electric Co | Electric Utility | 7800 Primrose Ln | Davis | Murray | Oklahoma | 73030 | solar | Solar = 5 MW | Solar Photovoltaic | 5 | 5 | [9 empty] | 5 |  |  | EIA-860, EIA-860M and EIA-923 | 202406 | -97.1052 | 34.4774
-8259533.4079 | 4992480.0111 | 45811 | 63501 | Montclair State University Cogen | 65384 | Cartier Energy, LLC | Commercial CHP | 100 Yogi Berra Drive | Little Falls | Passaic | New Jersey | 7424 | natural gas | Natural Gas = 10.8 MW | Natural Gas Fired Combustion Turbine; Natural Gas Internal Combustion Engine; | 11.8 | 10.8 | [6 empty] | 10.8 | [5 empty] | EIA-860, EIA-860M and EIA-923 | 202406 | -74.1967 | 40.8652
-11540090.8604 | 3886321.3645 | 45812 | 63502 | Oso Grande Wind Farm | 24211 | Tucson Electric Power Co | Electric Utility | 2759 Tower Road | Maljamar | Lea | New Mexico | 88264 | wind | Wind = 249.8 MW | Onshore Wind Turbine | 249.8 | 249.8 | [10 empty] | 249.8 |  | EIA-860, EIA-860M and EIA-923 | 202406 | -103.6664 | 32.9323
-8272373.9998 | 4869430.5073 | 45813 | 63503 | Lakehurst Solar | 56769 | Consolidated Edison Development Inc. | IPP Non-CHP | 2501 County Route 547 | Lakehurst | Ocean | New Jersey | 8759 | solar | Solar = 9.6 MW | Solar Photovoltaic | 9.6 | 9.6 | [9 empty] | 9.6 |  |  | EIA-860, EIA-860M and EIA-923 | 202406 | -74.312 | 40.024
-12798811.067 | 4269882.1728 | 45814 | 63504 | Copper Mountain Solar 5, LLC | 56769 | Consolidated Edison Development Inc. | IPP Non-CHP | 587 Eldorado Valley Drive | Boulder City | Clark | Nevada | 89005 | solar | Solar = 250 MW | Solar Photovoltaic | 252 | 250 | [9 empty] | 250 |  |  | EIA-860, EIA-860M and EIA-923 | 202406 | -114.9737 | 35.7763
-8845225.4353 | 3996913.8076 | 45815 | 63505 | Cherry Blossom Solar LLC | 63242 | CBH Lessor LLC | IPP Non-CHP | 318 Lewis Rd | Hemingway | Williamsburg | South Carolina | 29554 | solar | Solar = 10 MW | Solar Photovoltaic | 10 | 10 | [9 empty] | 10 |  |  | EIA-860, EIA-860M and EIA-923 | 202406 | -79.458 | 33.7622
-13397857.3144 | 5762419.2713 | 45816 | 63509 | Lund Hill Solar | 15399 | Avangrid Renewables LLC | IPP Non-CHP | 538 Middle Rd | Bickleton | Klickitat | Washington | 99322 | solar | Solar = 150 MW | Solar Photovoltaic | 150 | 150 | [9 empty] | 150 |  |  | EIA-860, EIA-860M and EIA-923 | 202406 | -120.355 | 45.888
-13119058.7629 | 4031740.3541 | 45817 | 63510 | Walnut Unified School District Walnut HS Hybrid | 57313 | Tesla Inc. | IPP Non-CHP | 400 Pierre Rd | Walnut | Los Angeles | California | 91789 | solar | Battery = 0.5 MW, Solar = 1.8 MW | Batteries; Solar Photovoltaic; | 2.3 | 2.3 | 0.5 | [8 empty] | 1.8 |  |  | EIA-860, EIA-860M and EIA-923 | 202406 | -117.8505 | 34.0219
-8232838.5487 | 5276608.4223 | 45818 | 63511 | Mohonasen Central School District | 57313 | Tesla Inc. | IPP Non-CHP | 390 Warrior Way | Schenectady | Schenectady | New York | 21830 | solar | Solar = 1.1 MW | Solar Photovoltaic | 1.1 | 1.1 | [9 empty] | 1.1 |  |  | EIA-860, EIA-860M and EIA-923 | 202406 | -73.9568 | 42.7672
-8425785.3938 | 4637973.2014 | 45819 | 63512 | Wor-Wic Community College - Offsite | 57313 | Tesla Inc. | IPP Non-CHP | 103 South Street | Hebron | Wicomico | Maryland | 21830 | solar | Solar = 2 MW | Solar Photovoltaic | 2 | 2 | [9 empty] | 2 |  |  | EIA-860, EIA-860M and EIA-923 | 202406 | -75.6901 | 38.4133
-13299338.0066 | 4381528.0038 | 45820 | 63514 | Moonlight Packing - Phase 2 | 63226 | CalCom Energy | IPP Non-CHP | NE SE NE 28 15 23 | Reedley | Fresno | California | 93654 | solar | Solar = 1.4 MW | Solar Photovoltaic | 1.4 | 1.4 | [9 empty] | 1.4 |  |  | EIA-860, EIA-860M and EIA-923 | 202406 | -119.47 | 36.5858
-13133584.8433 | 4185237.3381 | 45821 | 63516 | California City | 61944 | MN8 Energy LLC | IPP Non-CHP | 24200 Neuralia Road | California City | Kern | California | 93505 | solar | Solar = 1.9 MW | Solar Photovoltaic | 1.9 | 1.9 | [9 empty] | 1.9 |  |  | EIA-860, EIA-860M and EIA-923 | 202406 | -117.981 | 35.157
-9176373.6471 | 3442186.3895 | 45822 | 63517 | Santa Fe Solar Power Plant | 6455 | Duke Energy Florida, LLC | Electric Utility | TBD | Archer | Alachua | Florida | 32618 | solar | Solar = 74.9 MW | Solar Photovoltaic | 74.9 | 74.9 | [9 empty] | 74.9 |  |  | EIA-860, EIA-860M and EIA-923 | 202406 | -82.4328 | 29.5215
-9236035.4395 | 3563646.8184 | 45823 | 63518 | Twin Rivers Solar Power Plant | 6455 | Duke Energy Florida, LLC | Electric Utility | 3600 SW 59th Place | Jasper | Hamilton | Florida | 32052 | solar | Solar = 74.9 MW | Solar Photovoltaic | 74.9 | 74.9 | [9 empty] | 74.9 |  |  | EIA-860, EIA-860M and EIA-923 | 202406 | -82.9687 | 30.4664
-11389280.7802 | 3665827.0069 | 45824 | 63519 | CED Crane Solar | 64403 | CED Crane Solar, LLC | IPP Non-CHP | 308 Tori Road | Crane | Crane | Texas | 79731 | solar | Solar = 150 MW | Solar Photovoltaic | 150 | 150 | [9 empty] | 150 |  |  | EIA-860, EIA-860M and EIA-923 | 202406 | -102.3117 | 31.2544
-8443200.4376 | 4991947.6063 | 45825 | 63520 | PA Solar Park II | 56769 | Consolidated Edison Development Inc. | IPP Non-CHP | 109 Fourth Hollow Road | Nesquehoning | Carbon | Pennsylvania | 18240 | solar | Solar = 10 MW | Solar Photovoltaic | 10 | 10 | [9 empty] | 10 |  |  | EIA-860, EIA-860M and EIA-923 | 202406 | -75.8466 | 40.8616
-10363675.7212 | 5333411.9439 | 45826 | 63521 | CED Mason City Wind | 56769 | Consolidated Edison Development Inc. | IPP Non-CHP | 17-237 Ulmus Avenue | Mason City | Cerro Gordo | Iowa | 50401 | wind | Wind = 7.9 MW | Onshore Wind Turbine | 7.5 | 7.9 | [10 empty] | 7.9 |  | EIA-860, EIA-860M and EIA-923 | 202406 | -93.0985 | 43.1407
-9370465.1906 | 3667821.4523 | 45827 | 63522 | Hickory Park Solar Hybrid | 56215 | RWE Renewables Americas, LLC | IPP Non-CHP | 5157 Hwy 112 | Camilla | Mitchell | Georgia | 31730 | solar | Battery = 40 MW, Solar = 195.5 MW | Batteries; Solar Photovoltaic; | 235.5 | 235.5 | 40 | [8 empty] | 195.5 |  |  | EIA-860, EIA-860M and EIA-923 | 202406 | -84.1763 | 31.2697
-8663487.2384 | 4811081.0602 | 45828 | 63523 | Spruce - WCMD - Rubble II | 61944 | MN8 Energy LLC | IPP Non-CHP | 11112 Kemps Mill Rd | Williamsport | Washington | Maryland | 21795 | solar | Solar = 2 MW | Solar Photovoltaic | 2 | 2 | [9 empty] | 2 |  |  | EIA-860, EIA-860M and EIA-923 | 202406 | -77.8254 | 39.6214
-8663252.3542 | 4810656.1828 | 45829 | 63524 | Spruce - WCMD - Rubble I | 61944 | MN8 Energy LLC | IPP Non-CHP | 11112 Kemps Mill Rd | Williamsport | Washington | Maryland | 21795 | solar | Solar = 2 MW | Solar Photovoltaic | 2 | 2 | [9 empty] | 2 |  |  | EIA-860, EIA-860M and EIA-923 | 202406 | -77.8233 | 39.6185
-8663249.0147 | 4818370.3746 | 45830 | 63525 | Spruce - WCMD - Creek | 61944 | MN8 Energy LLC | IPP Non-CHP | Field NE of Kending Ln | Hagerstown | Washington | Maryland | 21740 | solar | Solar = 2 MW | Solar Photovoltaic | 2 | 2 | [9 empty] | 2 |  |  | EIA-860, EIA-860M and EIA-923 | 202406 | -77.8233 | 39.6718
-8660817.797 | 4819816.7255 | 45831 | 63526 | Spruce - WCMD - Resh I | 61944 | MN8 Energy LLC | IPP Non-CHP | Landfill Rd. | Hagerstown | Washington | Maryland | 21740 | solar | Solar = 2 MW | Solar Photovoltaic | 2 | 2 | [9 empty] | 2 |  |  | EIA-860, EIA-860M and EIA-923 | 202406 | -77.8015 | 39.6818
-13155737.4219 | 4035517.7821 | 45832 | 63527 | Lafayette 2 - Internal Services Dept | 61944 | MN8 Energy LLC | IPP Non-CHP | 1100 N Eastern Ave | Los Angeles | Los Angeles | California | 90063 | solar | Solar = 1.9 MW | Solar Photovoltaic | 1.9 | 1.9 | [9 empty] | 1.9 |  |  | EIA-860, EIA-860M and EIA-923 | 202406 | -118.18 | 34.05
-8247375.0931 | 4966727.376 | 45833 | 63530 | Jersey City DWP | 60584 | Onyx Asset Services Group | IPP Non-CHP | 13 Linden Ave | Jersey City | Hudson | New Jersey | 7305 | solar | Solar = 1 MW | Solar Photovoltaic | 1 | 1 | [9 empty] | 1 |  |  | EIA-860, EIA-860M and EIA-923 | 202406 | -74.0874 | 40.69
-12359564.8391 | 3808484.095 | 45834 | 63531 | Pima Community College NW | 60584 | Onyx Asset Services Group | IPP Non-CHP | 7600 N Shannon Road | Tucson | Pima | Arizona | 85741 | solar | Solar = 1.3 MW | Solar Photovoltaic | 1.3 | 1.3 | [9 empty] | 1.3 |  |  | EIA-860, EIA-860M and EIA-923 | 202406 | -111.0279 | 32.3435
-10165916.6458 | 5443574.4857 | 45835 | 63532 | Winona Community Solar One LLC | 62915 | Madison Energy Holdings LLC | IPP Non-CHP | 33061 Burns Valley Rd. | La Crescent | Winona | Minnesota | 55947 | solar | Solar = 1 MW | Solar Photovoltaic | 1 | 1 | [9 empty] | 1 |  |  | EIA-860, EIA-860M and EIA-923 | 202406 | -91.322 | 43.8585
-10321943.7139 | 5511038.1953 | 45836 | 63533 | Goodhue Community Solar Two LLC | 62915 | Madison Energy Holdings LLC | IPP Non-CHP | 15400 HWY 60 | Zumbrota | Goodhue | Minnesota | 55992 | solar | Solar = 1 MW | Solar Photovoltaic | 1 | 1 | [9 empty] | 1 |  |  | EIA-860, EIA-860M and EIA-923 | 202406 | -92.7236 | 44.2939
-10165957.6114 | 5444779.2279 | 45837 | 63534 | Houston/Winona Community Solar One LLC | 62915 | Madison Energy Holdings LLC | IPP Non-CHP | 32765 County Rd 1 | La Crescent | Houston | Minnesota | 55925 | solar | Solar = 1 MW | Solar Photovoltaic | 1 | 1 | [9 empty] | 1 |  |  | EIA-860, EIA-860M and EIA-923 | 202406 | -91.3224 | 43.8663
-9412745.1124 | 4026029.3041 | 45838 | 63535 | Solar BESS Hybrid | 63260 | Cobb Electric Membership Corporation | IPP Non-CHP | 1000 EMC PKWY | Marietta | Cobb | Georgia | 30060 | solar | Battery = 1 MW, Natural Gas = 1 MW, Solar = 1.4 MW | Batteries; Natural Gas Fired Combustion Turbine; Solar Photovoltaic | 3.5 | 3.4 | 1 | [5 empty] | 1 |  |  | 1.4 |  |  | EIA-860, EIA-860M and EIA-923 | 202406 | -84.5561 | 33.9793
-11660716.6606 | 4829679.1898 | 45839 | 63536 | Amazon DEN2 Solar Project | 63259 | Solar Star Prime 1 LLC | IPP Non-CHP | 22205 E. 19th Ave. | Aurora | Adams | Colorado | 80019 | solar | Solar = 1.2 MW | Solar Photovoltaic | 1.2 | 1.2 | [9 empty] | 1.2 |  |  | EIA-860, EIA-860M and EIA-923 | 202406 | -104.75 | 39.75
-8109624.9043 | 5078944.8687 | 45840 | 63537 | Amazon BDL3 Solar Project | 63259 | Solar Star Prime 1 LLC | IPP Non-CHP | 409 Washington Avenue | New Haven | New Haven | Connecticut | 6473 | solar | Solar = 1 MW | Solar Photovoltaic | 1 | 1 | [9 empty] | 1 |  |  | EIA-860, EIA-860M and EIA-923 | 202406 | -72.85 | 41.45
-9346382.2206 | 5318628.5415 | 45841 | 63538 | Assembly Solar II LLC | 63253 | Assembly Solar II LLC | IPP Non-CHP | 10125 E Cronk Road | Lennon | Shiawassee | Michigan | 48449 | solar | Solar = 110 MW | Solar Photovoltaic | 110 | 110 | [9 empty] | 110 |  |  | EIA-860, EIA-860M and EIA-923 | 202406 | -83.96 | 43.0437
-8224181.0093 | 4994712.9835 | 45842 | 63539 | Montefiore Weiler (Einstein) Hospital | 63245 | Montefiore Weiler (Einstein) Hospital | Commercial Non-CHP | 1825 Eastchester Road | Bronx | Bronx | New York | 10461 | petroleum | Petroleum = 1.5 MW | Petroleum Liquids | 1.5 | 1.5 | [8 empty] | 1.5 |  |  |  | EIA-860, EIA-860M and EIA-923 | 202406 | -73.8791 | 40.8804
-8251701.9704 | 4971202.4795 | 45843 | 63540 | Essex County Correctional Facility Cogen | 63229 | Essex County Correctional Facility Cogen | IPP CHP | 354 Doremus Avenue | Newark | Essex | New Jersey | 7015 | natural gas | Natural Gas = 6 MW | Natural Gas Internal Combustion Engine | 6.2 | 6 | [6 empty] | 6 | [5 empty] | EIA-860, EIA-860M and EIA-923 | 202406 | -74.1263 | 40.7205
-10431493.4474 | 5487377.5991 | 45844 | 63542 | Enter Solar | 63258 | Arcadia Solar, LLC | IPP Non-CHP | 47480 30th St. | Janesville | Waseca | Minnesota | 56048 | solar | Solar = 1 MW | Solar Photovoltaic | 1 | 1 | [9 empty] | 1 |  |  | EIA-860, EIA-860M and EIA-923 | 202406 | -93.7077 | 44.1416
-10312535.2132 | 5469809.7131 | 45845 | 63543 | Lange Solar | 63258 | Arcadia Solar, LLC | IPP Non-CHP | 100 US 14 | Byron | Olmsted | Minnesota | 55920 | solar | Solar = 1 MW | Solar Photovoltaic | 1 | 1 | [9 empty] | 1 |  |  | EIA-860, EIA-860M and EIA-923 | 202406 | -92.6391 | 44.0282
-8225109.8591 | 4991901.6828 | 45846 | 63544 | Fordham University | 63266 | Fordham University | Commercial Non-CHP | 441 E Fordham Road | Bronx | Bronx | New York | 10458 | petroleum | Petroleum = 2.9 MW | Petroleum Liquids | 2.9 | 2.9 | [8 empty] | 2.9 |  |  |  | EIA-860, EIA-860M and EIA-923 | 202406 | -73.8874 | 40.8613
-13323829.853 | 4248459.1502 | 45847 | 63545 | Chevron - Lost Hills Hybrid | 61944 | MN8 Energy LLC | IPP Non-CHP | Lost Hills Rd | Lost Hills | Kern | California | 93249 | solar | Solar = 30 MW | Solar Photovoltaic | 30 | 30 | [9 empty] | 30 |  |  | EIA-860, EIA-860M and EIA-923 | 202406 | -119.69 | 35.62
-8239260.9041 | 5086916.1748 | 45848 | 63546 | St. Luke's Cornwall Hospital | 63270 | St. Luke's Cornwall Hospital - Newburgh | Commercial Non-CHP | 70 Dubois Street | Newburgh | Orange | New York | 12550 | petroleum | Petroleum = 3.2 MW | Petroleum Liquids | 3.2 | 3.2 | [8 empty] | 3.2 |  |  |  | EIA-860, EIA-860M and EIA-923 | 202406 | -74.0145 | 41.5037
-9065285.1443 | 3907911.2554 | 45849 | 63548 | Lily Solar | 57354 | X-Elio North America Inc | IPP Non-CHP | 359 Rocky Point Road | Martin | Allendale | South Carolina | 29836 | solar | Solar = 70 MW | Solar Photovoltaic | 70 | 70 | [9 empty] | 70 |  |  | EIA-860, EIA-860M and EIA-923 | 202406 | -81.4348 | 33.0949
-8797252.1894 | 4441389.4969 | 45850 | 63549 | Water Strider Solar | 56769 | Consolidated Edison Development Inc. | IPP Non-CHP | 1100 Jenny's Ruff Trail | Nathalie | Halifax | Virginia | 24577 | solar | Solar = 80 MW | Solar Photovoltaic | 80 | 80 | [9 empty] | 80 |  |  | EIA-860, EIA-860M and EIA-923 | 202406 | -79.0271 | 37.0164
-8230386.1803 | 5115193.033 | 45851 | 63550 | Vassar Brothers Medical Center | 63274 | Vassar Brothers Medical Center | Commercial Non-CHP | 45 Reade Place | Poughkeepsie | Dutchess | New York | 12601 | petroleum | Petroleum = 9.5 MW | Petroleum Liquids | 9.5 | 9.5 | [8 empty] | 9.5 |  |  |  | EIA-860, EIA-860M and EIA-923 | 202406 | -73.9348 | 41.6936
-7693979.0764 | 5491507.9028 | 45852 | 63551 | Samoset Solar | 63275 | Samoset Solar, LLC | IPP Non-CHP | 8 Fisk Lane | Rockport | Knox | Maine | 4856 | solar | Solar = 2 MW | Solar Photovoltaic | 2 | 2 | [9 empty] | 2 |  |  | EIA-860, EIA-860M and EIA-923 | 202406 | -69.1162 | 44.1682
-9143152.0149 | 4054198.3363 | 45853 | 63552 | Woodfields Solar | 63276 | Woodfields Solar, LLC | IPP Non-CHP | 1880 Cambridge Ave E | Greenwood | Greenwood | South Carolina | 29646 | solar | Solar = 2 MW | Solar Photovoltaic | 2 | 2 | [9 empty] | 2 |  |  | EIA-860, EIA-860M and EIA-923 | 202406 | -82.1343 | 34.1889
-8249418.8076 | 4958782.9619 | 45854 | 63553 | Richmond University Medical Center | 63277 | Richmond University Medical Center | Commercial Non-CHP | 355 Bard Ave. | Staten Island | Richmond | New York | 10310 | petroleum | Petroleum = 2.8 MW | Petroleum Liquids | 2.8 | 2.8 | [8 empty] | 2.8 |  |  |  | EIA-860, EIA-860M and EIA-923 | 202406 | -74.1058 | 40.6359
-12752371.2471 | 4161747.7814 | 45855 | 63554 | Mohave Electric Cooperative at Joy Lane | 21538 | Mohave Electric Cooperative, Inc. | IPP Non-CHP | 2668 Joy Lane | Fort Mohave | Mohave | Arizona | 86426 | solar | Solar = 10.9 MW | Solar Photovoltaic | 10.9 | 10.9 | [9 empty] | 10.9 |  |  | EIA-860, EIA-860M and EIA-923 | 202406 | -114.5565 | 34.9843
-8011898.8592 | 5182512.2561 | 45856 | 63555 | St. Joseph's Solar, LLC CSG | 63281 | 38 Degrees North, LLC | IPP Non-CHP | 46H Putnam Road Ext. | Charlton | Worcester | Massachusetts | 1507 | solar | Solar = 1 MW | Solar Photovoltaic | 1 | 1 | [9 empty] | 1 |  |  | EIA-860, EIA-860M and EIA-923 | 202406 | -71.9721 | 42.1436
-8002869.5126 | 5193841.2429 | 45857 | 63556 | Boutillier Solar, LLC CSG | 63281 | 38 Degrees North, LLC | IPP Non-CHP | 24 Boutilier Road | Leicester | Worcester | Massachusetts | 1524 | solar | Solar = 2.9 MW | Solar Photovoltaic | 2.9 | 2.9 | [9 empty] | 2.9 |  |  | EIA-860, EIA-860M and EIA-923 | 202406 | -71.891 | 42.219
-8012220.3498 | 5199855.6911 | 45858 | 63557 | Blair Wire Village Solar, LLC CSG | 63281 | 38 Degrees North, LLC | IPP Non-CHP | 48 Paxton Road | Spencer | Worcester | Massachusetts | 1562 | solar | Solar = 1 MW | Solar Photovoltaic | 1 | 1 | [9 empty] | 1 |  |  | EIA-860, EIA-860M and EIA-923 | 202406 | -71.975 | 42.259
-8033259.7336 | 5247051.1339 | 45859 | 63558 | Barton Acres Solar, LLC CSG | 63281 | 38 Degrees North, LLC | IPP Non-CHP | 355 State Road | Phillipston | Worcester | Massachusetts | 1331 | solar | Solar = 1 MW | Solar Photovoltaic | 1 | 1 | [9 empty] | 1 |  |  | EIA-860, EIA-860M and EIA-923 | 202406 | -72.164 | 42.572
-8002930.1817 | 5195488.9729 | 45860 | 63561 | Cherry Valley Solar, LLC CSG | 63281 | 38 Degrees North, LLC | IPP Non-CHP | 146 Henshaw St. | Leicester | Worcester | Massachusetts | 1524 | solar | Solar = 1 MW | Solar Photovoltaic | 1 | 1 | [9 empty] | 1 |  |  | EIA-860, EIA-860M and EIA-923 | 202406 | -71.8915 | 42.23
-7922490.6064 | 5133585.0168 | 45861 | 63562 | ISM Solar Dighton 2, LLC CSG | 63281 | 38 Degrees North, LLC | IPP Non-CHP | 2320 Williams St | Dighton | Bristol | Massachusetts | 2715 | solar | Solar = 2 MW | Solar Photovoltaic | 2 | 2 | [9 empty] | 2 |  |  | EIA-860, EIA-860M and EIA-923 | 202406 | -71.1689 | 41.8169
-8016921.038 | 5177160.4206 | 45862 | 63563 | Incom Solar, LLC CSG | 63281 | 38 Degrees North, LLC | IPP Non-CHP | 294 Southbridge rd | Charlton | Worcester | Massachusetts | 1507 | solar | Solar = 2 MW | Solar Photovoltaic | 2 | 2 | [9 empty] | 2 |  |  | EIA-860, EIA-860M and EIA-923 | 202406 | -72.0172 | 42.1079
-8026135.2862 | 5197449.4543 | 45863 | 63564 | JH Solar, LLC CSG | 63281 | 38 Degrees North, LLC | IPP Non-CHP | 52 West Brookfield Road | North Brookfield | Worcester | Massachusetts | 1535 | solar | Solar = 1 MW | Solar Photovoltaic | 1 | 1 | [9 empty] | 1 |  |  | EIA-860, EIA-860M and EIA-923 | 202406 | -72.1 | 42.243
-8012241.3892 | 5199738.0721 | 45864 | 63565 | Woodchuck Solar, LLC CSG | 63281 | 38 Degrees North, LLC | IPP Non-CHP | 19 Woodchuck Lane | Spencer | Worcester | Massachusetts | 1562 | solar | Solar = 1 MW | Solar Photovoltaic | 1 | 1 | [9 empty] | 1 |  |  | EIA-860, EIA-860M and EIA-923 | 202406 | -71.9752 | 42.2582
-8579820.511 | 4359013.4249 | 45865 | 63566 | HWY 158 PV | 58970 | Ecoplexus, Inc | IPP Non-CHP | 1527 US 158 W | Murfreesboro | Hertford | North Carolina | 27855 | solar | Solar = 9 MW | Solar Photovoltaic | 9 | 9 | [9 empty] | 9 |  |  | EIA-860, EIA-860M and EIA-923 | 202406 | -77.0738 | 36.4232
-8014805.0771 | 5171659.0807 | 45866 | 63569 | Dudley River 3 Solar, LLC CSG | 63281 | 38 Degrees North, LLC | IPP Non-CHP | 307 Dudley Road (Parcel 3) | Southbridge | Worcester | Massachusetts | 1550 | solar | Solar = 1 MW | Solar Photovoltaic | 1 | 1 | [9 empty] | 1 |  |  | EIA-860, EIA-860M and EIA-923 | 202406 | -71.9982 | 42.0713
-8014676.5031 | 5171829.2905 | 45867 | 63570 | Dudley River 2 Solar, LLC CSG | 63281 | 38 Degrees North, LLC | IPP Non-CHP | 307 Dudley Road (Parcel 2) | Southbridge | Worcester | Massachusetts | 1550 | solar | Solar = 1 MW | Solar Photovoltaic | 1 | 1 | [9 empty] | 1 |  |  | EIA-860, EIA-860M and EIA-923 | 202406 | -71.9971 | 42.0724
-8014965.8224 | 5171610.9427 | 45868 | 63571 | Dudley River Solar, LLC CSG | 63281 | 38 Degrees North, LLC | IPP Non-CHP | 307 Dudley Road (Parcel 1) | Southbridge | Worcester | Massachusetts | 1550 | solar | Solar = 1 MW | Solar Photovoltaic | 1 | 1 | [9 empty] | 1 |  |  | EIA-860, EIA-860M and EIA-923 | 202406 | -71.9997 | 42.0709
-8026580.5642 | 5197148.7176 | 45869 | 63572 | Ledeaux Solar, LLC CSG | 63281 | 38 Degrees North, LLC | IPP Non-CHP | 52 West Brookfield Road | North Brookfield | Worcester | Massachusetts | 1535 | solar | Solar = 1 MW | Solar Photovoltaic | 1 | 1 | [9 empty] | 1 |  |  | EIA-860, EIA-860M and EIA-923 | 202406 | -72.104 | 42.241
-8020012.7142 | 5169371.6671 | 45870 | 63573 | Cohasse Solar, LLC CSG | 63281 | 38 Degrees North, LLC | IPP Non-CHP | 0 Eastford Road | Southbridge | Worcester | Massachusetts | 1550 | solar | Solar = 1 MW | Solar Photovoltaic | 1 | 1 | [9 empty] | 1 |  |  | EIA-860, EIA-860M and EIA-923 | 202406 | -72.045 | 42.056
-10614856.7976 | 4943449.9131 | 45871 | 63574 | Atchison County Wind | 19436 | Union Electric Co - (MO) | Electric Utility | 13601 R Avenue | Westboro | Atchison | Missouri | 64498 | wind | Wind = 275.5 MW | Onshore Wind Turbine | 299 | 275.5 | [10 empty] | 275.5 |  | EIA-860, EIA-860M and EIA-923 | 202406 | -95.3549 | 40.5313
-10714899.5126 | 4645883.4829 | 45872 | 63575 | Thunderbird Generator (Tbird) | 63286 | 4 Rivers Electric Cooperative, Inc. | Electric Utility | 2100 Road F5 | Emporia | Lyon | Kansas | 66801 | petroleum | Petroleum = 1 MW | Petroleum Liquids | 1 | 1 | [8 empty] | 1 |  |  |  | EIA-860, EIA-860M and EIA-923 | 202406 | -96.2536 | 38.4689
-10348151.105 | 5651551.4103 | 45873 | 63576 | FastSun 4 CSG | 60281 | Altus Power America Management, LLC | IPP Non-CHP | 7260 165th Street North | Hugo | Washington | Minnesota | 55038 | solar | Solar = 1 MW | Solar Photovoltaic | 1 | 1 | [9 empty] | 1 |  |  | EIA-860, EIA-860M and EIA-923 | 202406 | -92.959 | 45.1904
-10476802.5952 | 5700279.706 | 45874 | 63577 | FastSun 21 CSG | 60281 | Altus Power America Management, LLC | IPP Non-CHP | 4958 County Road 8 SE | St. Cloud | Sherburne | Minnesota | 56304 | solar | Solar = 1 MW | Solar Photovoltaic | 1 | 1 | [9 empty] | 1 |  |  | EIA-860, EIA-860M and EIA-923 | 202406 | -94.1147 | 45.4981
-11486458.3542 | 4020536.465 | 45875 | 63578 | Sagamore Wind | 17718 | Southwestern Public Service Co | Electric Utility | 2744 NM Hwy 14 | Rogers | Roosevelt | New Mexico | 88132 | wind | Wind = 522 MW | Onshore Wind Turbine | 522 | 522 | [10 empty] | 522 |  | EIA-860, EIA-860M and EIA-923 | 202406 | -103.1846 | 33.9384
-11810775.3342 | 4166055.6928 | 45876 | 63579 | Britton Solar Energy Center | 61156 | NMRD Data Center, LLC | IPP Non-CHP | 78 Clayton Road West | Moriarty | Torrance | New Mexico | 87107 | solar | Solar = 50 MW | Solar Photovoltaic | 50 | 50 | [9 empty] | 50 |  |  | EIA-860, EIA-860M and EIA-923 | 202406 | -106.098 | 35.016
-8219481.657 | 5003839.0698 | 45877 | 63580 | NYP-Westchester | 63291 | NYPH - Lawrence | Commercial Non-CHP | 55 Palmer Avenue | Bronxville | Westchester | New York | 10708 | petroleum | Petroleum = 1.8 MW | Petroleum Liquids | 1.8 | 1.8 | [8 empty] | 1.8 |  |  |  | EIA-860, EIA-860M and EIA-923 | 202406 | -73.8369 | 40.9423
-8231294.8813 | 4956266.0441 | 45878 | 63581 | Mount Sinai - Brooklyn | 63293 | Mount Sinai - Brooklyn | Commercial Non-CHP | 3201 Kings Highway | Brooklyn | Kings | New York | 11234 | petroleum | Petroleum = 1.5 MW | Petroleum Liquids | 1.5 | 1.5 | [8 empty] | 1.5 |  |  |  | EIA-860, EIA-860M and EIA-923 | 202406 | -73.943 | 40.6187
-9028938.3287 | 3268570.491 | 45879 | 63582 | Harmony Solar | 63292 | Harmony Florida Solar LLC | IPP Non-CHP | 8101 E Irlo Bronson Mem Hwy. | St. Cloud | Osceola | Florida | 34771 | solar | Solar = 74.5 MW | Solar Photovoltaic | 74.5 | 74.5 | [9 empty] | 74.5 |  |  | EIA-860, EIA-860M and EIA-923 | 202406 | -81.1083 | 28.1553
-9022259.1592 | 3312599.2842 | 45880 | 63583 | Taylor Creek Solar | 63290 | Taylor Creek Solar LLC | IPP Non-CHP | 21501 SR 520 | Orlando | Orange | Florida | 32833 | solar | Solar = 74.5 MW | Solar Photovoltaic | 74.5 | 74.5 | [9 empty] | 74.5 |  |  | EIA-860, EIA-860M and EIA-923 | 202406 | -81.0483 | 28.5035
-8245954.5451 | 5039685.2862 | 45881 | 63585 | NY3 Battery | 14154 | Orange & Rockland Utils Inc | Electric Utility | 23 Diltz Road | Ramapo | Rockland | New York | 10970 | batteries | Battery = 3 MW | Batteries | 3 | 3 | 3 | [11 empty] | EIA-860, EIA-860M and EIA-923 | 202406 | -74.0747 | 41.1851
-11638902.2705 | 4922226.9108 | 45882 | 63586 | SR Kersey II | 63282 | SR Kersey II, LLC | IPP Non-CHP | 402 5th St | Kersey | Weld | Colorado | 80644 | solar | Solar = 1 MW | Solar Photovoltaic | 1 | 1 | [9 empty] | 1 |  |  | EIA-860, EIA-860M and EIA-923 | 202406 | -104.554 | 40.3862
-11676943.7028 | 4949872.2261 | 45883 | 63587 | SR Skylark C | 63283 | SR Skylark C, LLC | IPP Non-CHP | 8449 County Rd 80 1/2 | Windsor | Weld | Colorado | 80550 | solar | Solar = 1.1 MW | Solar Photovoltaic | 1.1 | 1.1 | [9 empty] | 1.1 |  |  | EIA-860, EIA-860M and EIA-923 | 202406 | -104.8958 | 40.5751
-7970364.2213 | 5164725.0588 | 45884 | 63588 | Palombo Solar, LLC CSG | 63281 | 38 Degrees North, LLC | IPP Non-CHP | 183 Providence St | Uxbridge | Worcester | Massachusetts | 1569 | solar | Solar = 2 MW | Solar Photovoltaic | 2 | 2 | [9 empty] | 2 |  |  | EIA-860, EIA-860M and EIA-923 | 202406 | -71.599 | 42.025
-7970030.2628 | 5165174.6315 | 45885 | 63589 | Palombo B Solar, LLC CSG | 63281 | 38 Degrees North, LLC | IPP Non-CHP | 197 Providence St | Uxbridge | Worcester | Massachusetts | 1569 | solar | Solar = 1 MW | Solar Photovoltaic | 1 | 1 | [9 empty] | 1 |  |  | EIA-860, EIA-860M and EIA-923 | 202406 | -71.596 | 42.028
-11206416.1414 | 4377333.4384 | 45886 | 63590 | Ponderosa Wind Energy Center | 63299 | Ponderosa Wind, LLC | IPP Non-CHP | 1312000 NS 131 Road | Beaver | Beaver | Oklahoma | 73932 | wind | Wind = 200 MW | Onshore Wind Turbine | 200 | 200 | [10 empty] | 200 |  | EIA-860, EIA-860M and EIA-923 | 202406 | -100.6689 | 36.5555
-8071869.0066 | 5157204.455 | 45887 | 63592 | Nutmeg Solar | 63294 | Nutmeg Solar LLC | IPP Non-CHP | 18 Bailey Road | Enfield | Hartford | Connecticut | 6082 | solar | Solar = 19.6 MW | Solar Photovoltaic | 19.6 | 19.6 | [9 empty] | 19.6 |  |  | EIA-860, EIA-860M and EIA-923 | 202406 | -72.5108 | 41.9748
-10593411.209 | 5700391.8309 | 45888 | 63593 | Brooten CSG1, LLC | 61227 | Nautilus Solar Solutions | IPP Non-CHP | 11645 Co Hwy 8 | Brooten | Pope | Minnesota | 56316 | solar | Solar = 1 MW | Solar Photovoltaic | 1 | 1 | [9 empty] | 1 |  |  | EIA-860, EIA-860M and EIA-923 | 202406 | -95.1622 | 45.4988
-10533387.2943 | 5579524.3289 | 45889 | 63594 | Buffalo Lake CSG1, LLC | 61227 | Nautilus Solar Solutions | IPP Non-CHP | 400 5th St. | Buffalo Lake | Renville | Minnesota | 55314 | solar | Solar = 1 MW | Solar Photovoltaic | 1 | 1 | [9 empty] | 1 |  |  | EIA-860, EIA-860M and EIA-923 | 202406 | -94.623 | 44.7326
-10632183.3424 | 5727561.308 | 45890 | 63595 | Lowry CSG2, LLC | 61227 | Nautilus Solar Solutions | IPP Non-CHP | 16898 280th Ave. | Glenwood | Pope | Minnesota | 56336 | solar | Solar = 1 MW | Solar Photovoltaic | 1 | 1 | [9 empty] | 1 |  |  | EIA-860, EIA-860M and EIA-923 | 202406 | -95.5105 | 45.6696
-10544491.4135 | 5685005.2661 | 45891 | 63596 | Paynesville CSG1, LLC | 61227 | Nautilus Solar Solutions | IPP Non-CHP | 19245 293 Ave. | Paynesville | Stearns | Minnesota | 56362 | solar | Solar = 1 MW | Solar Photovoltaic | 1 | 1 | [9 empty] | 1 |  |  | EIA-860, EIA-860M and EIA-923 | 202406 | -94.7228 | 45.4018
-10473253.0619 | 5588565.2548 | 45892 | 63597 | Plato CSG1, LLC | 61227 | Nautilus Solar Solutions | IPP Non-CHP | 4626 120th St. | Glencoe | McLeod | Minnesota | 55336 | solar | Solar = 1 MW | Solar Photovoltaic | 1 | 1 | [9 empty] | 1 |  |  | EIA-860, EIA-860M and EIA-923 | 202406 | -94.0828 | 44.7903
-10615547.2011 | 5587449.9174 | 45893 | 63598 | Sacred Heart CSG1, LLC | 61227 | Nautilus Solar Solutions | IPP Non-CHP | 82619 160th St. | Sacred Heart | Renville | Minnesota | 56285 | solar | Solar = 1 MW | Solar Photovoltaic | 1 | 1 | [9 empty] | 1 |  |  | EIA-860, EIA-860M and EIA-923 | 202406 | -95.3611 | 44.7832
-10519144.522 | 5578431.8826 | 45894 | 63599 | Stewart CSG1, LLC | 61227 | Nautilus Solar Solutions | IPP Non-CHP | 110 Martha St. | Stewart | McLeod | Minnesota | 55385 | solar | Solar = 1 MW | Solar Photovoltaic | 1 | 1 | [9 empty] | 1 |  |  | EIA-860, EIA-860M and EIA-923 | 202406 | -94.4951 | 44.7256
-9438607.6357 | 5416684.1362 | 45895 | 63601 | Isabella Wind Park | 5109 | DTE Electric Company | Electric Utility | 3200 E. Weidman Rd. | Rosebush | Isabella | Michigan | 48878 | wind | Wind = 383.5 MW | Onshore Wind Turbine | 383.5 | 383.5 | [10 empty] | 383.5 |  | EIA-860, EIA-860M and EIA-923 | 202406 | -84.7885 | 43.6841
-8214021.436 | 4999460.1915 | 45896 | 63602 | Montefiore-New Rochelle | 63325 | Montefiore-New Rochelle | Commercial Non-CHP | 16 Guion Pl | New Rochelle | Westchester | New York | 10801 | petroleum | Petroleum = 0.8 MW | Petroleum Liquids | 1.2 | 0.8 | [8 empty] | 0.8 |  |  |  | EIA-860, EIA-860M and EIA-923 | 202406 | -73.7878 | 40.9126
-13046608.6987 | 3878461.5955 | 45897 | 63603 | Illumina Way SD | 57128 | Bloom Energy | Industrial Non-CHP | 5200 Illumina Way | San Diego | San Diego | California | 92122 | natural gas | Natural Gas = 3.5 MW | Other Natural Gas | 3.5 | 3.5 | [6 empty] | 3.5 | [5 empty] | EIA-860, EIA-860M and EIA-923 | 202406 | -117.1997 | 32.873
-13557079.8085 | 4472193.2177 | 45898 | 63604 | Extreme San Ignacio | 57128 | Bloom Energy | Commercial Non-CHP | 6377 San Ignacio Ave | San Jose | Santa Clara | California | 95119 | natural gas | Natural Gas = 1 MW | Other Natural Gas | 1 | 1 | [6 empty] | 1 | [5 empty] | EIA-860, EIA-860M and EIA-923 | 202406 | -121.7853 | 37.237
-13589633.9691 | 4612854.9748 | 45899 | 63605 | ATT North Watney | 57128 | Bloom Energy | Commercial Non-CHP | 2525 North Watney Way | Fairfield | Solano | California | 94533 | natural gas | Natural Gas = 2 MW | Other Natural Gas | 2 | 2 | [6 empty] | 2 | [5 empty] | EIA-860, EIA-860M and EIA-923 | 202406 | -122.0778 | 38.2363
-13186470.2843 | 4049255.9117 | 45900 | 63606 | ATT Ventura Blvd | 57128 | Bloom Energy | Commercial Non-CHP | 14800 Ventura Blvd | Sherman Oaks | Los Angeles | California | 91403 | natural gas | Natural Gas = 1 MW | Other Natural Gas | 1 | 1 | [6 empty] | 1 | [5 empty] | EIA-860, EIA-860M and EIA-923 | 202406 | -118.4561 | 34.1522
-13557079.8085 | 4472348.4237 | 45901 | 63607 | Extreme Via Del Oro | 57128 | Bloom Energy | Commercial Non-CHP | 6480 Via Del Oro | San Jose | Santa Clara | California | 95119 | natural gas | Natural Gas = 1.2 MW | Other Natural Gas | 1.2 | 1.2 | [6 empty] | 1.2 | [5 empty] | EIA-860, EIA-860M and EIA-923 | 202406 | -121.7853 | 37.2381
-13119426.1172 | 3984896.3807 | 45902 | 63609 | Allergan | 63785 | Hybrid-Electric Building Technologies West Los Angeles 1, LLC | Commercial Non-CHP | 2525 Dupont Dr | Irvine | Orange | California | 92612 | batteries | Battery = 1.5 MW | Batteries | 1.5 | 1.5 | 1.5 | [11 empty] | EIA-860, EIA-860M and EIA-923 | 202406 | -117.8538 | 33.6724
-13100536.3129 | 3982774.8455 | 45903 | 63610 | Baker | 63785 | Hybrid-Electric Building Technologies West Los Angeles 1, LLC | Commercial Non-CHP | 21082 Wisteria | Lake Forest | Orange | California | 92630 | batteries | Battery = 1.2 MW | Batteries | 1.2 | 1.2 | 1.2 | [11 empty] | EIA-860, EIA-860M and EIA-923 | 202406 | -117.6841 | 33.6565
-13147717.9658 | 3999812.4791 | 45904 | 63611 | CSU Long Beach | 63785 | Hybrid-Electric Building Technologies West Los Angeles 1, LLC | Commercial Non-CHP | 1401 Palo Verde Avenue | Long Beach | Los Angeles | California | 90815 | batteries | Battery = 2.5 MW | Batteries | 2.5 | 2.5 | 2.5 | [11 empty] | EIA-860, EIA-860M and EIA-923 | 202406 | -118.108 | 33.7838
-13123574.9947 | 3989568.294 | 45905 | 63612 | DATS | 63785 | Hybrid-Electric Building Technologies West Los Angeles 1, LLC | Commercial Non-CHP | 1704 W Segerstrom Ave | Santa Ana | Orange | California | 92704 | batteries | Battery = 1 MW | Batteries | 1 | 1 | 1 | [11 empty] | EIA-860, EIA-860M and EIA-923 | 202406 | -117.8911 | 33.7073
-13150051.111 | 4017980.2504 | 45906 | 63613 | Downey | 63785 | Hybrid-Electric Building Technologies West Los Angeles 1, LLC | Commercial Non-CHP | 9333 Imperial Hwy | Downey | Los Angeles | California | 90242 | batteries | Battery = 2 MW | Batteries | 2 | 2 | 2 | [11 empty] | EIA-860, EIA-860M and EIA-923 | 202406 | -118.1289 | 33.9194
-13103836.9358 | 3980267.8133 | 45907 | 63614 | LAWRP | 63785 | Hybrid-Electric Building Technologies West Los Angeles 1, LLC | Commercial Non-CHP | 22313 Muirlands Blvd | Irvine | Orange | California | 92618 | batteries | Battery = 1 MW | Batteries | 1 | 1 | 1 | [11 empty] | EIA-860, EIA-860M and EIA-923 | 202406 | -117.7138 | 33.6378
-13156781.2648 | 3997322.3494 | 45908 | 63615 | Long Beach Convention Center | 63785 | Hybrid-Electric Building Technologies West Los Angeles 1, LLC | Commercial Non-CHP | 300 E Ocean Blvd | Long Beach | Los Angeles | California | 90802 | batteries | Battery = 1.5 MW | Batteries | 1.5 | 1.5 | 1.5 | [11 empty] | EIA-860, EIA-860M and EIA-923 | 202406 | -118.1894 | 33.7652
-13129120.9317 | 3987670.8027 | 45909 | 63616 | OCSD | 63785 | Hybrid-Electric Building Technologies West Los Angeles 1, LLC | Commercial Non-CHP | 10844 Ellis Ave | Fountain Valley | Orange | California | 92708 | batteries | Battery = 4.9 MW | Batteries | 4.9 | 4.9 | 4.9 | [11 empty] | EIA-860, EIA-860M and EIA-923 | 202406 | -117.9409 | 33.6931
-13110910.3988 | 3985438.7978 | 45910 | 63617 | SOCCD | 63785 | Hybrid-Electric Building Technologies West Los Angeles 1, LLC | Commercial Non-CHP | 5500 Irvine Center Dr | Irvine | Orange | California | 92618 | batteries | Battery = 1.3 MW | Batteries | 1.3 | 1.3 | 1.3 | [11 empty] | EIA-860, EIA-860M and EIA-923 | 202406 | -117.7773 | 33.6764
-9995735.5271 | 4771943.7496 | 45911 | 63618 | USS Solar Brick | 60531 | Standard Solar | IPP Non-CHP | 24017 1900 E. | Standard City | Macoupin | Illinois | 62640 | solar | Solar = 2 MW | Solar Photovoltaic | 2 | 2 | [9 empty] | 2 |  |  | EIA-860, EIA-860M and EIA-923 | 202406 | -89.7932 | 39.3501
-9803340.938 | 5023558.1177 | 45912 | 63620 | USS Goodrich Solar | 60531 | Standard Solar | IPP Non-CHP | 600 S 10000W Road | Bonfield | Kankakee | Illinois | 60913 | solar | Solar = 2 MW | Solar Photovoltaic | 2 | 2 | [9 empty] | 2 |  |  | EIA-860, EIA-860M and EIA-923 | 202406 | -88.0649 | 41.076
-9870360.8374 | 5155670.6842 | 45913 | 63621 | USS Sycamore Solar (CSG) | 60531 | Standard Solar | IPP Non-CHP | 14950 Bethany Road | Sycamore | DeKalb | Illinois | 60178 | solar | Solar = 2 MW | Solar Photovoltaic | 2 | 2 | [9 empty] | 2 |  |  | EIA-860, EIA-860M and EIA-923 | 202406 | -88.667 | 41.9646
-13162416.5914 | 4018065.0324 | 45914 | 63623 | Lafayette 2 - MLK Jr. Hospital (MLK) | 61944 | MN8 Energy LLC | IPP Non-CHP | 1680 E 120th St | Los Angeles | Los Angeles | California | 90059 | solar | Solar = 1.7 MW | Solar Photovoltaic | 1.7 | 1.7 | [9 empty] | 1.7 |  |  | EIA-860, EIA-860M and EIA-923 | 202406 | -118.24 | 33.92
-10854968.5978 | 3030063.7051 | 45915 | 63624 | La Chalupa, LLC | 57416 | Acciona Energy USA Global, LLC | IPP Non-CHP | 18551 Olimito North Rd | Rio Hondo | Cameron | Texas | 78583 | wind | Wind = 198.5 MW | Onshore Wind Turbine | 198.5 | 198.5 | [10 empty] | 198.5 |  | EIA-860, EIA-860M and EIA-923 | 202406 | -97.5118 | 26.2499
-8235733.1894 | 4973188.4809 | 45916 | 63625 | NYU Langone - Orthopedic | 63333 | NYU Langone - Orthopedic | Commercial Non-CHP | 301 East 17th Street | New york | Kings | New York | 10003 | petroleum | Petroleum = 1.6 MW | Petroleum Liquids | 1.6 | 1.6 | [8 empty] | 1.6 |  |  |  | EIA-860, EIA-860M and EIA-923 | 202406 | -73.9828 | 40.734
-8310752.5075 | 4893493.4632 | 45917 | 63626 | IGS FE Trenton, LLC | 60025 | Greenbacker Renewable Energy Corporation | IPP Non-CHP | 584 US Route 130 | Trenton | Mercer | New Jersey | 8691 | solar | Solar = 1.5 MW | Solar Photovoltaic | 1.5 | 1.5 | [9 empty] | 1.5 |  |  | EIA-860, EIA-860M and EIA-923 | 202406 | -74.6568 | 40.1893
-10402405.6645 | 4228013.6705 | 45918 | 63627 | Scenic Hill Solar IV, LLC | 60025 | Greenbacker Renewable Energy Corporation | IPP Non-CHP | 710 E Main St | Clarksville | Johnson | Arkansas | 72830 | solar | Solar = 2.2 MW | Solar Photovoltaic | 2.2 | 2.2 | [9 empty] | 2.2 |  |  | EIA-860, EIA-860M and EIA-923 | 202406 | -93.4464 | 35.4706
-10839562.3142 | 4220383.5992 | 45919 | 63628 | Tinker | 14063 | Oklahoma Gas & Electric Co | Electric Utility | 3001 S Douglas Blvd | Oklahoma City | Oklahoma | Oklahoma | 73145 | natural gas | Natural Gas = 64 MW | Natural Gas Fired Combustion Turbine | 82 | 64 | [6 empty] | 64 | [5 empty] | EIA-860, EIA-860M and EIA-923 | 202406 | -97.3734 | 35.4147
-10377187.0131 | 5530159.1401 | 45920 | 63629 | Hydra Community Solar Garden, LLC (CSG) | 62759 | National Grid Renewables | IPP Non-CHP | 11804 Dundas Blvd | Dundas | Rice | Minnesota | 55019 | solar | Solar = 1 MW | Solar Photovoltaic | 1 | 1 | [9 empty] | 1 |  |  | EIA-860, EIA-860M and EIA-923 | 202406 | -93.2199 | 44.4167
-9386381.6514 | 4264231.3963 | 45921 | 63632 | Primient Loudon Plant | 63346 | PRIMIENT, LLC | Industrial CHP | 198 Blair Bend Drive | Loudon | Loudon | Tennessee | 37774 | natural gas | Natural Gas = 52 MW | Natural Gas Fired Combustion Turbine | 61.4 | 52 | [6 empty] | 52 | [5 empty] | EIA-860, EIA-860M and EIA-923 | 202406 | -84.3193 | 35.7351
-8985695.7159 | 4116175.7849 | 45922 | 63635 | Crown | 63338 | Crown Solar Center, LLC | IPP Non-CHP | West Banner Road & Crown Road | Lancaster | Lancaster | South Carolina | 29720 | solar | Solar = 3 MW | Solar Photovoltaic | 3 | 3 | [9 empty] | 3 |  |  | EIA-860, EIA-860M and EIA-923 | 202406 | -80.7199 | 34.6482
-13470047.5589 | 5360819.038 | 45923 | 63636 | Fort Rock I | 63339 | Fort Rock Solar I, LLC | IPP Non-CHP | 60830 Kruse Road | Silver Lake | Lake | Oregon | 97638 | solar | Solar = 9.9 MW | Solar Photovoltaic | 9.9 | 9.9 | [9 empty] | 9.9 |  |  | EIA-860, EIA-860M and EIA-923 | 202406 | -121.0035 | 43.3201
-7933217.4638 | 5174979.695 | 45924 | 63637 | One Patriot | 57128 | Bloom Energy | Commercial Non-CHP | One Patriot Place | Foxborough | Norfolk | Massachusetts | 2035 | natural gas | Natural Gas = 2 MW | Other Natural Gas | 2 | 2 | [6 empty] | 2 | [5 empty] | EIA-860, EIA-860M and EIA-923 | 202406 | -71.2653 | 42.0934
-13528765.696 | 4540229.2395 | 45925 | 63638 | Tracy 210 | 58622 | Costco Wholesale | Industrial Non-CHP | 17880 W Schulte Rd | Tracy | San Joaquin | California | 95377 | natural gas | Natural Gas = 2.6 MW | Other Natural Gas | 2.6 | 2.6 | [6 empty] | 2.6 | [5 empty] | EIA-860, EIA-860M and EIA-923 | 202406 | -121.531 | 37.722
-10556608.2061 | 4963407.2105 | 45926 | 63639 | Contrail Wind Farm | 12341 | MidAmerican Energy Co | Electric Utility | TBD | Bedford | Taylor | Iowa | 50833 | wind | Wind = 110 MW | Onshore Wind Turbine | 112.4 | 110 | [10 empty] | 110 |  | EIA-860, EIA-860M and EIA-923 | 202406 | -94.8316 | 40.6674
-10515984.9409 | 5028772.2753 | 45927 | 63640 | Southern Hills Wind Farm | 12341 | MidAmerican Energy Co | Electric Utility | 909 E Lucas St | Creston | Union | Iowa | 50801 | wind | Wind = 250 MW | Onshore Wind Turbine | 254.1 | 250 | [10 empty] | 250 |  | EIA-860, EIA-860M and EIA-923 | 202406 | -94.4667 | 41.1113
-10259671.8134 | 5112330.2401 | 45928 | 63641 | Diamond Trail Wind Farm | 12341 | MidAmerican Energy Co | Electric Utility | 1100 Pacific St | Ladora | Iowa | Iowa | 52251 | wind | Wind = 250 MW | Onshore Wind Turbine | 252.5 | 250 | [10 empty] | 250 |  | EIA-860, EIA-860M and EIA-923 | 202406 | -92.1642 | 41.6744
-13612815.2511 | 5689630.7527 | 45929 | 63642 | Dunn Road Solar | 63185 | Neighborhood Power Corp. | IPP Non-CHP | 36673 SE Dunn Rd | Sandy | Clackamas | Oregon | 97055 | solar | Solar = 1.8 MW | Solar Photovoltaic | 1.8 | 1.8 | [9 empty] | 1.8 |  |  | EIA-860, EIA-860M and EIA-923 | 202406 | -122.286 | 45.431
-8224417.5632 | 4994721.0813 | 45930 | 63643 | North Central Bronx Hospital | 63347 | North Central Bronx Hospital | Commercial Non-CHP | 3424 Kossuth Avenue | Bronx | Bronx | New York | 10467 | petroleum | Petroleum = 1.6 MW | Petroleum Liquids | 1.6 | 1.6 | [8 empty] | 1.6 |  |  |  | EIA-860, EIA-860M and EIA-923 | 202406 | -73.8812 | 40.8804
-8228484.0642 | 4968796.9028 | 45931 | 63644 | Wyckoff Heights Medical Center | 63348 | Wyckoff Heights Medical Center | Commercial Non-CHP | 374 Stockholm Street | Brooklyn | Kings | New York | 11237 | petroleum | Petroleum = 1.6 MW | Petroleum Liquids | 1.6 | 1.6 | [8 empty] | 1.6 |  |  |  | EIA-860, EIA-860M and EIA-923 | 202406 | -73.9177 | 40.7041
-8256076.8264 | 4997985.7837 | 45932 | 63645 | St.Joseph's Regional Medical Center | 63351 | St.Joseph's Regional Medical Center | Commercial Non-CHP | 703 Mai Street | Paterson | Passaic | New Jersey | 7503 | petroleum | Petroleum = 6.1 MW | Petroleum Liquids | 6.1 | 6.1 | [8 empty] | 6.1 |  |  |  | EIA-860, EIA-860M and EIA-923 | 202406 | -74.1656 | 40.9026
-8220651.6248 | 4991201.376 | 45933 | 63646 | Jacobi Medical Center | 63353 | Jacobi Medical Center | Commercial Non-CHP | 1400 Pelham Parkway South | Bronx | Bronx | New York | 10461 | petroleum | Petroleum = 9.1 MW | Petroleum Liquids | 9.1 | 9.1 | [8 empty] | 9.1 |  |  |  | EIA-860, EIA-860M and EIA-923 | 202406 | -73.8474 | 40.8565
-8231425.1251 | 4961602.7953 | 45934 | 63647 | SDM000 Clarkson Fuel Cell | 62150 | 2016 ESA Project Company, LLC | IPP Non-CHP | 450 Clarkson Ave | Brooklyn | Kings | New York | 11203 | natural gas | Natural Gas = 1.8 MW | Other Natural Gas | 1.8 | 1.8 | [6 empty] | 1.8 | [5 empty] | EIA-860, EIA-860M and EIA-923 | 202406 | -73.9441 | 40.6551
-8231272.6174 | 4961811.1607 | 45935 | 63648 | NHH003 Clarkson Fuel Cell | 62150 | 2016 ESA Project Company, LLC | IPP Non-CHP | 541 Clarkson Ave | Brooklyn | Kings | New York | 11203 | natural gas | Natural Gas = 1.1 MW | Other Natural Gas | 1.1 | 1.1 | [6 empty] | 1.1 | [5 empty] | EIA-860, EIA-860M and EIA-923 | 202406 | -73.9428 | 40.6565
-8231704.7597 | 4961857.6766 | 45936 | 63649 | NHH004 Winthrop Fuel Cell | 62150 | 2016 ESA Project Company, LLC | IPP Non-CHP | 410 Winthrop St. | Brooklyn | Kings | New York | 11203 | natural gas | Natural Gas = 1 MW | Other Natural Gas | 1 | 1 | [6 empty] | 1 | [5 empty] | EIA-860, EIA-860M and EIA-923 | 202406 | -73.9467 | 40.6568
-10336795.6264 | 5698905.099 | 45937 | 63650 | Flodquist Community Solar LLC CSG | 63345 | Flodquist Community Solar LLC | IPP Non-CHP | 37194 Oasis Rd | Lindstrom | Chisago | Minnesota | 55045 | solar | Solar = 1 MW | Solar Photovoltaic | 1 | 1 | [9 empty] | 1 |  |  | EIA-860, EIA-860M and EIA-923 | 202406 | -92.857 | 45.4894
-13281389.2972 | 4270447.6309 | 45938 | 63651 | North Kern State Prison Phase II | 63344 | SunE P11L Holdings, LLC | IPP Non-CHP | 2737 West Cecil Ave | Delano | Kern | California | 93215 | solar | Solar = 4 MW | Solar Photovoltaic | 4 | 4 | [9 empty] | 4 |  |  | EIA-860, EIA-860M and EIA-923 | 202406 | -119.3088 | 35.7804
-8559899.1088 | 4708972.1512 | 45939 | 63654 | Sheriff Road | 63357 | Sheriff Rd Solar LLC | IPP Non-CHP | 6300 Sheriff Road | Hyattsville | Prince Georges | Maryland | 20785 | solar | Solar = 1.1 MW | Solar Photovoltaic | 1.1 | 1.1 | [9 empty] | 1.1 |  |  | EIA-860, EIA-860M and EIA-923 | 202406 | -76.8949 | 38.9113
-11228402.7427 | 3875250.5212 | 45940 | 63655 | Coyote Wind LLC | 57170 | EDF Renewable Asset Holdings, Inc. | IPP Non-CHP | 9899 County Road 1137 | Snyder | Scurry | Texas | 79549 | wind | Wind = 242.5 MW | Onshore Wind Turbine | 242.5 | 242.5 | [10 empty] | 242.5 |  | EIA-860, EIA-860M and EIA-923 | 202406 | -100.8665 | 32.8488
-9985753.9536 | 4950043.9948 | 45941 | 63656 | CED Peoria Solar | 64395 | Bay4 Energy Services, LLC | IPP Non-CHP | South Powel Road | Mapleton | Peoria | Illinois | 61547 | solar | Solar = 2 MW | Solar Photovoltaic | 2 | 2 | [9 empty] | 2 |  |  | EIA-860, EIA-860M and EIA-923 | 202406 | -89.7036 | 40.5763
-10303393.6566 | 5507692.6928 | 45942 | 63657 | Siems Solar Project CSG | 63365 | Siems Community Solar LLC | IPP Non-CHP | 23681 Hwy 60 Blvd | Mazeppa | Goodhue | Minnesota | 55956 | solar | Solar = 1 MW | Solar Photovoltaic | 1 | 1 | [9 empty] | 1 |  |  | EIA-860, EIA-860M and EIA-923 | 202406 | -92.557 | 44.2724
-10473862.4248 | 5669846.2546 | 45943 | 63658 | Schueler Community Solar | 63366 | Schueler Community Solar LLC | IPP Non-CHP | 9656 105th Street NW | Annandale | Wright | Minnesota | 55302 | solar | Solar = 1 MW | Solar Photovoltaic | 1 | 1 | [9 empty] | 1 |  |  | EIA-860, EIA-860M and EIA-923 | 202406 | -94.0883 | 45.3061
-8052644.1305 | 5177344.5336 | 45944 | 63659 | Bowden Solar LLC | 63368 | 38DN Power Fund 1 LLC | IPP Non-CHP | 53 Wilbraham Road | Monson | Hampden | Massachusetts | 1057 | solar | Solar = 2 MW | Solar Photovoltaic | 2 | 2 | [9 empty] | 2 |  |  | EIA-860, EIA-860M and EIA-923 | 202406 | -72.3381 | 42.1092
-9540231.3102 | 5586449.3518 | 45945 | 63660 | M72 West Solar | 62870 | Heritage Sustainable Energy. LLC | IPP Non-CHP | 7827 E.Harrys Rd | Traverse City | Leelanau | Michigan | 49684 | solar | Solar = 1.8 MW | Solar Photovoltaic | 1.8 | 1.8 | [9 empty] | 1.8 |  |  | EIA-860, EIA-860M and EIA-923 | 202406 | -85.7014 | 44.7768
-8118530.4636 | 4981415.8828 | 45946 | 63661 | SWM Fuel Cell | 63369 | Yaphank Fuel Cell Park, LLC | IPP Non-CHP | 350 Horseblock Road | Yaphank | Suffolk | New York | 11980 | natural gas | Natural Gas = 8.4 MW | Other Natural Gas | 8.4 | 8.4 | [6 empty] | 8.4 | [5 empty] | EIA-860, EIA-860M and EIA-923 | 202406 | -72.93 | 40.79
-8228540.8371 | 5025770.469 | 45947 | 63662 | Montefiore Nyack Hospital | 63371 | Montefiore Nyack Hospital | Commercial Non-CHP | 160 N Midland Ave. | Nyack | Rockland | New York | 10960 | petroleum | Petroleum = 1.1 MW | Petroleum Liquids | 1.1 | 1.1 | [8 empty] | 1.1 |  |  |  | EIA-860, EIA-860M and EIA-923 | 202406 | -73.9182 | 41.091
-13649308.0066 | 5641687.1366 | 45948 | 63663 | Mt Hope Solar | 63185 | Neighborhood Power Corp. | IPP Non-CHP | 32998 South Hwy 213 | Molalla | Clackamas | Oregon | 97038 | solar | Solar = 2.5 MW | Solar Photovoltaic | 2.5 | 2.5 | [9 empty] | 2.5 |  |  | EIA-860, EIA-860M and EIA-923 | 202406 | -122.6138 | 45.1279
-13669922.1499 | 5643115.1795 | 45949 | 63664 | Williams Acres Solar | 63185 | Neighborhood Power Corp. | IPP Non-CHP | 15078 Union School Rd. NE | Woodburn | Marion | Oregon | 97071 | solar | Solar = 2.5 MW | Solar Photovoltaic | 2.5 | 2.5 | [9 empty] | 2.5 |  |  | EIA-860, EIA-860M and EIA-923 | 202406 | -122.799 | 45.137
-13673150.4152 | 5641695.0257 | 45950 | 63665 | River Valley Solar | 63185 | Neighborhood Power Corp. | IPP Non-CHP | 14585 Wilco Hwy NE | Woodburn | Marion | Oregon | 97071 | solar | Solar = 1.9 MW | Solar Photovoltaic | 1.9 | 1.9 | [9 empty] | 1.9 |  |  | EIA-860, EIA-860M and EIA-923 | 202406 | -122.828 | 45.128
-9474752.4065 | 4918473.104 | 45951 | 63666 | Bitter Ridge Wind Farm, LLC | 63373 | Bitter Ridge Wind Farm, LLC | IPP Non-CHP | 5360 S 700 W | Redkey | Jay | Indiana | 47373 | wind | Wind = 130 MW | Onshore Wind Turbine | 130 | 130 | [10 empty] | 130 |  | EIA-860, EIA-860M and EIA-923 | 202406 | -85.1131 | 40.3605
-7879226.9542 | 5381777.2956 | 45952 | 63667 | Sanford Solar | 63374 | Sanford Airport Solar, LLC | IPP Non-CHP | 29 Baker Lane | Sanford | York | Maine | 4073 | solar | Solar = 49.4 MW | Solar Photovoltaic | 49.4 | 49.4 | [9 empty] | 49.4 |  |  | EIA-860, EIA-860M and EIA-923 | 202406 | -70.7803 | 43.4569
-7977076.7866 | 5103228.5206 | 45953 | 63668 | University Solar, LLC | 61012 | AES Distributed Energy | IPP Non-CHP | 260 Robin Hollow Road | West Greenwich | Kent | Rhode Island | 2817 | solar | Solar = 24 MW | Solar Photovoltaic | 24 | 24 | [9 empty] | 24 |  |  | EIA-860, EIA-860M and EIA-923 | 202406 | -71.6593 | 41.6133
-8212088.9296 | 4979501.7099 | 45954 | 63669 | St. Mary's Hospital For Children | 63378 | St. Mary's Hospital For Children | Commercial Non-CHP | 29-01 216th St. | Bayside | Queens | New York | 11360 | petroleum | Petroleum = 2 MW | Petroleum Liquids | 2 | 2 | [8 empty] | 2 |  |  |  | EIA-860, EIA-860M and EIA-923 | 202406 | -73.7704 | 40.777
-8230952.0173 | 4985023.2516 | 45955 | 63671 | Harlem Hospital Center | 63382 | Harlem Hospital Center | Commercial Non-CHP | 506 Lenox Ave. | New York | New York | New York | 10037 | petroleum | Petroleum = 4.4 MW | Petroleum Liquids | 4.4 | 4.4 | [8 empty] | 4.4 |  |  |  | EIA-860, EIA-860M and EIA-923 | 202406 | -73.9399 | 40.8145
-7899037.0368 | 5140811.9842 | 45956 | 63672 | Lakeville Solar | 63391 | C2 MA Lakeville, LLC | IPP Non-CHP | 129 Crooked Lane | Lakeville | Plymouth | Massachusetts | 2347 | solar | Solar = 2.7 MW | Solar Photovoltaic | 2.7 | 2.7 | [9 empty] | 2.7 |  |  | EIA-860, EIA-860M and EIA-923 | 202406 | -70.9583 | 41.8652
-8173296.0908 | 5028707.4135 | 45957 | 63673 | Norwalk Hospital Plant | 63392 | Norwalk Hospital | Commercial CHP | 34 Maple Street | Norwalk | Fairfield | Connecticut | 3815 | natural gas | Natural Gas = 2.5 MW | Natural Gas Internal Combustion Engine | 3 | 2.5 | [6 empty] | 2.5 | [5 empty] | EIA-860, EIA-860M and EIA-923 | 202406 | -73.422 | 41.1109
-13162627.4305 | 4030562.9176 | 45958 | 63674 | Dedeaux | 63393 | VS Dedeaux LLC | IPP Non-CHP | 2652 Long Beach Ave | Long Beach | Los Angeles | California | 90058 | solar | Solar = 0.9 MW | Solar Photovoltaic | 0.9 | 0.9 | [9 empty] | 0.9 |  |  | EIA-860, EIA-860M and EIA-923 | 202406 | -118.2419 | 34.0131
-8201100.5827 | 5266167.4984 | 45959 | 63675 | MSAP 13 | 63394 | MSAP 13, LLC | IPP Non-CHP | 3 Landfill Rd | Troy | Rensselaer | New York | 12180 | solar | Solar = 2 MW | Solar Photovoltaic | 2 | 2 | [9 empty] | 2 |  |  | EIA-860, EIA-860M and EIA-923 | 202406 | -73.6717 | 42.6983
-10454795.1772 | 5517538.1772 | 45960 | 63678 | Paulson Community (CSG) | 63397 | Paulson Community Solar LLC | IPP Non-CHP | 42380 Ottawa Road | St. Peter | Le Sueur | Minnesota | 56082 | solar | Solar = 1 MW | Solar Photovoltaic | 1 | 1 | [9 empty] | 1 |  |  | EIA-860, EIA-860M and EIA-923 | 202406 | -93.917 | 44.3357
-10484034.466 | 5634725.0042 | 45961 | 63679 | Laurel Village (CSG) | 63398 | Laurel Village Community Solar LLC | IPP Non-CHP | 4500 Omer Ave SW | Cokato | Wright | Minnesota | 55321 | solar | Solar = 1 MW | Solar Photovoltaic | 1 | 1 | [9 empty] | 1 |  |  | EIA-860, EIA-860M and EIA-923 | 202406 | -94.1797 | 45.0838
-10542184.5397 | 5686439.1065 | 45962 | 63680 | Hertzberg Community (CSG) | 63399 | Hertzberg Community Solar | IPP Non-CHP | 19501 County Road 33 | Paynesville | Stearns | Minnesota | 56362 | solar | Solar = 1 MW | Solar Photovoltaic | 1 | 1 | [9 empty] | 1 |  |  | EIA-860, EIA-860M and EIA-923 | 202406 | -94.7021 | 45.4109
-11808248.3817 | 4655381.1235 | 45963 | 63681 | Oak Leaf Solar XXXIII LLC (Lantz) | 60025 | Greenbacker Renewable Energy Corporation | IPP Non-CHP | 10752 County Road 140 | Salida | Chaffee | Colorado | 81201 | solar | Solar = 3 MW | Solar Photovoltaic | 3 | 3 | [9 empty] | 3 |  |  | EIA-860, EIA-860M and EIA-923 | 202406 | -106.0753 | 38.5357
-10322595.1555 | 5510716.4202 | 45964 | 63682 | Brenda Luhman - CSG | 63380 | Brenda Luhman Community Solar LLC | IPP Non-CHP | 15380 Highway 60 Blvd | Zumbrota | Goodhue | Minnesota | 55992 | solar | Solar = 1 MW | Solar Photovoltaic | 1 | 1 | [9 empty] | 1 |  |  | EIA-860, EIA-860M and EIA-923 | 202406 | -92.7294 | 44.2918
-10332139.0208 | 5697907.7836 | 45965 | 63683 | Carlson Community (CSG) | 63381 | Carlson Community Solar | IPP Non-CHP | 36875 Oriole Ave | Lindstrom | Chisago | Minnesota | 55045 | solar | Solar = 1 MW | Solar Photovoltaic | 1 | 1 | [9 empty] | 1 |  |  | EIA-860, EIA-860M and EIA-923 | 202406 | -92.8152 | 45.4832
-10464667.5462 | 5686945.7543 | 45966 | 63684 | Hammer Community (CSG) | 63400 | Hammer Community Solar LLC | IPP Non-CHP | 7412 River Rd SE | Clear Lake | Sherburne | Minnesota | 55319 | solar | Solar = 1 MW | Solar Photovoltaic | 1 | 1 | [9 empty] | 1 |  |  | EIA-860, EIA-860M and EIA-923 | 202406 | -94.0057 | 45.4141
-13169685.7541 | 4120918.965 | 45967 | 63685 | Luna Storage | 61012 | AES Distributed Energy | IPP Non-CHP | W Ave J & 100th St. W | Lancaster | Los Angeles | California | 93536 | batteries | Battery = 100 MW | Batteries | 100 | 100 | 100 | [11 empty] | EIA-860, EIA-860M and EIA-923 | 202406 | -118.3053 | 34.6833
-9403936.6237 | 5151247.7267 | 45968 | 63686 | Crescent Wind Park | 4254 | Consumers Energy Co - (MI) | Electric Utility | 2542 N. Pittsford road | Hillsdale | Hillsdale | Michigan | 49242 | wind | Wind = 151 MW | Onshore Wind Turbine | 150 | 151 | [10 empty] | 151 |  | EIA-860, EIA-860M and EIA-923 | 202406 | -84.477 | 41.935
-9447161.982 | 5337807.1652 | 45969 | 63687 | Gratiot Farms Wind Project | 4254 | Consumers Energy Co - (MI) | Electric Utility | 11495 W. Nelson Rd | Carson City | Montcalm | Michigan | 48811 | wind | Wind = 150 MW | Onshore Wind Turbine | 150 | 150 | [10 empty] | 150 |  | EIA-860, EIA-860M and EIA-923 | 202406 | -84.8653 | 43.1695
-10572754.2077 | 3430028.547 | 45970 | 63688 | Topaz Generating | 63082 | ProEnergy Services | IPP Non-CHP | 5651 Attwater Avenue | Texas City | Galveston | Texas | 77590 | natural gas | Natural Gas = 445 MW | Natural Gas Fired Combustion Turbine | 605 | 445 | [6 empty] | 445 | [5 empty] | EIA-860, EIA-860M and EIA-923 | 202406 | -94.9767 | 29.4264
-10722178.0262 | 6085131.5207 | 45971 | 63689 | Red Lake Falls Community Hybrid | 56769 | Consolidated Edison Development Inc. | IPP Non-CHP | 12436 205th St SW. | Red Lake Falls | Red Lake | Minnesota | 56750 | wind | Solar = 1 MW,Wind = 4.6 MW | Solar Photovoltaic; Onshore Wind Turbine; | 5.6 | 5.6 | [9 empty] | 1 | 4.6 |  | EIA-860, EIA-860M and EIA-923 | 202406 | -96.319 | 47.8693
-8070322.8901 | 5183266.7114 | 45972 | 63690 | Oak Street Solar | 58871 | Citizens Enterprises Corporation | IPP Non-CHP | 433 Oak Street | Springfield | Hampden | Massachusetts | 1151 | solar | Solar = 3.5 MW | Solar Photovoltaic | 3.5 | 3.5 | [9 empty] | 3.5 |  |  | EIA-860, EIA-860M and EIA-923 | 202406 | -72.4969 | 42.1486
-8866275.5057 | 4897436.3245 | 45973 | 63691 | Hunker Solar River, LLC | 64994 | SolRiver Capital LLC | IPP Non-CHP | 463 Hunker Waltz Mill Road | Ruffs Dale | Westmoreland | Pennsylvania | 15601 | solar | Solar = 3.3 MW | Solar Photovoltaic | 3.3 | 3.3 | [9 empty] | 3.3 |  |  | EIA-860, EIA-860M and EIA-923 | 202406 | -79.6471 | 40.2164
-8684902.9933 | 4186621.3321 | 45974 | 63692 | PG Solar, LLC | 13683 | North Carolina El Member Corp | Electric Utility | Near 170 NC Highway 403 West | Mt Olive | Duplin | North Carolina | 28572 | solar | Solar = 2 MW | Solar Photovoltaic | 2 | 2 | [9 empty] | 2 |  |  | EIA-860, EIA-860M and EIA-923 | 202406 | -78.0178 | 35.1672
-8656466.3181 | 4159648.7888 | 45975 | 63693 | Freight Line Solar, LLC | 13683 | North Carolina El Member Corp | Electric Utility | 840 NC Highway 241 | Pink Hill | Duplin | North Carolina | 28572 | solar | Solar = 2 MW | Solar Photovoltaic | 2 | 2 | [9 empty] | 2 |  |  | EIA-860, EIA-860M and EIA-923 | 202406 | -77.7624 | 34.9689
-13737949.7134 | 5637562.7062 | 45976 | 63694 | Butler Solar, LLC | 64994 | SolRiver Capital LLC | IPP Non-CHP | 414 Richard St NW | Sheridan | Yamhill | Oregon | 97378 | solar | Solar = 4 MW | Solar Photovoltaic | 4 | 4 | [9 empty] | 4 |  |  | EIA-860, EIA-860M and EIA-923 | 202406 | -123.4101 | 45.1018
-8809037.0273 | 4118127.4936 | 45977 | 63695 | Holly Swamp Solar, LLC | 13683 | North Carolina El Member Corp | Electric Utility | 328 Holly Swamp Church Road | Lumberton | Robeson | North Carolina | 28360 | solar | Solar = 2 MW | Solar Photovoltaic | 2 | 2 | [9 empty] | 2 |  |  | EIA-860, EIA-860M and EIA-923 | 202406 | -79.1329 | 34.6626
-8543106.7863 | 4580483.6701 | 45978 | 63696 | Westmoreland County Solar Project | 63412 | Westmoreland County Solar Project, LLC | IPP Non-CHP | 899 WOODBINE RD # 851 | WARSAW | Westmoreland | Virginia | 22572 | solar | Solar = 19.9 MW | Solar Photovoltaic | 19.9 | 19.9 | [9 empty] | 19.9 |  |  | EIA-860, EIA-860M and EIA-923 | 202406 | -76.744 | 38.0075
-7893419.2987 | 5141818.1801 | 45979 | 63697 | Cranberry Solar | 63409 | GWE Cranberry Solar RT, LLC | IPP Non-CHP | 97 Wood Street | Middleborough | Plymouth | Massachusetts | 2346 | solar | Solar = 1 MW | Solar Photovoltaic | 1 | 1 | [9 empty] | 1 |  |  | EIA-860, EIA-860M and EIA-923 | 202406 | -70.9078 | 41.872
-8240229.7176 | 4891028.8808 | 45980 | 63698 | Galloway Landfill | 56990 | NJR Clean Energy Ventures Corporation | IPP Non-CHP | Block 1171, Lot 17, Galloway R | Wall | Monmouth | New Jersey | 7719 | solar | Solar = 2.3 MW | Solar Photovoltaic | 2.3 | 2.3 | [9 empty] | 2.3 |  |  | EIA-860, EIA-860M and EIA-923 | 202406 | -74.0232 | 40.1724
-13580859.8781 | 4484489.5353 | 45981 | 63699 | AGT000 Stevens Creek Fuel Cell | 62150 | 2016 ESA Project Company, LLC | IPP Non-CHP | 5301 Stevens Creek Blvd. | Santa Clara | Santa Clara | California | 95051 | natural gas | Natural Gas = 2.2 MW | Other Natural Gas | 2.2 | 2.2 | [6 empty] | 2.2 | [5 empty] | EIA-860, EIA-860M and EIA-923 | 202406 | -121.9989 | 37.3249
-8418211.4383 | 4830818.7407 | 45982 | 63700 | AGT001 Centerville Fuel Cell | 62150 | 2016 ESA Project Company, LLC | IPP Non-CHP | 2850 Centerville Road | Wilmington | New Castle | Delaware | 19808 | natural gas | Natural Gas = 1.3 MW | Other Natural Gas | 1.3 | 1.3 | [6 empty] | 1.3 | [5 empty] | EIA-860, EIA-860M and EIA-923 | 202406 | -75.6221 | 39.7579
-13571711.6424 | 4495784.1934 | 45983 | 63701 | CST001 McCarthy Fuel Cell | 62150 | 2016 ESA Project Company, LLC | IPP Non-CHP | 1656 McCarthy Blvd | Milpitas | Santa Clara | California | 95035 | natural gas | Natural Gas = 1.2 MW | Other Natural Gas | 1.2 | 1.2 | [6 empty] | 1.2 | [5 empty] | EIA-860, EIA-860M and EIA-923 | 202406 | -121.9168 | 37.4055
-8245471.9751 | 4979263.5672 | 45984 | 63702 | EQX002 Secaucus Rd Fuel Cell | 62150 | 2016 ESA Project Company, LLC | IPP Non-CHP | 755 Secaucus Road | Secaucus | Hudson | New Jersey | 7094 | natural gas | Natural Gas = 1.5 MW | Other Natural Gas | 1.5 | 1.5 | [6 empty] | 1.5 | [5 empty] | EIA-860, EIA-860M and EIA-923 | 202406 | -74.0703 | 40.7754
-8245684.0387 | 4979729.568 | 45985 | 63703 | EQX003 Secaucus Rd Fuel Cell | 62150 | 2016 ESA Project Company, LLC | IPP Non-CHP | 800 Secaucus Road | Secaucus | Hudson | New Jersey | 7094 | natural gas | Natural Gas = 2 MW | Other Natural Gas | 2 | 2 | [6 empty] | 2 | [5 empty] | EIA-860, EIA-860M and EIA-923 | 202406 | -74.0722 | 40.7785
-13556830.4528 | 4472909.1416 | 45986 | 63704 | EQX010 Great Oaks Fuel Cell | 62150 | 2016 ESA Project Company, LLC | IPP Non-CHP | 7 Great Oaks Blvd. | San Jose | Santa Clara | California | 95119 | natural gas | Natural Gas = 2.4 MW | Other Natural Gas | 2.4 | 2.4 | [6 empty] | 2.4 | [5 empty] | EIA-860, EIA-860M and EIA-923 | 202406 | -121.7831 | 37.2421
-13575962.9337 | 4491949.3155 | 45987 | 63705 | EQX011 Duane Fuel Cell | 62150 | 2016 ESA Project Company, LLC | IPP Non-CHP | 1350 Duane Ave | Santa Clara | Santa Clara | California | 95054 | natural gas | Natural Gas = 5.2 MW | Other Natural Gas | 5.2 | 5.2 | [6 empty] | 5.2 | [5 empty] | EIA-860, EIA-860M and EIA-923 | 202406 | -121.9549 | 37.3782
-8246092.5812 | 4979625.1936 | 45988 | 63706 | EQX012 Harz Fuel Cell | 62150 | 2016 ESA Project Company, LLC | IPP Non-CHP | 275 Hartz Way | Secaucus | Hudson | New Jersey | 7094 | natural gas | Natural Gas = 2.5 MW | Other Natural Gas | 2.5 | 2.5 | [6 empty] | 2.5 | [5 empty] | EIA-860, EIA-860M and EIA-923 | 202406 | -74.0759 | 40.7778
-13556665.7 | 4472874.1832 | 45989 | 63708 | EQX015 Great Oaks Fuel Cell | 62150 | 2016 ESA Project Company, LLC | IPP Non-CHP | 9 Great Oaks Blvd. | San Jose | Santa Clara | California | 95119 | natural gas | Natural Gas = 4 MW | Other Natural Gas | 4 | 4 | [6 empty] | 4 | [5 empty] | EIA-860, EIA-860M and EIA-923 | 202406 | -121.7816 | 37.2419
-9564787.722 | 5279000.3452 | 45990 | 63709 | Autumn Hills Generating Facility | 13559 | North American Natural Res | IPP Non-CHP | 5615 Adams Street | Zeeland | Ottawa | Michigan | 49464 | biomass | Biomass = 4 MW | Landfill Gas | 4 | 4 |  | 4 | [10 empty] | EIA-860, EIA-860M and EIA-923 | 202406 | -85.9219 | 42.783
-13437204.7469 | 5710548.7789 | 45991 | 63710 | Golden Hill Wind | 15399 | Avangrid Renewables LLC | IPP Non-CHP | 93999 Haven Lane | Wasco | Sherman | Oregon | 97065 | wind | Wind = 201.3 MW | Onshore Wind Turbine | 201.3 | 201.3 | [10 empty] | 201.3 |  | EIA-860, EIA-860M and EIA-923 | 202406 | -120.7085 | 45.5627
-13583649.5446 | 4496746.9858 | 45992 | 63711 | JSR000 N Mathilda Fuel Cell | 62150 | 2016 ESA Project Company, LLC | IPP Non-CHP | 1260 North Mathilda Avenue | Sunnyvale | Santa Clara | California | 94089 | natural gas | Natural Gas = 1.1 MW | Other Natural Gas | 1.1 | 1.1 | [6 empty] | 1.1 | [5 empty] | EIA-860, EIA-860M and EIA-923 | 202406 | -122.024 | 37.4124
-13599313.3101 | 4538045.2666 | 45993 | 63712 | KSR028 Merced Fuel Cell | 62150 | 2016 ESA Project Company, LLC | IPP Non-CHP | 2500 Merced St. | San Leandro | Alameda | California | 94577 | natural gas | Natural Gas = 2 MW | Other Natural Gas | 2 | 2 | [6 empty] | 2 | [5 empty] | EIA-860, EIA-860M and EIA-923 | 202406 | -122.1647 | 37.7065
-8293689.4559 | 4958287.1542 | 45994 | 63713 | IIV000 Mt Bethel Fuel Cell | 62150 | 2016 ESA Project Company, LLC | IPP Non-CHP | 141 Mt Bethel Rd. | Warren | Somerset | New Jersey | 7069 | natural gas | Natural Gas = 2.6 MW | Other Natural Gas | 2.6 | 2.6 | [6 empty] | 2.6 | [5 empty] | EIA-860, EIA-860M and EIA-923 | 202406 | -74.5035 | 40.6325
-13057664.9506 | 3923325.6636 | 45995 | 63714 | GEN005 Antibody Fuel Cell | 62150 | 2016 ESA Project Company, LLC | IPP Non-CHP | 1 Antibody Way | Oceanside | San Diego | California | 92056 | natural gas | Natural Gas = 2.5 MW | Other Natural Gas | 2.5 | 2.5 | [6 empty] | 2.5 | [5 empty] | EIA-860, EIA-860M and EIA-923 | 202406 | -117.299 | 33.2109
-13574369.9518 | 4487996.8072 | 45996 | 63715 | SCU000 El Camino Real Fuel Cell | 62150 | 2016 ESA Project Company, LLC | IPP Non-CHP | 500 El Camino Real | Santa Clara | Santa Clara | California | 95053 | natural gas | Natural Gas = 1.5 MW | Other Natural Gas | 1.5 | 1.5 | [6 empty] | 1.5 | [5 empty] | EIA-860, EIA-860M and EIA-923 | 202406 | -121.9406 | 37.3499
-13168462.3529 | 4000665.6811 | 45997 | 63716 | KSR053 Cantara Fuel Cell | 62150 | 2016 ESA Project Company, LLC | IPP Non-CHP | 13682 Cantara St. | Panorama City | Los Angeles | California | 91402 | natural gas | Natural Gas = 1.6 MW | Other Natural Gas | 1.6 | 1.6 | [6 empty] | 1.6 | [5 empty] | EIA-860, EIA-860M and EIA-923 | 202406 | -118.2943 | 33.7902
-13539152.9177 | 4391370.9384 | 45998 | 63717 | TLR000 Hansen Fuel Cell | 62150 | 2016 ESA Project Company, LLC | IPP Non-CHP | 1275 Hansen St. | Salinas | Monterey | California | 93901 | natural gas | Natural Gas = 3 MW | Other Natural Gas | 3 | 3 | [6 empty] | 3 | [5 empty] | EIA-860, EIA-860M and EIA-923 | 202406 | -121.6243 | 36.6568
-7955229.2233 | 5121387.9445 | 45999 | 63718 | ISM Solar Cranston CSG | 61227 | Nautilus Solar Solutions | IPP Non-CHP | 1690 Pontiac Ave | Cranston | Providence | Rhode Island | 2920 | solar | Solar = 3.1 MW | Solar Photovoltaic | 3.1 | 3.1 | [9 empty] | 3.1 |  |  | EIA-860, EIA-860M and EIA-923 | 202406 | -71.463 | 41.7351
-9611324.8351 | 4172037.8967 | 46000 | 63719 | Elora Solar | 63418 | Elora Solar | IPP Non-CHP | 7 Terry Dunavan Rd | Elora | Lincoln | Tennessee | 37328 | solar | Solar = 150 MW | Solar Photovoltaic | 150 | 150 | [9 empty] | 150 |  |  | EIA-860, EIA-860M and EIA-923 | 202406 | -86.34 | 35.06
-9142669.7789 | 4045464.3742 | 46001 | 63720 | Augusta Solar | 63419 | Augusta Solar, LLC | IPP Non-CHP | 318 Callison Hwy | Greenwood | Greenwood | South Carolina | 29646 | solar | Solar = 2 MW | Solar Photovoltaic | 2 | 2 | [9 empty] | 2 |  |  | EIA-860, EIA-860M and EIA-923 | 202406 | -82.13 | 34.124
-9426589.2496 | 3600054.329 | 46002 | 63721 | Cool Springs Solar (Hybrid) | 63414 | Cool Springs Solar, LLC | IPP Non-CHP | 3710 Faceville Hwy | Bainbridge | Decatur | Georgia | 39819 | solar | Battery = 40 MW, Solar = 213 MW | Batteries; Solar Photovoltaic; | 253 | 253 | 40 | [8 empty] | 213 |  |  | EIA-860, EIA-860M and EIA-923 | 202406 | -84.6805 | 30.7479
-11690278.7759 | 4991415.9665 | 46003 | 63722 | Rawhide Prairie Solar Hybrid | 60025 | Greenbacker Renewable Energy Corporation | IPP Non-CHP | 3100 E County Road 82 | Wellington | Larimer | Colorado | 80549 | solar | Battery = 1 MW, Solar = 22 MW | Batteries; Solar Photovoltaic; | 23 | 23 | 1 | [8 empty] | 22 |  |  | EIA-860, EIA-860M and EIA-923 | 202406 | -105.0156 | 40.858
-10337927.9682 | 5449070.5215 | 46004 | 63724 | Hayfield Solar I LLC CSG | 63359 | REA Investments, LLC | IPP Non-CHP | 18612 State Hwy 30 | Hayfield | Dodge | Minnesota | 55940 | solar | Solar = 1 MW | Solar Photovoltaic | 1 | 1 | [9 empty] | 1 |  |  | EIA-860, EIA-860M and EIA-923 | 202406 | -92.8672 | 43.8941
-10337267.8437 | 5452948.8632 | 46005 | 63725 | Hayfield Solar III LLC CSG | 63359 | REA Investments, LLC | IPP Non-CHP | 71303 State Highway 56 | Hayfield | Dodge | Minnesota | 55940 | solar | Solar = 1 MW | Solar Photovoltaic | 1 | 1 | [9 empty] | 1 |  |  | EIA-860, EIA-860M and EIA-923 | 202406 | -92.8613 | 43.9192
-10722016.613 | 5467914.2199 | 46006 | 63726 | Pipestone City Solar LLC CSG | 63359 | REA Investments, LLC | IPP Non-CHP | 1051 North Hiawatha Ave | Pipestone | Pipestone | Minnesota | 56164 | solar | Solar = 1 MW | Solar Photovoltaic | 1 | 1 | [9 empty] | 1 |  |  | EIA-860, EIA-860M and EIA-923 | 202406 | -96.3175 | 44.016
-13346628.0848 | 4331895.1351 | 46007 | 63727 | Slate Hybrid | 61944 | MN8 Energy LLC | IPP Non-CHP | 16829 Avenal Cutoff Road | Stratford | Kings | California | 93266 | solar | Battery = 140.3 MW, Solar = 300 MW | Batteries; Solar Photovoltaic; | 440.3 | 440.3 | 140.3 | [8 empty] | 300 |  |  | EIA-860, EIA-860M and EIA-923 | 202406 | -119.8948 | 36.227
-11757564.6176 | 4361334.8227 | 46008 | 63728 | Taos Mesa Energy Facility Hybrid | 63420 | Taos Mesa Energy Facility, LLC | Electric Utility | 180 Lower Las Colonis RD | El Prado | Taos | New Mexico | 87529 | solar | Battery = 12.5 MW, Solar = 15 MW | Batteries; Solar Photovoltaic; | 27.5 | 27.5 | 12.5 | [8 empty] | 15 |  |  | EIA-860, EIA-860M and EIA-923 | 202406 | -105.62 | 36.44
-8249076.8342 | 5143875.5982 | 46009 | 63729 | CES Marbletown Solar | 57365 | Consolidated Edison Solutions Inc. | IPP Non-CHP | 2675 Route 209 | Marbletown | Ulster | New York | 12401 | solar | Solar = 3 MW | Solar Photovoltaic | 3 | 3 | [9 empty] | 3 |  |  | EIA-860, EIA-860M and EIA-923 | 202406 | -74.1027 | 41.8857
-11623330.5662 | 4626186.5294 | 46010 | 63731 | Neptune Energy Center Hybrid | 63427 | Neptune Energy Center, LLC | IPP Non-CHP | TBD | Boone | Pueblo | Colorado | 81025 | solar | Battery = 125 MW, Solar = 325 MW | Batteries; Solar Photovoltaic; | 450 | 450 | 125 | [8 empty] | 325 |  |  | EIA-860, EIA-860M and EIA-923 | 202406 | -104.4142 | 38.3303
-8762439.1337 | 4220318.1719 | 46011 | 63732 | ESA Buies Creek, LLC | 61677 | Sol Systems | IPP Non-CHP | 1887 Leslie Campbell Ave | Lillington | Harnett | North Carolina | 27546 | solar | Solar = 2.8 MW | Solar Photovoltaic | 2.8 | 2.8 | [9 empty] | 2.8 |  |  | EIA-860, EIA-860M and EIA-923 | 202406 | -78.7143 | 35.4142
-8691853.671 | 4186344.3561 | 46012 | 63733 | Eros Solar, LLC | 61677 | Sol Systems | IPP Non-CHP | 253 Broadhurst Rd | Mt Olive | Duplin | North Carolina | 28365 | solar | Solar = 5 MW | Solar Photovoltaic | 5 | 5 | [9 empty] | 5 |  |  | EIA-860, EIA-860M and EIA-923 | 202406 | -78.0803 | 35.1651
-9036595.2172 | 4283958.4652 | 46013 | 63734 | Ventura Solar, LLC | 61677 | Sol Systems | IPP Non-CHP | 2975 Hwy.16 S. | Taylorsville | Alexander | North Carolina | 28681 | solar | Solar = 5 MW | Solar Photovoltaic | 5 | 5 | [9 empty] | 5 |  |  | EIA-860, EIA-860M and EIA-923 | 202406 | -81.1771 | 35.8788
-13255904.1469 | 4056730.6589 | 46014 | 63735 | Silverstrand Grid Energy Storage System | 63424 | Silverstrand Grid, LLC | IPP Non-CHP | 375 Willis Avenue | Camarillo | Ventura | California | 93010 | batteries | Battery = 11 MW | Batteries | 11 | 11 | 11 | [11 empty] | EIA-860, EIA-860M and EIA-923 | 202406 | -119.0798 | 34.2077
-10840972.2869 | 3882627.3603 | 46015 | 63737 | Chisholm Grid Energy Storage System | 63430 | Chisholm Grid, LLC | IPP Non-CHP | TBD | Fort Worth | Tarrant | Texas | 76179 | batteries | Battery = 100 MW | Batteries | 100 | 100 | 100 | [11 empty] | EIA-860, EIA-860M and EIA-923 | 202406 | -97.3861 | 32.9044
-10902366.5445 | 3327617.3142 | 46016 | 63738 | Helena Wind | 63437 | Helena Wind, LLC | IPP Non-CHP | TBD | Pawnee | Bee | Texas | 78145 | wind | Wind = 268.2 MW | Onshore Wind Turbine | 268.2 | 268.2 | [10 empty] | 268.2 |  | EIA-860, EIA-860M and EIA-923 | 202406 | -97.9376 | 28.622
-10858697.6894 | 3044338.9334 | 46017 | 63739 | Las Majadas Wind Farm | 63431 | Las Majadas Wind Farm, LLC | IPP Non-CHP | 5785 FM 1420 | Santa Monica | Willacy | Texas | 78569 | wind | Wind = 272.6 MW | Onshore Wind Turbine | 272.6 | 272.6 | [10 empty] | 272.6 |  | EIA-860, EIA-860M and EIA-923 | 202406 | -97.5453 | 26.3648
-10223977.4413 | 5482772.3816 | 46018 | 63741 | USS Bluff Country Solar CSG | 65173 | United States Solar Corporation | IPP Non-CHP | 20440 County Road 114 | Altura | Winona | Minnesota | 55910 | solar | Solar = 1 MW | Solar Photovoltaic | 1 | 1 | [9 empty] | 1 |  |  | EIA-860, EIA-860M and EIA-923 | 202406 | -91.8436 | 44.1119
-10593664.7948 | 5700226.9792 | 46019 | 63742 | USS Viceroy Solar LLC CSG | 65173 | United States Solar Corporation | IPP Non-CHP | 11645 County Road 8 | Brooten | Pope | Minnesota | 56316 | solar | Solar = 1 MW | Solar Photovoltaic | 1 | 1 | [9 empty] | 1 |  |  | EIA-860, EIA-860M and EIA-923 | 202406 | -95.1645 | 45.4978
-10401000.8125 | 5438497.5572 | 46020 | 63743 | USS Solar Way LLC CSG | 60531 | Standard Solar | IPP Non-CHP | 71509 325th Street | Hartland | Freeborn | Minnesota | 56042 | solar | Solar = 1 MW | Solar Photovoltaic | 1 | 1 | [9 empty] | 1 |  |  | EIA-860, EIA-860M and EIA-923 | 202406 | -93.4338 | 43.8256
-10366568.5808 | 5536426.0398 | 46021 | 63744 | USS Hubers Solar LLC CSG | 65173 | United States Solar Corporation | IPP Non-CHP | 8967 90th Street E | Northfield | Rice | Minnesota | 55057 | solar | Solar = 1 MW | Solar Photovoltaic | 1 | 1 | [9 empty] | 1 |  |  | EIA-860, EIA-860M and EIA-923 | 202406 | -93.1245 | 44.4569
-8635052.9008 | 4389045.5206 | 46022 | 63745 | Greensville County Solar Project, LLC | 5248 | Dominion Energy Inc. | IPP Non-CHP | 1494 Rock Bridge Road | Skippers | Greensville | Virginia | 23879 | solar | Solar = 80 MW | Solar Photovoltaic | 80 | 80 | [9 empty] | 80 |  |  | EIA-860, EIA-860M and EIA-923 | 202406 | -77.57 | 36.64
-8534865.3591 | 4409875.7783 | 46023 | 63746 | TWE Myrtle Solar Farm, LLC | 5248 | Dominion Energy Inc. | IPP Non-CHP | 5050 Pruden Blvd | Suffolk | Suffolk City | Virginia | 23434 | solar | Solar = 15 MW | Solar Photovoltaic | 15 | 15 | [9 empty] | 15 |  |  | EIA-860, EIA-860M and EIA-923 | 202406 | -76.67 | 36.79
-8276604.0292 | 5087671.1537 | 46024 | 63747 | Fogarty CSG | 63441 | Fogarty Solar LLC | IPP Non-CHP | 124 Lybolt Rd | Middletown | Orange | New York | 10941 | solar | Solar = 2 MW | Solar Photovoltaic | 2 | 2 | [9 empty] | 2 |  |  | EIA-860, EIA-860M and EIA-923 | 202406 | -74.35 | 41.5087
-8294350.3597 | 5081466.1488 | 46025 | 63748 | Mount Hope West | 63442 | Mount Hope Solar 2 LLC | IPP Non-CHP | 1448 NY Rt 211 | Mount Hope | Orange | New York | 10940 | solar | Solar = 1.9 MW | Solar Photovoltaic | 1.9 | 1.9 | [9 empty] | 1.9 |  |  | EIA-860, EIA-860M and EIA-923 | 202406 | -74.5094 | 41.467
-8294375.8519 | 5081567.1682 | 46026 | 63749 | Mount Hope East | 63443 | Mount Hope Solar 1 LLC | IPP Non-CHP | 1448 NY Rt 211 | Mount Hope | Orange | New York | 10940 | solar | Solar = 1.9 MW | Solar Photovoltaic | 1.9 | 1.9 | [9 empty] | 1.9 |  |  | EIA-860, EIA-860M and EIA-923 | 202406 | -74.5096 | 41.4677
-8241003.3881 | 5159102.2463 | 46027 | 63750 | Bluestone | 63444 | Bluestone Solar LLC | IPP Non-CHP | 92 Hallihan Hill Road | Kingston | Ulster | New York | 12401 | solar | Solar = 2 MW | Solar Photovoltaic | 2 | 2 | [9 empty] | 2 |  |  | EIA-860, EIA-860M and EIA-923 | 202406 | -74.0302 | 41.9875
-8224758.5348 | 5118574.0061 | 46028 | 63751 | Underhill | 63445 | Underhill Solar LLC | IPP Non-CHP | 130 Underhill Rd | Poughkeepsie | Dutchess | New York | 12603 | solar | Solar = 2 MW | Solar Photovoltaic | 2 | 2 | [9 empty] | 2 |  |  | EIA-860, EIA-860M and EIA-923 | 202406 | -73.8843 | 41.7163
-8257643.0916 | 5098082.7919 | 46029 | 63752 | Grabinski | 63446 | Grabinski Solar LLC | IPP Non-CHP | 40 Lake Osiris Rd | Walden | Orange | New York | 12586 | solar | Solar = 2 MW | Solar Photovoltaic | 2 | 2 | [9 empty] | 2 |  |  | EIA-860, EIA-860M and EIA-923 | 202406 | -74.1797 | 41.5787
-11663467.3652 | 4899178.2609 | 46030 | 63753 | Platteville Solar CSG, LLC | 60025 | Greenbacker Renewable Energy Corporation | IPP Non-CHP | 15763 County Road 31 | Platteville | Weld | Colorado | 80651 | solar | Solar = 1.3 MW | Solar Photovoltaic | 1.3 | 1.3 | [9 empty] | 1.3 |  |  | EIA-860, EIA-860M and EIA-923 | 202406 | -104.7747 | 40.2283
-9506756.8714 | 3616819.5152 | 46031 | 63754 | Gulf Power Blue Indigo Energy | 6452 | Florida Power & Light Co | Electric Utility | 4360 Jackson Road | Cottondale | Jackson | Florida | 32431 | solar | Solar = 74.5 MW | Solar Photovoltaic | 74.5 | 74.5 | [9 empty] | 74.5 |  |  | EIA-860, EIA-860M and EIA-923 | 202406 | -85.4006 | 30.8773
-12690930.3465 | 5231179.0874 | 46032 | 63755 | Milner Butte LFGE | 63439 | Southern Idaho Solid Waste | Commercial Non-CHP | 1050 W 400 S | Burley | Cassia | Idaho | 83318 | biomass | Biomass = 3.9 MW | Landfill Gas | 3.9 | 3.9 |  | 3.9 | [10 empty] | EIA-860, EIA-860M and EIA-923 | 202406 | -114.0046 | 42.4669
-8933802.7994 | 3913064.5431 | 46033 | 63756 | Omtanke Solar | 63450 | DG South Carolina Solar, LLC | IPP Non-CHP | 1801 Volvo Car Drive | Ridgeville | Berkeley | South Carolina | 29472 | solar | Solar = 6 MW | Solar Photovoltaic | 6 | 6 | [9 empty] | 6 |  |  | EIA-860, EIA-860M and EIA-923 | 202406 | -80.2537 | 33.1337
-10946022.4866 | 3020132.3506 | 46034 | 63757 | Madero Grid | 63451 | Madero Grid, LLC | IPP Non-CHP | TBD | Mission | Hidalgo | Texas | 78572 | batteries | Battery = 100 MW | Batteries | 100 | 100 | 100 | [11 empty] | EIA-860, EIA-860M and EIA-923 | 202406 | -98.3298 | 26.1698
-13128920.1113 | 4018352.2498 | 46035 | 63758 | Kroger La Habra | 63452 | Ralph's Grocery Company | Industrial Non-CHP | 850 S Leslie St | La Habra | Orange | California | 90631 | solar | Solar = 1.2 MW | Solar Photovoltaic | 1.2 | 1.2 | [9 empty] | 1.2 |  |  | EIA-860, EIA-860M and EIA-923 | 202406 | -117.9391 | 33.9221
-9140759.8703 | 4169799.6315 | 46036 | 63759 | Ballenger Road Solar A | 63673 | Ballenger Road Solar A | IPP Non-CHP | 485 Ballenger Road | Inman | Spartanburg | South Carolina | 29349 | solar | Solar = 2 MW | Solar Photovoltaic | 2 | 2 | [9 empty] | 2 |  |  | EIA-860, EIA-860M and EIA-923 | 202406 | -82.1128 | 35.0435
-9172552.049 | 4134881.6162 | 46037 | 63760 | White Horse Solar A | 63674 | White Horse Solar A | IPP Non-CHP | 1128 White Horse Road | Greenville | Greenville | South Carolina | 29605 | solar | Solar = 2 MW | Solar Photovoltaic | 2 | 2 | [9 empty] | 2 |  |  | EIA-860, EIA-860M and EIA-923 | 202406 | -82.3984 | 34.7863
-13611611.2195 | 4613020.0848 | 46038 | 63761 | Soscol Ferry Solar | 63675 | Soscol Ferry Solar | IPP Non-CHP | 1165 Soscol Ferry Road | Napa | Napa | California | 94558 | solar | Solar = 2 MW | Solar Photovoltaic | 2 | 2 | [9 empty] | 2 |  |  | EIA-860, EIA-860M and EIA-923 | 202406 | -122.2752 | 38.2374
-13643945.7467 | 4601129.2859 | 46039 | 63762 | Silveira Ranch Road Solar | 63676 | Silveira Ranch Road Solar | IPP Non-CHP | 8900 Silveira Ranch Road | Novato | Marin | California | 94945 | solar | Solar = 3 MW | Solar Photovoltaic | 3 | 3 | [9 empty] | 3 |  |  | EIA-860, EIA-860M and EIA-923 | 202406 | -122.5657 | 38.1535
-8091925.1053 | 5169821.4592 | 46040 | 63763 | CES Agawam Tuckahoe Solar Hybrid | 64541 | CES Agawam Tuckahoe Solar LLC | IPP Non-CHP | 38 Tuckahoe Drive | Agawam | Hampden | Massachusetts | 1030 | solar | Battery = 2.6 MW, Solar = 3.6 MW | Batteries; Solar Photovoltaic; | 6.2 | 6.2 | 2.6 | [8 empty] | 3.6 |  |  | EIA-860, EIA-860M and EIA-923 | 202406 | -72.691 | 42.059
-10765276.1463 | 3793876.6037 | 46041 | 63764 | Elm Branch Solar 1 | 62842 | Lightsource Renewable Energy Asset Management, LLC | IPP Non-CHP | 5029 FM 984 | Bardwell | Ellis | Texas | 75101 | solar | Solar = 134.7 MW | Solar Photovoltaic | 134.7 | 134.7 | [9 empty] | 134.7 |  |  | EIA-860, EIA-860M and EIA-923 | 202406 | -96.7061 | 32.2326
-9609915.6417 | 3789193.9936 | 46042 | 63765 | Black Bear Solar 1 | 62842 | Lightsource Renewable Energy Asset Management, LLC | IPP Non-CHP | 3670 Butler Mill Road | Montgomery | Montgomery | Alabama | 36105 | solar | Solar = 100 MW | Solar Photovoltaic | 100 | 100 | [9 empty] | 100 |  |  | EIA-860, EIA-860M and EIA-923 | 202406 | -86.3273 | 32.197
-10203575.5842 | 4186696.3646 | 46043 | 63766 | Happy Solar 1 | 62842 | Lightsource Renewable Energy Asset Management, LLC | IPP Non-CHP | 441 Joe Pantel Road | Searcy | White | Arkansas | 72143 | solar | Solar = 95 MW | Solar Photovoltaic | 95 | 95 | [9 empty] | 95 |  |  | EIA-860, EIA-860M and EIA-923 | 202406 | -91.6603 | 35.1677
-8661943.3483 | 4836861.6952 | 46044 | 63768 | Elk Hill Solar 2 | 62842 | Lightsource Renewable Energy Asset Management, LLC | IPP Non-CHP | 4295 Letzburg Road | Peters Township | Franklin | Pennsylvania | 17225 | solar | Solar = 15 MW | Solar Photovoltaic | 15 | 15 | [9 empty] | 15 |  |  | EIA-860, EIA-860M and EIA-923 | 202406 | -77.8116 | 39.7996
-10751808.1577 | 3772172.0829 | 46045 | 63769 | Briar Creek Solar 1 | 62842 | Lightsource Renewable Energy Asset Management, LLC | IPP Non-CHP | 7690 FM 744 | Corsicana | Navarro | Texas | 75110 | solar | Solar = 127 MW | Solar Photovoltaic | 127 | 127 | [9 empty] | 127 |  |  | EIA-860, EIA-860M and EIA-923 | 202406 | -96.5851 | 32.0675
-11643652.2732 | 4608782.7662 | 46046 | 63770 | Bighorn Solar 1 | 62842 | Lightsource Renewable Energy Asset Management, LLC | IPP Non-CHP | 1875 Lime Road | Pueblo | Pueblo | Colorado | 81006 | solar | Solar = 240 MW | Solar Photovoltaic | 240 | 240 | [9 empty] | 240 |  |  | EIA-860, EIA-860M and EIA-923 | 202406 | -104.5967 | 38.2075
-8220023.8942 | 5604792.9507 | 46047 | 63772 | Adirondack Solar | 61060 | Cypress Creek Renewables | IPP Non-CHP | 5572 Route 11 | Ellenburg Center | Clinton | New York | 12933 | solar | Solar = 1.1 MW | Solar Photovoltaic | 1.1 | 1.1 | [9 empty] | 1.1 |  |  | EIA-860, EIA-860M and EIA-923 | 202406 | -73.8417 | 44.8936
-8675033.0733 | 4844058.5167 | 46048 | 63773 | Elk Hill Solar 1 | 62842 | Lightsource Renewable Energy Asset Management, LLC | IPP Non-CHP | 12947 Buchanan Trail W | Mercersburg | Franklin | Pennsylvania | 17236 | solar | Solar = 20 MW | Solar Photovoltaic | 20 | 20 | [9 empty] | 20 |  |  | EIA-860, EIA-860M and EIA-923 | 202406 | -77.9291 | 39.8492
-8208260.6523 | 5041217.5211 | 46049 | 63774 | Mount Kisco Landfill Solar & Storage CSG | 59474 | BQ Energy LLC | IPP Non-CHP | 43 Columbus Ave | Mount Kisco | Westchester | New York | 10549 | solar | Battery = 0.5 MW, Solar = 1 MW | Batteries; Solar Photovoltaic; | 1.7 | 1.5 | 0.5 | [8 empty] | 1 |  |  | EIA-860, EIA-860M and EIA-923 | 202406 | -73.7361 | 41.1955
-9394240.6961 | 3998710.2415 | 46050 | 63775 | Tech Square Microgrid | 7140 | Georgia Power Co | Electric Utility | 755 Williams Street | Atlanta | Fulton | Georgia | 30308 | natural gas | Battery = 0.2 MW, Natural Gas = 0.6 MW, Petroleum = 0.6 MW | Batteries; Natural Gas Internal Combustion Engine; Other Natural Gas; Petroleum Liquids; | 1.4 | 1.4 | 0.2 | [5 empty] | 0.6 |  | 0.6 |  |  |  | EIA-860, EIA-860M and EIA-923 | 202406 | -84.3899 | 33.7756
-11621536.6526 | 4606287.1566 | 46051 | 63776 | Thunder Wolf Energy Center Hybrid | 63454 | Thunder Wolf Energy Center, LLC | IPP Non-CHP | TBD | Avondale | Pueblo | Colorado | 81022 | solar | Battery = 100 MW, Solar = 248 MW | Batteries; Solar Photovoltaic; | 348 | 348 | 100 | [8 empty] | 248 |  |  | EIA-860, EIA-860M and EIA-923 | 202406 | -104.398 | 38.1899
-9134877.4145 | 4125895.0659 | 46052 | 63777 | Pinson Solar Farm | 62627 | Cardinal Renewables | IPP Non-CHP | 910 W Georgia Road | Woodruff | Spartanburg | South Carolina | 29388 | solar | Solar = 20 MW | Solar Photovoltaic | 20 | 20 | [9 empty] | 20 |  |  | EIA-860, EIA-860M and EIA-923 | 202406 | -82.06 | 34.72
-13323407.9522 | 5397830.6386 | 46053 | 63778 | Suntex Solar, LLC | 66039 | SC Oregon 2 Lessor Parent, LLC | IPP Non-CHP | 52960 Best Ln. | Riley | Harney | Oregon | 97758 | solar | Solar = 10 MW | Solar Photovoltaic | 10 | 10 | [9 empty] | 10 |  |  | EIA-860, EIA-860M and EIA-923 | 202406 | -119.6862 | 43.5615
-13461908.323 | 5372582.0609 | 46054 | 63779 | Rock Garden Solar, LLC | 66039 | SC Oregon 2 Lessor Parent, LLC | IPP Non-CHP | 62661 Webster Road | Fort Rock | Lake | Oregon | 97735 | solar | Solar = 10 MW | Solar Photovoltaic | 10 | 10 | [9 empty] | 10 |  |  | EIA-860, EIA-860M and EIA-923 | 202406 | -120.9304 | 43.3969
-8279805.689 | 5318415.6025 | 46055 | 63780 | NY- CSG- Johnstown 2 | 63461 | NY- CSG- Johnstown 2 | IPP Non-CHP | 99 Park Avenue, Suite 1700 | New York | Fulton | New York | 10016 | solar | Solar = 2 MW | Solar Photovoltaic | 2 | 2 | [9 empty] | 2 |  |  | EIA-860, EIA-860M and EIA-923 | 202406 | -74.3788 | 43.0423
-8656671.1459 | 5299787.7465 | 46056 | 63781 | NY- CSG- Livingston 4 | 63462 | NY- CSG- Livingston 4 | IPP Non-CHP | 4572 Caledonia-Avon Road | Caledonia | Livingston | New York | 14423 | solar | Solar = 2 MW | Solar Photovoltaic | 2 | 2 | [9 empty] | 2 |  |  | EIA-860, EIA-860M and EIA-923 | 202406 | -77.7642 | 42.9199
-8248774.2678 | 4906714.9326 | 46057 | 63786 | Ben Moreell Solar Farm | 63466 | Conductive Power | IPP Non-CHP | 199 Hamilton Road | Tinton Falls | Monmouth | New Jersey | 7701 | solar | Solar = 20 MW | Solar Photovoltaic | 20 | 20 | [9 empty] | 20 |  |  | EIA-860, EIA-860M and EIA-923 | 202406 | -74.1 | 40.28
-8632868.2558 | 4373955.0848 | 46058 | 63787 | Pleasant Hill PV1 | 61298 | Pine Gate Renewables | IPP Non-CHP | HWY 48 and James Massey Rd | Pleasant Hill | Northampton | North Carolina | 27866 | solar | Solar = 20 MW | Solar Photovoltaic | 20 | 20 | [9 empty] | 20 |  |  | EIA-860, EIA-860M and EIA-923 | 202406 | -77.5504 | 36.5311
-8693342.2352 | 4294521.0077 | 46059 | 63789 | East Nash PV2 | 61298 | Pine Gate Renewables | IPP Non-CHP | 7300 US 64 A | Spring Hope | Nash | North Carolina | 27882 | solar | Solar = 23.4 MW | Solar Photovoltaic | 23.4 | 23.4 | [9 empty] | 23.4 |  |  | EIA-860, EIA-860M and EIA-923 | 202406 | -78.0936 | 35.9557
-10015185.6025 | 4967974.9127 | 46060 | 63790 | Illinois PV Fulton 1 CSG | 63470 | Illinois PV Fulton 1, LLC | IPP Non-CHP | E IL-116 Fulton 1B | Farmington | Fulton | Illinois | 61531 | solar | Solar = 2 MW | Solar Photovoltaic | 2 | 2 | [9 empty] | 2 |  |  | EIA-860, EIA-860M and EIA-923 | 202406 | -89.9679 | 40.6985
-10466380.5305 | 5688451.7538 | 46061 | 63791 | Sobania Community Solar LLC | 62915 | Madison Energy Holdings LLC | IPP Non-CHP | 6820 River RD SE | Clear Lake | Sherburne | Minnesota | 55319 | solar | Solar = 1 MW | Solar Photovoltaic | 1 | 1 | [9 empty] | 1 |  |  | EIA-860, EIA-860M and EIA-923 | 202406 | -94.0211 | 45.4236
-10455015.2558 | 5728897.7937 | 46062 | 63792 | Svihel Community Solar LLC CSG | 64151 | Svihel Community Solar LLC | IPP Non-CHP | 11809 75th NE | Foley | Benton | Minnesota | 56329 | solar | Solar = 1 MW | Solar Photovoltaic | 1 | 1 | [9 empty] | 1 |  |  | EIA-860, EIA-860M and EIA-923 | 202406 | -93.919 | 45.678
-10469598.1091 | 5721253.423 | 46063 | 63793 | Studenski Community Solar LLC CSG | 64152 | Studenski Community Solar LLC | IPP Non-CHP | 5551 Golden Spike Rd NE | Sauk Rapids | Benton | Minnesota | 56379 | solar | Solar = 1 MW | Solar Photovoltaic | 1 | 1 | [9 empty] | 1 |  |  | EIA-860, EIA-860M and EIA-923 | 202406 | -94.05 | 45.63
-10457605.6604 | 5726229.6417 | 46064 | 63794 | Stevens Community Solar LLC | 62915 | Madison Energy Holdings LLC | IPP Non-CHP | 10800 65TH St. NE | Foley | Benton | Minnesota | 56329 | solar | Solar = 1 MW | Solar Photovoltaic | 1 | 1 | [9 empty] | 1 |  |  | EIA-860, EIA-860M and EIA-923 | 202406 | -93.9423 | 45.6613
-13470048.0042 | 5360717.8991 | 46065 | 63795 | Alkali Solar, LLC | 66039 | SC Oregon 2 Lessor Parent, LLC | IPP Non-CHP | 78625 Connley Lane | Silver Lake | Lake | Oregon | 97638 | solar | Solar = 10 MW | Solar Photovoltaic | 10 | 10 | [9 empty] | 10 |  |  | EIA-860, EIA-860M and EIA-923 | 202406 | -121.0035 | 43.3194
-13263397.8411 | 5388786.7554 | 46066 | 63796 | West Hines Solar I, LLC | 66039 | SC Oregon 2 Lessor Parent, LLC | IPP Non-CHP | 67364 Reno Rd. | Hines | Harney | Oregon | 97738 | solar | Solar = 10 MW | Solar Photovoltaic | 10 | 10 | [9 empty] | 10 |  |  | EIA-860, EIA-860M and EIA-923 | 202406 | -119.1471 | 43.5026
-10800216.9968 | 3818569.303 | 46067 | 63797 | Ellis Solar LLC | 61222 | 174 Power Global Corp. | IPP Non-CHP | 3391 Wyatt Road | Midlothian | Ellis | Texas | 76065 | solar | Solar = 80 MW | Solar Photovoltaic | 80 | 80 | [9 empty] | 80 |  |  | EIA-860, EIA-860M and EIA-923 | 202406 | -97.02 | 32.42
-8205078.362 | 5296716.2361 | 46068 | 63800 | NY - CSG - Ellsworth II | 61227 | Nautilus Solar Solutions | IPP Non-CHP | 90 Pryun Hill Road | Halfmoon | Saratoga | New York | 12118 | solar | Solar = 2 MW | Solar Photovoltaic | 2 | 2 | [9 empty] | 2 |  |  | EIA-860, EIA-860M and EIA-923 | 202406 | -73.7075 | 42.8997
-9585532.1091 | 5120784.2488 | 46069 | 63801 | St. Joseph Solar | 9324 | Indiana Michigan Power Co | Electric Utility | 52500 Bittersweet Rd | Granger | St Joseph | Indiana | 46530 | solar | Solar = 20 MW | Solar Photovoltaic | 20 | 20 | [9 empty] | 20 |  |  | EIA-860, EIA-860M and EIA-923 | 202406 | -86.1083 | 41.7311
-11468698.7766 | 4734405.8584 | 46070 | 63803 | Bronco Plains Wind, LLC | 63487 | Bronco Plains Wind, LLC | IPP Non-CHP | 4902 County Road 6 | Flagler | Kit Carson | Colorado | 80815 | wind | Wind = 299 MW | Onshore Wind Turbine | 300 | 299 | [10 empty] | 299 |  | EIA-860, EIA-860M and EIA-923 | 202406 | -103.0251 | 39.0888
-8043655.7495 | 5246967.8443 | 46071 | 63804 | Partridgeville Hybrid CSG | 63491 | Partridgeville Road Solar 1, LLC | IPP Non-CHP | 328 Partridgeville Road | Athol | Worcester | Massachusetts | 1331 | solar | Battery = 2 MW, Solar = 3.3 MW | Batteries; Solar Photovoltaic; | 5.3 | 5.3 | 2 | [8 empty] | 3.3 |  |  | EIA-860, EIA-860M and EIA-923 | 202406 | -72.2574 | 42.5714
-8022771.3225 | 5231570.5494 | 46072 | 63805 | Williamsville Hybrid CSG | 63490 | Williamsville Road LLC | IPP Non-CHP | 147 Williamsville Rd | Hubbardston | Worcester | Massachusetts | 1452 | solar | Battery = 3.3 MW, Solar = 5 MW | Batteries; Solar Photovoltaic; | 8.3 | 8.3 | 3.3 | [8 empty] | 5 |  |  | EIA-860, EIA-860M and EIA-923 | 202406 | -72.0698 | 42.4695
-8978740.6967 | 4322756.0336 | 46073 | 63807 | Sugar Solar, LLC | 63493 | Sugar Solar, LLC | IPP Non-CHP | Country Club & Steelman Road | Yadkinville | Yadkin | North Carolina | 27055 | solar | Solar = 60 MW | Solar Photovoltaic | 60 | 60 | [9 empty] | 60 |  |  | EIA-860, EIA-860M and EIA-923 | 202406 | -80.6574 | 36.1607
-9061458.5368 | 4015293.5744 | 46074 | 63808 | Allora Solar, LLC | 63494 | Allora Solar, LLC | IPP Non-CHP | 1140 Crout Pond Way | Gilbert | Lexington | South Carolina | 29054 | solar | Solar = 75 MW | Solar Photovoltaic | 75 | 75 | [9 empty] | 75 |  |  | EIA-860, EIA-860M and EIA-923 | 202406 | -81.4005 | 33.8993
-8918788.2491 | 4124373.1599 | 46075 | 63810 | Centerfield Cooper Solar, LLC | 63495 | Centerfield Cooper Solar, LLC | IPP Non-CHP | 3032 Center Point Rd | Chesterfield | Chesterfield | South Carolina | 29709 | solar | Solar = 75 MW | Solar Photovoltaic | 75 | 75 | [9 empty] | 75 |  |  | EIA-860, EIA-860M and EIA-923 | 202406 | -80.1188 | 34.7088
-8919837.6579 | 4339639.6663 | 46076 | 63811 | Lick Creek Solar, LLC | 63496 | Lick Creek Solar, LLC | IPP Non-CHP | 1400 Martin Luther King Jr Rd | Walnut Cove | Stokes | North Carolina | 27052 | solar | Solar = 50 MW | Solar Photovoltaic | 50 | 50 | [9 empty] | 50 |  |  | EIA-860, EIA-860M and EIA-923 | 202406 | -80.1283 | 36.2831
-8710750.1546 | 4317145.7746 | 46077 | 63812 | Highest Power Solar, LLC | 63497 | Highest Power Solar, LLC | IPP Non-CHP | 1418 Ronald Tharrington Road | Louisburg | Franklin | North Carolina | 29054 | solar | Solar = 48.7 MW | Solar Photovoltaic | 48.7 | 48.7 | [9 empty] | 48.7 |  |  | EIA-860, EIA-860M and EIA-923 | 202406 | -78.25 | 36.12
-9024304.3209 | 3996773.3455 | 46078 | 63813 | Gunsight Solar, LLC | 63499 | Gunsight Solar, LLC | IPP Non-CHP | 1162 Huckabee Mill Rd | Swansea | Lexington | South Carolina | 29160 | solar | Solar = 75 MW | Solar Photovoltaic | 75 | 75 | [9 empty] | 75 |  |  | EIA-860, EIA-860M and EIA-923 | 202406 | -81.0667 | 33.7611
-9305884.5238 | 3641826.4211 | 46079 | 63814 | SR Odom | 63473 | Odom Solar, LLC | IPP Non-CHP | 591 Bill May Rd | Moultrie | Colquitt | Georgia | 31788 | solar | Solar = 20 MW | Solar Photovoltaic | 20 | 20 | [9 empty] | 20 |  |  | EIA-860, EIA-860M and EIA-923 | 202406 | -83.5962 | 31.0699
-10383548.1427 | 5484806.6423 | 46080 | 63816 | RJC CSG, LLC | 62915 | Madison Energy Holdings LLC | IPP Non-CHP | 3771 Runway Road | Owatonna, | Steele | Minnesota | 55060 | solar | Solar = 1 MW | Solar Photovoltaic | 1 | 1 | [9 empty] | 1 |  |  | EIA-860, EIA-860M and EIA-923 | 202406 | -93.277 | 44.125
-10465145.3295 | 5687251.6598 | 46081 | 63817 | Hinterland CSG, LLC | 62915 | Madison Energy Holdings LLC | IPP Non-CHP | 7292 River Road SE | Clearlake | Sherburne | Minnesota | 55319 | solar | Solar = 1 MW | Solar Photovoltaic | 1 | 1 | [9 empty] | 1 |  |  | EIA-860, EIA-860M and EIA-923 | 202406 | -94.01 | 45.416
-10307628.25 | 5526306.8486 | 46082 | 63819 | Betcher CSG 1, LLC | 62915 | Madison Energy Holdings LLC | IPP Non-CHP | 38369 215th Avenue | Goodhue | Goodhue | Minnesota | 55027 | solar | Solar = 1 MW | Solar Photovoltaic | 1 | 1 | [9 empty] | 1 |  |  | EIA-860, EIA-860M and EIA-923 | 202406 | -92.595 | 44.392
-10323324.2982 | 5511519.246 | 46083 | 63820 | Huneke CSG 1, LLC | 62915 | Madison Energy Holdings LLC | IPP Non-CHP | 14766 Highway 60 | Zumbrota | Goodhue | Minnesota | 55992 | solar | Solar = 1 MW | Solar Photovoltaic | 1 | 1 | [9 empty] | 1 |  |  | EIA-860, EIA-860M and EIA-923 | 202406 | -92.736 | 44.297
-10315865.8923 | 5506232.6557 | 46084 | 63821 | Huneke CSG 2, LLC | 62915 | Madison Energy Holdings LLC | IPP Non-CHP | 47050 180th Avenue | Zumbrota | Goodhue | Minnesota | 55992 | solar | Solar = 1 MW | Solar Photovoltaic | 1 | 1 | [9 empty] | 1 |  |  | EIA-860, EIA-860M and EIA-923 | 202406 | -92.669 | 44.263
-9752758.4745 | 5060712.6289 | 46085 | 63823 | CED Beecher Sun Solar | 64395 | Bay4 Energy Services, LLC | IPP Non-CHP | 130 W Corning Road | Beecher | Will | Illinois | 60401 | solar | Solar = 2 MW | Solar Photovoltaic | 2 | 2 | [9 empty] | 2 |  |  | EIA-860, EIA-860M and EIA-923 | 202406 | -87.6105 | 41.3271
-9929477.6096 | 5211917.2791 | 46086 | 63824 | CED Hilltop Solar | 64395 | Bay4 Energy Services, LLC | IPP Non-CHP | 8236 Trask Bridge Road | Rockford | Winnebago | Illinois | 61101 | solar | Solar = 2 MW | Solar Photovoltaic | 2 | 2 | [9 empty] | 2 |  |  | EIA-860, EIA-860M and EIA-923 | 202406 | -89.198 | 42.3391
-9768507.9561 | 5079687.489 | 46087 | 63825 | Lineage Logistics Solar | 63505 | DG Illinois Solar, LLC | IPP Non-CHP | 450 Central Avenue | University Park | Will | Illinois | 60466 | solar | Solar = 1.6 MW | Solar Photovoltaic | 1.6 | 1.6 | [9 empty] | 1.6 |  |  | EIA-860, EIA-860M and EIA-923 | 202406 | -87.752 | 41.455
-10426439.5425 | 5210299.8181 | 46088 | 63826 | POET Biorefining - Jewell | 63506 | POET Biorefining - Jewell | Industrial CHP | 2601 320th Street | Jewell | Hamilton | Iowa | 50130 | natural gas | Natural Gas = 0.9 MW | Natural Gas Steam Turbine | 5 | 0.9 | [6 empty] | 0.9 | [5 empty] | EIA-860, EIA-860M and EIA-923 | 202406 | -93.6623 | 42.3284
-8997056.7604 | 4337562.077 | 46089 | 63827 | Partin Solar | 63502 | Partin Solar, LLC | IPP Non-CHP | Elkin Widelife Road | Elkin | Surry | North Carolina | 28642 | solar | Solar = 50 MW | Solar Photovoltaic | 50 | 50 | [9 empty] | 50 |  |  | EIA-860, EIA-860M and EIA-923 | 202406 | -80.8219 | 36.268
-9256994.8959 | 4956745.6167 | 46090 | 63829 | POET Biorefining - Marion, LLC | 63510 | POET Biorefining - Marion, LLC | Industrial CHP | 1660 Hillman-Ford Road | Marion | Marion | Ohio | 43302 | natural gas | Natural Gas = 7.8 MW | Natural Gas Steam Turbine | 7.8 | 7.8 | [6 empty] | 7.8 | [5 empty] | EIA-860, EIA-860M and EIA-923 | 202406 | -83.157 | 40.622
-9890102.2359 | 4723190.0454 | 46091 | 63830 | Conagra Foods at St. Elmo | 63511 | Luminace Solar Illinois 2, LLC | IPP Non-CHP | 1000 Brewbaker Drive | St. Elmo | Fayette | Illinois | 62458 | solar | Solar = 1.8 MW | Solar Photovoltaic | 1.8 | 1.8 | [9 empty] | 1.8 |  |  | EIA-860, EIA-860M and EIA-923 | 202406 | -88.8443 | 39.0106
-9285354.9833 | 5384229.0065 | 46092 | 63831 | POET Biorefining Caro, LLC | 63509 | POET Biorefining Caro, LLC | Industrial CHP | 1551 Empire Drive | Caro | Tuscola | Michigan | 48723 | other | Other = 3.8 MW | All Other | 3.8 | 3.8 | [11 empty] | 3.8 | EIA-860, EIA-860M and EIA-923 | 202406 | -83.4118 | 43.4729
-10396438.7171 | 5356578.4238 | 46093 | 63832 | POET Biorefining-Hanlontown, LLC | 63508 | POET Biorefining-Hanlontown, LLC | Industrial CHP | 3638 Fir Ave | Hanlontown | Worth | Iowa | 50444 | natural gas | Natural Gas = 4 MW | Natural Gas Steam Turbine | 4 | 4 | [6 empty] | 4 | [5 empty] | EIA-860, EIA-860M and EIA-923 | 202406 | -93.3928 | 43.2924
-9210487.5051 | 4109530.7208 | 46094 | 63833 | Bluebird Solar SC LLC | 63507 | Bluebird Solar LLC | IPP Non-CHP | 125 Frisco Dr | Pendleton | Anderson | South Carolina | 29670 | solar | Solar = 3 MW | Solar Photovoltaic | 3 | 3 | [9 empty] | 3 |  |  | EIA-860, EIA-860M and EIA-923 | 202406 | -82.7392 | 34.5991
-13014423.5623 | 3838440.2019 | 46095 | 63834 | Gateway Energy Storage System | 63512 | Gateway Energy Storage, LLC | IPP Non-CHP | 641 Camino De La Fuente | San Diego | San Diego | California | 92154 | batteries | Battery = 250 MW | Batteries | 250 | 250 | 250 | [11 empty] | EIA-860, EIA-860M and EIA-923 | 202406 | -116.9106 | 32.5706
-8947454.3538 | 4337927.9666 | 46096 | 63835 | Pilot Mountain Solar, LLC | 66041 | USF Essex Lessor, LLC | IPP Non-CHP | 120 Old Meadowbrook Dr. | King | Stokes | North Carolina | 27021 | solar | Solar = 4.9 MW | Solar Photovoltaic | 4.9 | 4.9 | [9 empty] | 4.9 |  |  | EIA-860, EIA-860M and EIA-923 | 202406 | -80.3764 | 36.2707
-8745507.4392 | 4217854.3451 | 46097 | 63836 | Benson Solar, LLC | 66041 | USF Essex Lessor, LLC | IPP Non-CHP | 280 Benson Hardee Rd. | Benson | Johnston | North Carolina | 27504 | solar | Solar = 4.9 MW | Solar Photovoltaic | 4.9 | 4.9 | [9 empty] | 4.9 |  |  | EIA-860, EIA-860M and EIA-923 | 202406 | -78.5622 | 35.3962
-8688850.2711 | 4218341.8768 | 46098 | 63837 | Lane II Solar, LLC | 66041 | USF Essex Lessor, LLC | IPP Non-CHP | 785 Old Smithfield Rd | Goldsboro | Wayne | North Carolina | 27530 | solar | Solar = 4.9 MW | Solar Photovoltaic | 4.9 | 4.9 | [9 empty] | 4.9 |  |  | EIA-860, EIA-860M and EIA-923 | 202406 | -78.0533 | 35.3998
-10008386.4306 | 5226042.3876 | 46099 | 63838 | High Point Solar LLC | 57416 | Acciona Energy USA Global, LLC | IPP Non-CHP | 9370 N Baker Road | Lena | Stephenson | Illinois | 61048 | solar | Solar = 100 MW | Solar Photovoltaic | 100 | 100 | [9 empty] | 100 |  |  | EIA-860, EIA-860M and EIA-923 | 202406 | -89.9069 | 42.4329
-9010513.2831 | 3981765.3076 | 46100 | 63839 | Midlands | 62161 | Cubico USA, LLC | IPP Non-CHP | 1113 Kennerly Rd | St. Matthews | Calhoun | South Carolina | 29135 | solar | Solar = 72.1 MW | Solar Photovoltaic | 72.1 | 72.1 | [9 empty] | 72.1 |  |  | EIA-860, EIA-860M and EIA-923 | 202406 | -80.9428 | 33.649
-10909464.6092 | 3331843.2585 | 46101 | 63840 | Sparta Solar | 63515 | Sparta Solar, LLC | IPP Non-CHP | TBD | Pawnee | Bee | Texas | 78145 | solar | Solar = 250 MW | Solar Photovoltaic | 250 | 250 | [9 empty] | 250 |  |  | EIA-860, EIA-860M and EIA-923 | 202406 | -98.0014 | 28.6553
-8599586.5111 | 4162726.088 | 46102 | 63842 | Trent River Solar, LLC | 63519 | Trent River Solar, LLC | IPP Non-CHP | 4550 Highway 58 South | Pollocksville | Jones | North Carolina | 28573 | solar | Solar = 78.7 MW | Solar Photovoltaic | 78.7 | 78.7 | [9 empty] | 78.7 |  |  | EIA-860, EIA-860M and EIA-923 | 202406 | -77.2514 | 34.9915
-13119445.4868 | 3990599.5282 | 46103 | 63843 | Johanna Energy Center, LLC | 63522 | Johanna Energy Center, LLC | IPP Non-CHP | 1312 E. Warner Ave | Santa Ana | Orange | California | 92705 | batteries | Battery = 20 MW | Batteries | 20 | 20 | 20 | [11 empty] | EIA-860, EIA-860M and EIA-923 | 202406 | -117.854 | 33.715
-10687201.6648 | 5079926.922 | 46104 | 63844 | Fort Calhoun Community Solar | 63521 | DG Southwest Solar Portfolio 2019, LLC | IPP Non-CHP | 5393 CR 47 | Fort Calhoun | Washington | Nebraska | 68023 | solar | Solar = 5 MW | Solar Photovoltaic | 5 | 5 | [9 empty] | 5 |  |  | EIA-860, EIA-860M and EIA-923 | 202406 | -96.0048 | 41.4566
-9940967.4508 | 5062356.2823 | 46105 | 63845 | DePue Holdings, LLC | 63523 | DePue Holdings, LLC | IPP Non-CHP | 13144 County Rd 2850 E. | DePue | Bureau | Illinois | 61322 | solar | Solar = 20 MW | Solar Photovoltaic | 20 | 20 | [9 empty] | 20 |  |  | EIA-860, EIA-860M and EIA-923 | 202406 | -89.3012 | 41.3382
-13347691.0746 | 4324585.4419 | 46106 | 63848 | Solar Blue | 63525 | Westlands Solar Blue (OZ) Owner, LLC | IPP Non-CHP | TBD | Lemoore | Kings | California | 93266 | solar | Battery = 225 MW, Solar = 250 MW | Batteries; Solar Photovoltaic; | 475 | 475 | 225 | [8 empty] | 250 |  |  | EIA-860, EIA-860M and EIA-923 | 202406 | -119.9043 | 36.174
-13347756.4191 | 4322682.1301 | 46107 | 63849 | Chestnut | 63526 | Chestnut Westside, LLC | IPP Non-CHP | TBD | Lemoore | Kings | California | 93266 | solar | Battery = 135 MW, Solar = 150.6 MW | Batteries; Solar Photovoltaic; | 285.6 | 285.6 | 135 | [8 empty] | 150.6 |  |  | EIA-860, EIA-860M and EIA-923 | 202406 | -119.9049 | 36.1602
-9551611.3904 | 5003785.5743 | 46108 | 63852 | POET Biorefining - North Manchester, LLC | 63530 | POET Biorefining - North Manchester, LLC | Industrial CHP | 868 E 800 N | North Manchester | Wabash | Indiana | 46962 | natural gas | Natural Gas = 3.9 MW | Natural Gas Steam Turbine | 3.9 | 3.9 | [6 empty] | 3.9 | [5 empty] | EIA-860, EIA-860M and EIA-923 | 202406 | -85.8036 | 40.942
-10793515.5634 | 5368536.8366 | 46109 | 63853 | POET Biorefining - Chancellor | 63531 | POET Biorefining- Chancellor | Industrial CHP | 27716 462nd Ave | Chancellor | Turner | South Dakota | 57015 | biomass | Biomass = 5.4 MW | Wood/Wood Waste Biomass | 5.4 | 5.4 |  | 5.4 | [10 empty] | EIA-860, EIA-860M and EIA-923 | 202406 | -96.9598 | 43.3705
-8248722.2816 | 5231084.7707 | 46110 | 63854 | Medusa NY 1 | 63529 | Medusa NY 1, LLC | IPP Non-CHP | 626 Country Road 351 | Medusa | Albany | New York | 12120 | solar | Solar = 2 MW | Solar Photovoltaic | 2 | 2 | [9 empty] | 2 |  |  | EIA-860, EIA-860M and EIA-923 | 202406 | -74.0995 | 42.4663
-8253836.0763 | 5094217.0841 | 46111 | 63855 | Walden NY 1 | 63532 | Walden NY 1, LLC | IPP Non-CHP | 757 State Rpite 52 | Walden | Orange | New York | 12586 | solar | Solar = 2 MW | Solar Photovoltaic | 2 | 2 | [9 empty] | 2 |  |  | EIA-860, EIA-860M and EIA-923 | 202406 | -74.1455 | 41.5527
-8295948.1284 | 5063430.5085 | 46112 | 63856 | Westtown NY 2 | 63533 | Westtown NY 2, LLC | IPP Non-CHP | 94 Whitford Road | Westtown | Orange | New York | 10998 | solar | Solar = 2 MW | Solar Photovoltaic | 2 | 2 | [9 empty] | 2 |  |  | EIA-860, EIA-860M and EIA-923 | 202406 | -74.5238 | 41.3455
-8294392.8838 | 5072839.7291 | 46113 | 63857 | Middletown NY 1 | 63534 | Middletown NY 1, LLC | IPP Non-CHP | 430 South Centerville Rd | Middletown | Orange | New York | 10940 | solar | Solar = 2 MW | Solar Photovoltaic | 2 | 2 | [9 empty] | 2 |  |  | EIA-860, EIA-860M and EIA-923 | 202406 | -74.5098 | 41.4089
-8239411.6307 | 5226850.3939 | 46114 | 63858 | Westerlo NY 1 | 63535 | Westerlo NY 1, LLC | IPP Non-CHP | 77 County Route 405 | South Westerlo | Albany | New York | 12083 | solar | Solar = 2 MW | Solar Photovoltaic | 2 | 2 | [9 empty] | 2 |  |  | EIA-860, EIA-860M and EIA-923 | 202406 | -74.0159 | 42.4382
-13179671.1125 | 4143108.4449 | 46115 | 63859 | Golden Field Solar III, LLC | 63545 | Golden Field Solar III, LLC | IPP Non-CHP | 14874 Holiday Ave | Rosamond | Kern | California | 93560 | solar | Battery = 147 MW, Solar = 192 MW | Batteries; Solar Photovoltaic; | 339 | 339 | 147 | [8 empty] | 192 |  |  | EIA-860, EIA-860M and EIA-923 | 202406 | -118.395 | 34.847
-11895378.1472 | 4212092.9997 | 46116 | 63860 | Encino Solar Energy Center | 61156 | NMRD Data Center, LLC | IPP Non-CHP | 5401 Encino Road NW | Rio Rancho Estates | Sandoval | New Mexico | 87144 | solar | Solar = 55 MW | Solar Photovoltaic | 55 | 55 | [9 empty] | 55 |  |  | EIA-860, EIA-860M and EIA-923 | 202406 | -106.858 | 35.354
-9616700.2307 | 4977018.1079 | 46117 | 63861 | Logansport Solar | 62627 | Cardinal Renewables | IPP Non-CHP | 1001 Holland Street | Logansport | Cass | Indiana | 46947 | solar | Solar = 16 MW | Solar Photovoltaic | 16 | 16 | [9 empty] | 16 |  |  | EIA-860, EIA-860M and EIA-923 | 202406 | -86.3883 | 40.7601
-11715807.786 | 4871504.5495 | 46118 | 63869 | IBM Solar | 60293 | DG Colorado Solar, LLC | IPP Non-CHP | 6300 Diagonal Hwy | Boulder | Boulder | Colorado | 80301 | solar | Solar = 8.1 MW | Solar Photovoltaic | 8.1 | 8.1 | [9 empty] | 8.1 |  |  | EIA-860, EIA-860M and EIA-923 | 202406 | -105.2449 | 40.0383
-13281946.5626 | 4268203.26 | 46119 | 63875 | Kern Valley SP | 58970 | Ecoplexus, Inc | IPP Non-CHP | 3000 W Cecil Ave | Delano | Kern | California | 93215 | solar | Solar = 3 MW | Solar Photovoltaic | 3 | 3 | [9 empty] | 3 |  |  | EIA-860, EIA-860M and EIA-923 | 202406 | -119.3138 | 35.764
-10615142.666 | 3952052.2372 | 46120 | 63883 | Samson Solar Energy III LLC | 49893 | Invenergy Services LLC | IPP Non-CHP | TBD | Cunningham | Lamar | Texas | 75435 | solar | Solar = 250 MW | Solar Photovoltaic | 250 | 250 | [9 empty] | 250 |  |  | EIA-860, EIA-860M and EIA-923 | 202406 | -95.3574 | 33.4265
-8018276.1301 | 5195840.6239 | 46121 | 63887 | East Brookfield Main Street Solar LLC CSG | 61012 | AES Distributed Energy | IPP Non-CHP | 505 East Main Street | East Brookfield | Worcester | Massachusetts | 1515 | solar | Solar = 1 MW | Solar Photovoltaic | 1 | 1 | [9 empty] | 1 |  |  | EIA-860, EIA-860M and EIA-923 | 202406 | -72.0294 | 42.2323
-9759268.4384 | 5138387.145 | 46122 | 63888 | ESIL-PFCHICAGO 3, LLC | 62915 | Madison Energy Holdings LLC | IPP Non-CHP | 2357 S Wood St | Chicago | Cook | Illinois | 60608 | solar | Solar = 1.4 MW | Solar Photovoltaic | 1.4 | 1.4 | [9 empty] | 1.4 |  |  | EIA-860, EIA-860M and EIA-923 | 202406 | -87.669 | 41.849
-9766615.5247 | 5133606.2268 | 46123 | 63889 | ESIL-PFCHICAGO 2, LLC | 62915 | Madison Energy Holdings LLC | IPP Non-CHP | 4500 W Ann Lurie Pl | Chicago | Cook | Illinois | 60632 | solar | Solar = 1 MW | Solar Photovoltaic | 1 | 1 | [9 empty] | 1 |  |  | EIA-860, EIA-860M and EIA-923 | 202406 | -87.735 | 41.817
-13264525.5075 | 4063321.6547 | 46124 | 63891 | Saticoy | 63550 | Ventura Energy Storage, LLC | IPP Non-CHP | 294 Beedy St. | Oxnard | Ventura | California | 93036 | batteries | Battery = 100 MW | Batteries | 100 | 100 | 100 | [11 empty] | EIA-860, EIA-860M and EIA-923 | 202406 | -119.1573 | 34.2567
-10734425.5079 | 3833516.3631 | 46125 | 63892 | Lily Solar Hybrid | 63549 | Lily Solar, LLC | IPP Non-CHP | 7901 FM 1390 | Scurry | Kaufman | Texas | 75158 | solar | Battery = 50 MW, Solar = 146.7 MW | Batteries; Solar Photovoltaic; | 196.7 | 196.7 | 50 | [8 empty] | 146.7 |  |  | EIA-860, EIA-860M and EIA-923 | 202406 | -96.429 | 32.5333
-7990634.61 | 5077206.3215 | 46126 | 63893 | GD Hopkinton Main I, LLC | 63548 | GD Hopkinton Main I, LLC | IPP Non-CHP | 310 Main Street | Hopkinton | Washington | Rhode Island | 2804 | solar | Solar = 10.6 MW | Solar Photovoltaic | 10.6 | 10.6 | [9 empty] | 10.6 |  |  | EIA-860, EIA-860M and EIA-923 | 202406 | -71.7811 | 41.4383
-7680042.9893 | 5663653.5691 | 46127 | 63894 | Milo PV - BD Solar 1 LLC | 63568 | BD Solar 1 LLC | IPP Non-CHP | Milo Business Park, Park Stree | Milo | Piscataquis | Maine | 4463 | solar | Solar = 20 MW | Solar Photovoltaic | 20 | 20 | [9 empty] | 20 |  |  | EIA-860, EIA-860M and EIA-923 | 202406 | -68.991 | 45.267
-7762419.4125 | 5516342.0409 | 46128 | 63895 | Augusta PV - BD Solar Augusta LLC | 63567 | BD Solar Augusta LLC | IPP Non-CHP | 1-169 Church Hill Road | Augusta | Kennebec | Maine | 4330 | solar | Solar = 7.2 MW | Solar Photovoltaic | 7.2 | 7.2 | [9 empty] | 7.2 |  |  | EIA-860, EIA-860M and EIA-923 | 202406 | -69.731 | 44.328
-7747502.6007 | 5564085.1412 | 46129 | 63896 | Fairfield PV - BD Solar Fairfield LLC | 63566 | BD Solar Fairfield LLC | IPP Non-CHP | 2 Dirigo Drive | Fairfield | Somerset | Maine | 4937 | solar | Solar = 5 MW | Solar Photovoltaic | 5 | 5 | [9 empty] | 5 |  |  | EIA-860, EIA-860M and EIA-923 | 202406 | -69.597 | 44.634
-7845352.4331 | 5488839.5943 | 46130 | 63897 | Oxford PV - BD Solar Oxford LLC | 63565 | BD Solar Oxford LLC | IPP Non-CHP | Corner of Main St. and Number | Oxford | Oxford | Maine | 4270 | solar | Solar = 9.2 MW | Solar Photovoltaic | 9.2 | 9.2 | [9 empty] | 9.2 |  |  | EIA-860, EIA-860M and EIA-923 | 202406 | -70.476 | 44.151
-10340997.3806 | 5694140.0751 | 46131 | 63899 | Cornillie 2 Community (CSG) | 63569 | Cornillie 2 Community Solar LLC | IPP Non-CHP | 35254 Kost Trail | North Branch | Chisago | Minnesota | 55056 | solar | Solar = 1.4 MW | Solar Photovoltaic | 1.4 | 1.4 | [9 empty] | 1.4 |  |  | EIA-860, EIA-860M and EIA-923 | 202406 | -92.8948 | 45.4594
-17339569.1639 | 2261425.0882 | 46132 | 63900 | AES Waikoloa Solar Hybrid | 61012 | AES Distributed Energy | IPP Non-CHP | TBD | Waikoloa Village | Hawaii | Hawaii | 96738 | solar | Battery = 30 MW, Solar = 30 MW | Batteries; Solar Photovoltaic; | 60 | 60 | 30 | [8 empty] | 30 |  |  | EIA-860, EIA-860M and EIA-923 | 202406 | -155.764 | 19.902
-8667435.852 | 4811621.8657 | 46133 | 63903 | Pinesburg Solar LLC | 62915 | Madison Energy Holdings LLC | IPP Non-CHP | 14868 Schetrompf Lane | Williamsport | Washington | Maryland | 21795 | solar | Solar = 4.3 MW | Solar Photovoltaic | 4.3 | 4.3 | [9 empty] | 4.3 |  |  | EIA-860, EIA-860M and EIA-923 | 202406 | -77.8609 | 39.6252
-8530412.5795 | 4785904.2532 | 46134 | 63904 | Timonium Fairgrounds | 62915 | Madison Energy Holdings LLC | IPP Non-CHP | 2200 York Road | Timonium | Baltimore | Maryland | 21093 | solar | Solar = 1.9 MW | Solar Photovoltaic | 1.9 | 1.9 | [9 empty] | 1.9 |  |  | EIA-860, EIA-860M and EIA-923 | 202406 | -76.63 | 39.447
-11089049.8872 | 3898171.486 | 46135 | 63905 | Azure Sky Solar | 63571 | Azure Sky Solar Project, LLC | IPP Non-CHP | 11825 Loop Road | Haskell | Haskell | Texas | 79521 | solar | Battery = 77.6 MW, Solar = 225 MW | Batteries; Solar Photovoltaic; | 302.6 | 302.6 | 77.6 | [8 empty] | 225 |  |  | EIA-860, EIA-860M and EIA-923 | 202406 | -99.6146 | 33.0216
-13305373.0815 | 4804221.6408 | 46136 | 63906 | Turquoise Nevada, LLC | 60025 | Greenbacker Renewable Energy Corporation | IPP Non-CHP | 21905 Reno Technology Parkway | Sparks | Washoe | Nevada | 89510 | solar | Solar = 60 MW | Solar Photovoltaic | 60 | 60 | [9 empty] | 60 |  |  | EIA-860, EIA-860M and EIA-923 | 202406 | -119.5242 | 39.574
-13629236.5458 | 5676618.4968 | 46137 | 63908 | SulusSolar17 | 60496 | Adapture Renewables, Inc. | IPP Non-CHP | 17701-17999 S Springwater Rd. | Oregon City | Clackamas | Oregon | 97045 | solar | Solar = 3.1 MW | Solar Photovoltaic | 3.1 | 3.1 | [9 empty] | 3.1 |  |  | EIA-860, EIA-860M and EIA-923 | 202406 | -122.4335 | 45.3489
-8739667.5074 | 4412257.3242 | 46138 | 63909 | Otter Creek Solar | 5248 | Dominion Energy Inc. | Electric Utility | TBD | Chase City | Mecklenburg | Virginia | 23924 | solar | Solar = 60 MW | Solar Photovoltaic | 60 | 60 | [9 empty] | 60 |  |  | EIA-860, EIA-860M and EIA-923 | 202406 | -78.5098 | 36.8071
-8455929.2648 | 4747309.995 | 46139 | 63910 | Bluegrass Solar | 63575 | Bluegrass Solar, LLC | IPP Non-CHP | TBD | Church Hill | Queen Annes | Maryland | 21620 | solar | Solar = 79.6 MW | Solar Photovoltaic | 79.6 | 79.6 | [9 empty] | 79.6 |  |  | EIA-860, EIA-860M and EIA-923 | 202406 | -75.9609 | 39.1788
-13299029.7629 | 4970104.4762 | 46140 | 63913 | Dodge Flat | 63578 | Dodge Flat Solar, LLC | IPP Non-CHP | 2505 State Route 447 | Reno | Washoe | Nevada | 89510 | solar | Battery = 50 MW, Solar = 200 MW | Batteries; Solar Photovoltaic; | 250 | 250 | 50 | [8 empty] | 200 |  |  | EIA-860, EIA-860M and EIA-923 | 202406 | -119.4672 | 40.713
-11741104.8064 | 5314973.0003 | 46141 | 63914 | Cedar Springs I | 63580 | Cedar Springs Wind, LLC | IPP Non-CHP | TBD | Douglas | Converse | Wyoming | 82633 | wind | Wind = 200 MW | Onshore Wind Turbine | 200 | 200 | [10 empty] | 200 |  | EIA-860, EIA-860M and EIA-923 | 202406 | -105.4721 | 43.0197
-11729246.7202 | 5307255.5855 | 46142 | 63915 | Cedar Springs II | 14354 | PacifiCorp | Electric Utility | TBD | Douglas | Converse | Wyoming | 82633 | wind | Wind = 198.8 MW | Onshore Wind Turbine | 200 | 198.8 | [10 empty] | 198.8 |  | EIA-860, EIA-860M and EIA-923 | 202406 | -105.3656 | 42.969
-11753596.3004 | 5323652.4462 | 46143 | 63916 | Cedar Springs III | 63582 | Cedar Springs Wind III, LLC | IPP Non-CHP | TBD | Douglas | Converse | Wyoming | 82633 | wind | Wind = 133 MW | Onshore Wind Turbine | 133 | 133 | [10 empty] | 133 |  | EIA-860, EIA-860M and EIA-923 | 202406 | -105.5844 | 43.0767
-8573709.6275 | 4695812.8003 | 46144 | 63917 | DC Water Solar | 63572 | Marbury Point Solar LLC | IPP Non-CHP | 5000 Overlook Ave. SW | Washington | District of Columbia | District of Columbia | 20032 | solar | Solar = 3.5 MW | Solar Photovoltaic | 3.5 | 3.5 | [9 empty] | 3.5 |  |  | EIA-860, EIA-860M and EIA-923 | 202406 | -77.0189 | 38.8192
-10739768.6208 | 5326732.3598 | 46145 | 63918 | POET Biorefining - Hudson | 63584 | POET Biorefining - Hudson | Industrial CHP | 29619 Spur Ave, PO Box 439 | Hudson | Lincoln | South Dakota | 57034 | natural gas | Natural Gas = 3.6 MW | Natural Gas Steam Turbine | 3.6 | 3.6 | [6 empty] | 3.6 | [5 empty] | EIA-860, EIA-860M and EIA-923 | 202406 | -96.477 | 43.0969
-10552614.7307 | 5007357.1543 | 46146 | 63919 | POET Biorefining LLC - Corning | 63586 | POET Biorefining LLC - Corning | Industrial CHP | 1680 Brooks Rd | Corning | Adams | Iowa | 50841 | natural gas | Natural Gas = 5 MW | Natural Gas Steam Turbine | 5 | 5 | [6 empty] | 5 | [5 empty] | EIA-860, EIA-860M and EIA-923 | 202406 | -94.7958 | 40.9662
-9281563.1075 | 5037715.2456 | 46147 | 63920 | POET Biorefining - Fostoria | 63588 | Fostoria Ethanol | Industrial CHP | 2111 Sandusky St. | Fostoria | Seneca | Ohio | 44830 | natural gas | Natural Gas = 3.5 MW | Natural Gas Steam Turbine | 3.5 | 3.5 | [6 empty] | 3.5 | [5 empty] | EIA-860, EIA-860M and EIA-923 | 202406 | -83.3777 | 41.1718
-9553661.3389 | 4802207.1822 | 46148 | 63921 | POET Biorefining - Shelbyville | 63589 | POET Biorefing- Shelbyville | Industrial CHP | 2373 West 300 North | Shelbyville | Shelby | Indiana | 46176 | natural gas | Natural Gas = 5.5 MW | Natural Gas Steam Turbine | 6.1 | 5.5 | [6 empty] | 5.5 | [5 empty] | EIA-860, EIA-860M and EIA-923 | 202406 | -85.822 | 39.56
-9465000.3738 | 4926353.8046 | 46149 | 63922 | POET Biorefining - Portland | 63585 | POET Biorefining - Portland | Industrial CHP | 1542 S 200 West | Portland | Jay | Indiana | 47371 | natural gas | Natural Gas = 3.5 MW | Natural Gas Steam Turbine | 3.5 | 3.5 | [6 empty] | 3.5 | [5 empty] | EIA-860, EIA-860M and EIA-923 | 202406 | -85.0255 | 40.4145
-10496020.1242 | 5209007.5236 | 46150 | 63923 | POET Biorefining - Gowrie | 63591 | POET Biorefining - Gowrie | Industrial CHP | 1562 320TH ST. | Gowrie | Webster | Iowa | 50543 | natural gas | Natural Gas = 5 MW | Natural Gas Steam Turbine | 5 | 5 | [6 empty] | 5 | [5 empty] | EIA-860, EIA-860M and EIA-923 | 202406 | -94.2874 | 42.3198
-9535009.0903 | 4908808.6312 | 46151 | 63924 | POET Biorefining- Alexandria, LLC | 63587 | POET Biorefining - Alexandria, LLC. | Industrial CHP | 13179 N. 100 East | Alexandria | Madison | Indiana | 46001 | natural gas | Natural Gas = 3.6 MW | Natural Gas Steam Turbine | 3.6 | 3.6 | [6 empty] | 3.6 | [5 empty] | EIA-860, EIA-860M and EIA-923 | 202406 | -85.6544 | 40.2943
-13323295.5195 | 5396971.9347 | 46152 | 63925 | Riley | 63592 | Riley Solar I LLC | IPP Non-CHP | 52960 Best Lane County Road 14 | Riley | Harney | Oregon | 97758 | solar | Solar = 10 MW | Solar Photovoltaic | 10 | 10 | [9 empty] | 10 |  |  | EIA-860, EIA-860M and EIA-923 | 202406 | -119.6852 | 43.5559
-13464770.0132 | 5371505.1024 | 46153 | 63926 | Fort Rock IV | 63593 | Fort Rock Solar IV LLC | IPP Non-CHP | 62661 Webster Rd | Fort Rock | Lake | Oregon | 97735 | solar | Solar = 10 MW | Solar Photovoltaic | 10 | 10 | [9 empty] | 10 |  |  | EIA-860, EIA-860M and EIA-923 | 202406 | -120.9561 | 43.3899
-9347566.66 | 5030139.0549 | 46154 | 63927 | POET Biorefining - Leipsic, LLC | 63594 | POET Biorefining - Leipsic, LLC | Industrial CHP | 3875 Russell Avenue | Leipsic | Putnam | Ohio | 45856 | natural gas | Natural Gas = 3.5 MW | Natural Gas Steam Turbine | 3.5 | 3.5 | [6 empty] | 3.5 | [5 empty] | EIA-860, EIA-860M and EIA-923 | 202406 | -83.9706 | 41.1206
-13574147.3128 | 4634478.2869 | 46155 | 63928 | Vacaville Hospital | 64745 | KP Vacaville Solar, LLC | Commercial Non-CHP | 1 Quality Drive | Vacaville | Solano | California | 95688 | solar | Solar = 1.4 MW | Solar Photovoltaic | 1.5 | 1.4 | [9 empty] | 1.4 |  |  | EIA-860, EIA-860M and EIA-923 | 202406 | -121.9386 | 38.3887
-9661596.0492 | 4581597.5886 | 46156 | 63929 | Troy Solar | 17633 | Southern Indiana Gas & Elec Co | Electric Utility | 14118 E. Co Rd 900 N | Troy | Spencer | Indiana | 47588 | solar | Solar = 50.4 MW | Solar Photovoltaic | 50.4 | 50.4 | [9 empty] | 50.4 |  |  | EIA-860, EIA-860M and EIA-923 | 202406 | -86.7916 | 38.0154
-13395011.8769 | 4282290.1576 | 46157 | 63930 | Cal Flats BESS | 61230 | Arevon Energy, Inc. | IPP Non-CHP | 92100 Turkey Flat Roa | San Miguel | Monterey | California | 93451 | batteries | Battery = 60 MW | Batteries | 60 | 60 | 60 | [11 empty] | EIA-860, EIA-860M and EIA-923 | 202406 | -120.3294 | 35.8667
-9827779.351 | 5067400.3254 | 46158 | 63931 | CPV Three Rivers Energy Center | 63601 | CPV Three Rivers, LLC | IPP Non-CHP | 7809 East Collins Road | Morris | Grundy | Illinois | 60450 | natural gas | Natural Gas = 1161.3 MW | Natural Gas Fired Combined Cycle | 1300 | 1161.3 | [6 empty] | 1161.3 | [5 empty] | EIA-860, EIA-860M and EIA-923 | 202406 | -88.2844 | 41.3722
-12903160.0652 | 3912011.8775 | 46159 | 63932 | Titan Solar 1 (CA) | 63602 | Titan Solar 1, LLC | IPP Non-CHP | 1791 W HWY 78 | Borrego Springs | Imperial | California | 92004 | solar | Solar = 70 MW | Solar Photovoltaic | 70 | 70 | [9 empty] | 70 |  |  | EIA-860, EIA-860M and EIA-923 | 202406 | -115.9111 | 33.1258
-12789576.5586 | 4359572.0752 | 46160 | 63933 | Dry Lake Solar Energy Center | 13407 | Nevada Power Co | Electric Utility | TBD | Moapa | Clark | Nevada | 89025 | solar | Battery = 100 MW, Solar = 150 MW | Batteries; Solar Photovoltaic; | 250 | 250 | 100 | [8 empty] | 150 |  |  | EIA-860, EIA-860M and EIA-923 | 202406 | -114.8907 | 36.4273
-10407920.432 | 5465530.3926 | 46161 | 63934 | Severson Garden | 63610 | Severson HoldCo LLC | IPP Non-CHP | 30491 State Hwy 13 | Waseca | Waseca | Minnesota | 56093 | solar | Solar = 1 MW | Solar Photovoltaic | 1 | 1 | [9 empty] | 1 |  |  | EIA-860, EIA-860M and EIA-923 | 202406 | -93.4959 | 44.0006
-10383210.8447 | 5504226.1072 | 46162 | 63935 | Marion Garden | 64423 | Excelsior Energy Capital | IPP Non-CHP | 23315 Albers Avenue | Faribault | Rice | Minnesota | 55021 | solar | Solar = 1 MW | Solar Photovoltaic | 1 | 1 | [9 empty] | 1 |  |  | EIA-860, EIA-860M and EIA-923 | 202406 | -93.274 | 44.2501
-10407861.4327 | 5466663.2602 | 46163 | 63936 | Silver Lake Garden | 64423 | Excelsior Energy Capital | IPP Non-CHP | 31148 State HWY 13 | Waseca | Waseca | Minnesota | 56093 | solar | Solar = 1 MW | Solar Photovoltaic | 1 | 1 | [9 empty] | 1 |  |  | EIA-860, EIA-860M and EIA-923 | 202406 | -93.4954 | 44.0079
-10369754.5446 | 5539459.9342 | 46164 | 63937 | Lyman Garden | 64423 | Excelsior Energy Capital | IPP Non-CHP | 32625 Northfield Boulevard | Northfield | Dakota | Minnesota | 55057 | solar | Solar = 1 MW | Solar Photovoltaic | 1 | 1 | [9 empty] | 1 |  |  | EIA-860, EIA-860M and EIA-923 | 202406 | -93.1531 | 44.4764
-10494162.9811 | 5504777.8253 | 46165 | 63938 | Nicollet Garden | 64423 | Excelsior Energy Capital | IPP Non-CHP | 47805 - 501st Lane | Courtland | Nicollet | Minnesota | 56021 | solar | Solar = 1 MW | Solar Photovoltaic | 1 | 1 | [9 empty] | 1 |  |  | EIA-860, EIA-860M and EIA-923 | 202406 | -94.2707 | 44.2536
-10367813.1327 | 5538366.3678 | 46166 | 63939 | Union Garden | 64423 | Excelsior Energy Capital | IPP Non-CHP | 8473 Stanton Blvd | Northfield | Rice | Minnesota | 55057 | solar | Solar = 1 MW | Solar Photovoltaic | 1 | 1 | [9 empty] | 1 |  |  | EIA-860, EIA-860M and EIA-923 | 202406 | -93.1356 | 44.4694
-13481235.613 | 4473451.7101 | 46167 | 63940 | Central 40 | 63606 | Central 40, LLC | IPP Non-CHP | 4951 Sullivan Road | Newman | Stanislaus | California | 95360 | solar | Solar = 40 MW | Solar Photovoltaic | 40 | 40 | [9 empty] | 40 |  |  | EIA-860, EIA-860M and EIA-923 | 202406 | -121.104 | 37.246
-13168198.971 | 4171924.4768 | 46168 | 63941 | Oasis Alta | 2770 | Terra-Gen Operating Co-Wind | IPP Non-CHP | TBD | Mojave | Kern | California | 93501 | wind | Wind = 14.4 MW | Onshore Wind Turbine | 14.4 | 14.4 | [10 empty] | 14.4 |  | EIA-860, EIA-860M and EIA-923 | 202406 | -118.2919 | 35.0592
-8129072.4193 | 5186984.9112 | 46169 | 63942 | Sunpin Blandford | 63595 | Blandford Sun, LLC | IPP Non-CHP | 277 Otis Stage Rd | Southwick | Hampden | Massachusetts | 1077 | solar | Solar = 4.7 MW | Solar Photovoltaic | 4.7 | 4.7 | [9 empty] | 4.7 |  |  | EIA-860, EIA-860M and EIA-923 | 202406 | -73.0247 | 42.1734
-13114620.0096 | 4301577.0354 | 46170 | 63943 | Coso Battery Storage | 64172 | Arevon Asset Management | IPP Non-CHP | 3 Gill Station Coso Road | Little Lake | Inyo | California | 93542 | batteries | Battery = 60 MW | Batteries | 60 | 60 | 60 | [11 empty] | EIA-860, EIA-860M and EIA-923 | 202406 | -117.8106 | 36.0069
-7929754.8711 | 5118919.8496 | 46171 | 63944 | Blackhorse Farm Solar, LLC CSG | 61012 | AES Distributed Energy | IPP Non-CHP | 178 Touisset Road | Warren | Bristol | Rhode Island | 2885 | solar | Solar = 3.8 MW | Solar Photovoltaic | 3.8 | 3.8 | [9 empty] | 3.8 |  |  | EIA-860, EIA-860M and EIA-923 | 202406 | -71.2342 | 41.7186
-9938058.6725 | 4663947.635 | 46172 | 63945 | Clinton Solar 4 LLC CSG | 63596 | Clinton Solar 4 LLC | IPP Non-CHP | 22850 Sand Ridge Rd | Carlyle | Clinton | Illinois | 62231 | solar | Solar = 2 MW | Solar Photovoltaic | 2 | 2 | [9 empty] | 2 |  |  | EIA-860, EIA-860M and EIA-923 | 202406 | -89.2751 | 38.5959
-9754837.9226 | 4884031.8824 | 46173 | 63946 | Vermilion Solar 1, LLC CSG | 63597 | Vermilion Solar 1, LLC | IPP Non-CHP | 3811 E Main Street | Danville | Vermilion | Illinois | 61834 | solar | Solar = 2 MW | Solar Photovoltaic | 2 | 2 | [9 empty] | 2 |  |  | EIA-860, EIA-860M and EIA-923 | 202406 | -87.6292 | 40.1244
-13375378.7923 | 4453217.9781 | 46174 | 63947 | DGS Valley State Prison | 62856 | Forefront Power, LLC | IPP Non-CHP | 21633 Avenue 24 | Chowchilla | Madera | California | 93610 | solar | Solar = 2.3 MW | Solar Photovoltaic | 2.3 | 2.3 | [9 empty] | 2.3 |  |  | EIA-860, EIA-860M and EIA-923 | 202406 | -120.1531 | 37.1012
-9765625.6718 | 5028315.8877 | 46175 | 63948 | CED Spring Creek Solar | 64395 | Bay4 Energy Services, LLC | IPP Non-CHP | 930 Illinois 1 | St Anne | Kankakee | Illinois | 60964 | solar | Solar = 2 MW | Solar Photovoltaic | 2 | 2 | [9 empty] | 2 |  |  | EIA-860, EIA-860M and EIA-923 | 202406 | -87.7261 | 41.1082
-9872787.6023 | 5149331.0002 | 46176 | 63949 | Cortland | 63613 | Cortland Solar 2 LLC | IPP Non-CHP | 517 E North Avenue | Cortland | Dekalb | Illinois | 60112 | solar | Solar = 2 MW | Solar Photovoltaic | 2 | 2 | [9 empty] | 2 |  |  | EIA-860, EIA-860M and EIA-923 | 202406 | -88.6888 | 41.9222
-8067452.6284 | 5251846.7413 | 46177 | 63950 | Erving CSG | 63615 | Erving Poplar Mountain Solar 1, LLC | IPP Non-CHP | 151 Northfield Road | Erving | Franklin | Massachusetts | 1344 | solar | Solar = 1 MW | Solar Photovoltaic | 1 | 1 | [9 empty] | 1 |  |  | EIA-860, EIA-860M and EIA-923 | 202406 | -72.4712 | 42.6037
-10005838.8841 | 5214578.612 | 46178 | 63951 | Lena | 63616 | Lena Solar 1 LLC | IPP Non-CHP | 14375 US-20 | Lena | Stephenson | Illinois | 61048 | solar | Solar = 2 MW | Solar Photovoltaic | 2 | 2 | [9 empty] | 2 |  |  | EIA-860, EIA-860M and EIA-923 | 202406 | -89.884 | 42.3568
-9761153.0773 | 4849710.5345 | 46179 | 63952 | Ridge Farm | 63618 | Ridge Farm Solar 1 LLC | IPP Non-CHP | 150 North Road | Ridge Farm | Vermilion | Illinois | 61924 | solar | Solar = 2 MW | Solar Photovoltaic | 2 | 2 | [9 empty] | 2 |  |  | EIA-860, EIA-860M and EIA-923 | 202406 | -87.6859 | 39.8882
-8090682.4458 | 5198172.7651 | 46180 | 63953 | Easthampton CSG | 63614 | Easthampton Park Solar 1, LLC | IPP Non-CHP | 232 Park Street | Easthampton | Hampshire | Massachusetts | 1027 | solar | Solar = 2.5 MW | Solar Photovoltaic | 2.5 | 2.5 | [9 empty] | 2.5 |  |  | EIA-860, EIA-860M and EIA-923 | 202406 | -72.6798 | 42.2478
-9925230.2144 | 5093604.3852 | 46181 | 63954 | Mendota | 63617 | Mendota US Solar 1 LLC | IPP Non-CHP | 582 East US Highway 34 | Mendota | LaSalle | Illinois | 61342 | solar | Solar = 2 MW | Solar Photovoltaic | 2 | 2 | [9 empty] | 2 |  |  | EIA-860, EIA-860M and EIA-923 | 202406 | -89.1599 | 41.5486
-13703624.1258 | 5650667.8512 | 46182 | 63956 | Palmer Creek Solar, LLC | 60025 | Greenbacker Renewable Energy Corporation | IPP Non-CHP | SE Lafayette Highway and SE Pa | Dayton | Yamhill | Oregon | 97114 | solar | Solar = 2.3 MW | Solar Photovoltaic | 2.3 | 2.3 | [9 empty] | 2.3 |  |  | EIA-860, EIA-860M and EIA-923 | 202406 | -123.1017 | 45.1848
-13617648.7434 | 5663916.1324 | 46183 | 63957 | Day Hill Solar, LLC | 60025 | Greenbacker Renewable Energy Corporation | IPP Non-CHP | 23250 South Day Hill Road | Estacada | Clackamas | Oregon | 97023 | solar | Solar = 2.3 MW | Solar Photovoltaic | 2.3 | 2.3 | [9 empty] | 2.3 |  |  | EIA-860, EIA-860M and EIA-923 | 202406 | -122.3294 | 45.2687
-13685395.5591 | 5619160.3522 | 46184 | 63958 | SSD Marion 3, LLC | 63623 | Thor Solar 1 CEI, LLC | IPP Non-CHP | 5993 Silverton RD NE | Salem | Marion | Oregon | 97305 | solar | Solar = 2 MW | Solar Photovoltaic | 2 | 2 | [9 empty] | 2 |  |  | EIA-860, EIA-860M and EIA-923 | 202406 | -122.938 | 44.985
-13669342.2867 | 5639803.4134 | 46185 | 63959 | SSD Marion 5, LLC | 63623 | Thor Solar 1 CEI, LLC | IPP Non-CHP | 13581 Wilco Highway NE | Woodburn | Marion | Oregon | 97071 | solar | Solar = 2 MW | Solar Photovoltaic | 2 | 2 | [9 empty] | 2 |  |  | EIA-860, EIA-860M and EIA-923 | 202406 | -122.7938 | 45.116
-13670701.3864 | 5661597.6164 | 46186 | 63960 | SSD Marion 6, LLC | 63623 | Thor Solar 1 CEI, LLC | IPP Non-CHP | 23006 Bents Rd. NE | Aurora | Marion | Oregon | 97002 | solar | Solar = 2 MW | Solar Photovoltaic | 2 | 2 | [9 empty] | 2 |  |  | EIA-860, EIA-860M and EIA-923 | 202406 | -122.806 | 45.254
-13618047.2672 | 5687886.0228 | 46187 | 63961 | SSD Clackamas 1, LLC | 63623 | Thor Solar 1 CEI, LLC | IPP Non-CHP | 14000 SE 322nd Ave. | Boring | Clackamas | Oregon | 97009 | solar | Solar = 4 MW | Solar Photovoltaic | 4 | 4 | [9 empty] | 4 |  |  | EIA-860, EIA-860M and EIA-923 | 202406 | -122.333 | 45.42
-13654671.3797 | 5637593.6175 | 46188 | 63962 | SSD Clackamas 4, LLC | 63623 | Thor Solar 1 CEI, LLC | IPP Non-CHP | 10299 S. Monte Cristo | Molalla | Clackamas | Oregon | 97038 | solar | Solar = 2 MW | Solar Photovoltaic | 2 | 2 | [9 empty] | 2 |  |  | EIA-860, EIA-860M and EIA-923 | 202406 | -122.662 | 45.102
-13646767.6958 | 5650219.3131 | 46189 | 63963 | SSD Clackamas 7, LLC | 63623 | Thor Solar 1 CEI, LLC | IPP Non-CHP | 29233 OR-213 | Molalla | Clackamas | Oregon | 97068 | solar | Solar = 2 MW | Solar Photovoltaic | 2 | 2 | [9 empty] | 2 |  |  | EIA-860, EIA-860M and EIA-923 | 202406 | -122.591 | 45.182
-13681666.2449 | 5643510.8112 | 46190 | 63964 | SSD Marion 1, LLC | 63623 | Thor Solar 1 CEI, LLC | IPP Non-CHP | 15005 Butteville RD NE | Grevais | Marion | Oregon | 97026 | solar | Solar = 2 MW | Solar Photovoltaic | 2 | 2 | [9 empty] | 2 |  |  | EIA-860, EIA-860M and EIA-923 | 202406 | -122.9045 | 45.1395
-8827858.2589 | 4382249.7645 | 46191 | 63965 | Danville Farm, LLC | 63623 | Thor Solar 1 CEI, LLC | IPP Non-CHP | 1493 Ringgold RD | Ringgold | Pittsylvania | Virginia | 24586 | solar | Solar = 12 MW | Solar Photovoltaic | 12 | 12 | [9 empty] | 12 |  |  | EIA-860, EIA-860M and EIA-923 | 202406 | -79.302 | 36.591
-10403582.2002 | 5499570.4667 | 46192 | 63966 | FastSun12 CSG | 60281 | Altus Power America Management, LLC | IPP Non-CHP | 9713 255th Street West | Morristown | Rice | Minnesota | 55052 | solar | Solar = 1 MW | Solar Photovoltaic | 1 | 1 | [9 empty] | 1 |  |  | EIA-860, EIA-860M and EIA-923 | 202406 | -93.457 | 44.2201
-9841435.5809 | 5204504.4648 | 46193 | 63967 | Charter Durabar at Woodstock | 63511 | Luminace Solar Illinois 2, LLC | IPP Non-CHP | 2100 W Lake Shore Dr | Woodstock | McHenry | Illinois | 62510 | solar | Solar = 2 MW | Solar Photovoltaic | 2 | 2 | [9 empty] | 2 |  |  | EIA-860, EIA-860M and EIA-923 | 202406 | -88.4071 | 42.2899
-9911591.0164 | 4795427.4264 | 46194 | 63968 | The GSI Group LLC at Assumption | 63511 | Luminace Solar Illinois 2, LLC | IPP Non-CHP | 1004 E Illinois St | Assumption | Christian | Illinois | 62510 | solar | Solar = 1.5 MW | Solar Photovoltaic | 1.5 | 1.5 | [9 empty] | 1.5 |  |  | EIA-860, EIA-860M and EIA-923 | 202406 | -89.0373 | 39.513
-13653297.1406 | 5643675.5708 | 46195 | 63969 | SulusSolar35 | 60496 | Adapture Renewables, Inc. | IPP Non-CHP | 32344-31972 S. Dryland Rd | Molalla | Clackamas | Oregon | 97038 | solar | Solar = 3 MW | Solar Photovoltaic | 3 | 3 | [9 empty] | 3 |  |  | EIA-860, EIA-860M and EIA-923 | 202406 | -122.6497 | 45.1406
-8575096.7797 | 4718402.6143 | 46196 | 63970 | 7185 13th Pl. NW | 63630 | New Columbia Solar | IPP Non-CHP | 7185 13th Pl. NW | Washington | District of Columbia | District of Columbia | 20012 | solar | Solar = 0.9 MW | Solar Photovoltaic | 0.9 | 0.9 | [9 empty] | 0.9 |  |  | EIA-860, EIA-860M and EIA-923 | 202406 | -77.0314 | 38.9772
-8375195.472 | 4781340.7182 | 46197 | 63971 | CCUA Solar | 63625 | CCUA Solar, LLC | IPP Non-CHP | 333 Water Street | Bridgeton | Cumberland | New Jersey | 8302 | solar | Solar = 1.5 MW | Solar Photovoltaic | 1.5 | 1.5 | [9 empty] | 1.5 |  |  | EIA-860, EIA-860M and EIA-923 | 202406 | -75.2357 | 39.4153
-8837192.3982 | 4055665.1706 | 46198 | 63973 | Cardinal Solar LLC | 63627 | Cardinal Solar LLC | IPP Non-CHP | 3114 N. Hwy 501 | Marion | Marion | South Carolina | 29571 | solar | Solar = 7 MW | Solar Photovoltaic | 7 | 7 | [9 empty] | 7 |  |  | EIA-860, EIA-860M and EIA-923 | 202406 | -79.3859 | 34.1998
-8987647.0352 | 4354171.6221 | 46199 | 63974 | Hayes Solar, LLC | 63628 | Hayes Solar, LLC | IPP Non-CHP | 718 W. Atkins St. | Dobson | Surry | North Carolina | 27017 | solar | Solar = 3 MW | Solar Photovoltaic | 3 | 3 | [9 empty] | 3 |  |  | EIA-860, EIA-860M and EIA-923 | 202406 | -80.7374 | 36.3882
-8741311.251 | 4161742.6183 | 46200 | 63975 | Harrison Solar, LLC | 63629 | Harrison Solar, LLC | IPP Non-CHP | 1454 Dunn Rd | Roseboro | Sampson | North Carolina | 28382 | solar | Solar = 5 MW | Solar Photovoltaic | 5 | 5 | [9 empty] | 5 |  |  | EIA-860, EIA-860M and EIA-923 | 202406 | -78.5245 | 34.9843
-8726708.6941 | 4123747.2857 | 46201 | 63976 | Bay Tree | 61060 | Cypress Creek Renewables | IPP Non-CHP | 1700 George Long Road | Harrells | Bladen | North Carolina | 28444 | solar | Solar = 70.1 MW | Solar Photovoltaic | 70.1 | 70.1 | [9 empty] | 70.1 |  |  | EIA-860, EIA-860M and EIA-923 | 202406 | -78.3934 | 34.7041
-9518485.6043 | 5362870.9712 | 46202 | 63977 | Central Generating | 63632 | North American Central - LLC | IPP Non-CHP | 21545 W Cannonsville Road | Pierson | Montcalm | Michigan | 49339 | biomass | Biomass = 4 MW | Landfill Gas | 4 | 4 |  | 4 | [10 empty] | EIA-860, EIA-860M and EIA-923 | 202406 | -85.506 | 43.3335
-9135096.046 | 3196856.8224 | 46203 | 63978 | Duette Solar Power Plant | 6455 | Duke Energy Florida, LLC | Electric Utility | 46355 State Road 62 | Parrish | Manatee | Florida | 34219 | solar | Solar = 74.5 MW | Solar Photovoltaic | 74.5 | 74.5 | [9 empty] | 74.5 |  |  | EIA-860, EIA-860M and EIA-923 | 202406 | -82.062 | 27.5858
-8725877.1375 | 4249746.203 | 46204 | 63979 | 315 Vinson Road | 63634 | Red Toad 315 Vinson Road, LLC | IPP Non-CHP | 315 Vinson Road | Clayton | Johnston | North Carolina | 27527 | solar | Solar = 2 MW | Solar Photovoltaic | 2 | 2 | [9 empty] | 2 |  |  | EIA-860, EIA-860M and EIA-923 | 202406 | -78.3859 | 35.6294
-11735624.6591 | 4065661.4906 | 46205 | 63981 | Red Cloud Wind LLC | 56545 | Pattern Operators LP | IPP Non-CHP | 829 University Rd. | Corona | Lincoln | New Mexico | 88318 | wind | Wind = 350 MW | Onshore Wind Turbine | 350 | 350 | [10 empty] | 350 |  | EIA-860, EIA-860M and EIA-923 | 202406 | -105.4229 | 34.2741
-9089722.5555 | 3203633.4801 | 46206 | 63982 | Charlie Creek Solar Power Plant | 6455 | Duke Energy Florida, LLC | Electric Utility | 6681 County Line Road | Wauchula | Hardee | Florida | 33873 | solar | Solar = 74.9 MW | Solar Photovoltaic | 74.9 | 74.9 | [9 empty] | 74.9 |  |  | EIA-860, EIA-860M and EIA-923 | 202406 | -81.6544 | 27.6398
-12517219.9547 | 5106650.708 | 46207 | 63983 | Rocket Solar, LLC | 63639 | Rocket Solar, LLC | IPP Non-CHP | TBD | Corinne | Box Elder | Utah | 84307 | solar | Solar = 80 MW | Solar Photovoltaic | 80 | 80 | [9 empty] | 80 |  |  | EIA-860, EIA-860M and EIA-923 | 202406 | -112.4441 | 41.6363
-12541899.4858 | 4970876.4143 | 46208 | 63984 | Horseshoe Solar, LLC | 63638 | Horseshoe Solar, LLC | IPP Non-CHP | TBD | Tooele | Tooele | Utah | 84029 | solar | Solar = 75 MW | Solar Photovoltaic | 75 | 75 | [9 empty] | 75 |  |  | EIA-860, EIA-860M and EIA-923 | 202406 | -112.6658 | 40.7183
-10684484.8014 | 3447156.2061 | 46209 | 63985 | Fort Bend Solar LLC | 57416 | Acciona Energy USA Global, LLC | IPP Non-CHP | 1420 FM 1952 Rd | East Bernard | Fort Bend | Texas | 77435 | solar | Solar = 240 MW | Solar Photovoltaic | 240 | 240 | [9 empty] | 240 |  |  | EIA-860, EIA-860M and EIA-923 | 202406 | -95.9804 | 29.5603
-13063966.079 | 4040935.9838 | 46210 | 63986 | Rialto - High School | 60584 | Onyx Asset Services Group | IPP Non-CHP | 595 S Eucalyptus Avenue | Rialto | San Bernardino | California | 10169 | solar | Solar = 0.9 MW | Solar Photovoltaic | 0.9 | 0.9 | [9 empty] | 0.9 |  |  | EIA-860, EIA-860M and EIA-923 | 202406 | -117.3556 | 34.0903
-10507140.6074 | 5534155.7258 | 46211 | 63987 | Novel Martens Solar LLC(CSG) | 63359 | REA Investments, LLC | IPP Non-CHP | 1120 County Road 1 | Lafayette | Nicollet | Minnesota | 56054 | solar | Solar = 1 MW | Solar Photovoltaic | 1 | 1 | [9 empty] | 1 |  |  | EIA-860, EIA-860M and EIA-923 | 202406 | -94.3872 | 44.4424
-9840095.1829 | 4962478.6934 | 46212 | 63988 | Blooming Grove Wind Energy Center | 49893 | Invenergy Services LLC | IPP Non-CHP | 26579 N 2750 East Rd | Chenoa | Livingston | Illinois | 61726 | wind | Wind = 250 MW | Onshore Wind Turbine | 250 | 250 | [10 empty] | 250 |  | EIA-860, EIA-860M and EIA-923 | 202406 | -88.3951 | 40.6611
-9772612.3057 | 5022730.6093 | 46213 | 63989 | Peterman II | 63643 | Peterman Solar II, LLC | IPP Non-CHP | 3800 E. Vanderkarr Rd. | St. Anne | Kankakee | Illinois | 60964 | solar | Solar = 2 MW | Solar Photovoltaic | 2 | 2 | [9 empty] | 2 |  |  | EIA-860, EIA-860M and EIA-923 | 202406 | -87.7889 | 41.0704
-9898600.6998 | 5193264.5073 | 46214 | 63990 | Kish CSG | 63644 | Kish Solar, LLC | IPP Non-CHP | 4200 Wheeler Rd | Cherry Valley | Boone | Illinois | 61016 | solar | Solar = 2 MW | Solar Photovoltaic | 2 | 2 | [9 empty] | 2 |  |  | EIA-860, EIA-860M and EIA-923 | 202406 | -88.9206 | 42.2152
-9778061.0608 | 5042979.6396 | 46215 | 63991 | Nostrand | 63645 | Nostrand Solar, LLC | IPP Non-CHP | 6075 N 2000 E Rd | Manteno Township | Kankakee | Illinois | 60914 | solar | Solar = 2 MW | Solar Photovoltaic | 2 | 2 | [9 empty] | 2 |  |  | EIA-860, EIA-860M and EIA-923 | 202406 | -87.8378 | 41.2074
-9793329.9761 | 5027606.6015 | 46216 | 63992 | Vulcan | 63646 | Vulcan Solar, LLC | IPP Non-CHP | 5500 West 1000 South Road | Kankakee | Kankakee | Illinois | 60901 | solar | Solar = 2 MW | Solar Photovoltaic | 2 | 2 | [9 empty] | 2 |  |  | EIA-860, EIA-860M and EIA-923 | 202406 | -87.975 | 41.1034
-13294906.7116 | 4376137.4109 | 46217 | 63993 | FTF-PackingShed | 63648 | Family Tree Farms | Industrial Non-CHP | 41646 Road 62 | Reedley | Tulare | California | 93654 | solar | Solar = 1 MW | Solar Photovoltaic | 1 | 1 | [9 empty] | 1 |  |  | EIA-860, EIA-860M and EIA-923 | 202406 | -119.4302 | 36.5469
-13426552.4735 | 4402187.0382 | 46218 | 63994 | Firebaugh-CCS-PV-1 | 63649 | Mike Woolf Farming | Industrial Non-CHP | NE NE NW 12 14 14 | Firebaugh | Fresno | California | 93622 | solar | Solar = 1 MW | Solar Photovoltaic | 1 | 1 | [9 empty] | 1 |  |  | EIA-860, EIA-860M and EIA-923 | 202406 | -120.6128 | 36.7347
-9218021.0516 | 3453972.8021 | 46219 | 63995 | Trenton | 6455 | Duke Energy Florida, LLC | Electric Utility | 1532 E Wade St | Trenton | Gilchrist | Florida | 32693 | batteries | Battery = 11 MW | Batteries | 11 | 11 | 11 | [11 empty] | EIA-860, EIA-860M and EIA-923 | 202406 | -82.8069 | 29.6136
-9505730.617 | 3469165.3246 | 46220 | 63996 | Cape San Blas | 6455 | Duke Energy Florida, LLC | Electric Utility | 7870 Cape San Blas Rd | Port St. Joe | Gulf | Florida | 32456 | batteries | Battery = 5.5 MW | Batteries | 5.5 | 5.5 | 5.5 | [11 empty] | EIA-860, EIA-860M and EIA-923 | 202406 | -85.3914 | 29.7321
-7966300.8373 | 5134204.3084 | 46221 | 63997 | Pine Hill | 60571 | AEP Onsite Partners, LLC | IPP Non-CHP | 10 Pine Hill Rd. | Johnston | Providence | Rhode Island | 2857 | solar | Solar = 5 MW | Solar Photovoltaic | 5 | 5 | [9 empty] | 5 |  |  | EIA-860, EIA-860M and EIA-923 | 202406 | -71.5625 | 41.821
-9250433.5025 | 3581405.2323 | 46222 | 63998 | Jennings Energy Storage Facility | 6455 | Duke Energy Florida, LLC | Electric Utility | 1149 Florida St. | Jennings | Hamilton | Florida | 32053 | batteries | Battery = 5.5 MW | Batteries | 5.5 | 5.5 | 5.5 | [11 empty] | EIA-860, EIA-860M and EIA-923 | 202406 | -83.0981 | 30.6038
-9158792.5147 | 3440872.6328 | 46223 | 63999 | Micanopy Energy Storage Facility | 6455 | Duke Energy Florida, LLC | Electric Utility | 304 NE Highway 441 | Micanopy | Alachua | Florida | 32667 | batteries | Battery = 8.3 MW | Batteries | 8.3 | 8.3 | 8.3 | [11 empty] | EIA-860, EIA-860M and EIA-923 | 202406 | -82.2748 | 29.5112
-7978646.3914 | 5239085.5695 | 46224 | 64000 | Amaterasu LLC | 61012 | AES Distributed Energy | IPP Non-CHP | 438 Old Union Turnpike | Lancaster | Worcester | Massachusetts | 1523 | solar | Battery = 3.2 MW, Solar = 4.6 MW | Batteries; Solar Photovoltaic; | 7.8 | 7.8 | 3.2 | [8 empty] | 4.6 |  |  | EIA-860, EIA-860M and EIA-923 | 202406 | -71.6734 | 42.5193
-10614676.9053 | 5723282.5239 | 46225 | 64001 | Camellia Solar, LLC | 62759 | National Grid Renewables | IPP Non-CHP | TBD | Glenwood | Pope | Minnesota | 56334 | solar | Solar = 1 MW | Solar Photovoltaic | 1 | 1 | [9 empty] | 1 |  |  | EIA-860, EIA-860M and EIA-923 | 202406 | -95.3533 | 45.6427
-8679886.8258 | 4139926.7167 | 46226 | 64002 | Buttercup Solar, LLC | 61677 | Sol Systems | IPP Non-CHP | 1303 W Charity Rd. | Rose Hill | Duplin | North Carolina | 28458 | solar | Solar = 5 MW | Solar Photovoltaic | 5 | 5 | [9 empty] | 5 |  |  | EIA-860, EIA-860M and EIA-923 | 202406 | -77.9728 | 34.8235
-11129827.3298 | 4529924.112 | 46227 | 64003 | Iron Star Wind Project | 56201 | Engie North America | IPP Non-CHP | 11290 Saddle Road | Dodge City | Ford | Kansas | 67801 | wind | Wind = 297.6 MW | Onshore Wind Turbine | 297.6 | 297.6 | [10 empty] | 297.6 |  | EIA-860, EIA-860M and EIA-923 | 202406 | -99.9809 | 37.6487
-8230675.945 | 4965042.8593 | 46228 | 64004 | Interfaith Medical Center | 63650 | Interfaith Medical Center | Commercial Non-CHP | 1545 Atlantic Avenue | Brooklyn | Kings | New York | 11213 | petroleum | Petroleum = 1.2 MW | Petroleum Liquids | 1.2 | 1.2 | [8 empty] | 1.2 |  |  |  | EIA-860, EIA-860M and EIA-923 | 202406 | -73.9374 | 40.6786
-13160461.2645 | 3999413.6256 | 46229 | 64005 | Toyota Long Beach Trigen | 63658 | Long Beach Trigen, LLC | IPP Non-CHP | 2140 Pier B Street D | Long Beach | Los Angeles | California | 90813 | biomass | Biomass = 2.2 MW | Other Waste Biomass | 2.8 | 2.2 |  | 2.2 | [10 empty] | EIA-860, EIA-860M and EIA-923 | 202406 | -118.2224 | 33.7809
-13736825.1639 | 5634124.6537 | 46230 | 64006 | SulusSolar33 | 60496 | Adapture Renewables, Inc. | IPP Non-CHP | 27288-27316 SW Ballston Road | Sheridan | Yamhill | Oregon | 97378 | solar | Solar = 3 MW | Solar Photovoltaic | 3 | 3 | [9 empty] | 3 |  |  | EIA-860, EIA-860M and EIA-923 | 202406 | -123.4 | 45.08
-13750183.5028 | 5637278.2019 | 46231 | 64007 | SulusSolar28 | 60496 | Adapture Renewables, Inc. | IPP Non-CHP | 38656-39598 Allen Road | Willamina | Yamhill | Oregon | 97396 | solar | Solar = 3 MW | Solar Photovoltaic | 3 | 3 | [9 empty] | 3 |  |  | EIA-860, EIA-860M and EIA-923 | 202406 | -123.52 | 45.1
-13697863.3421 | 5711707.1598 | 46232 | 64008 | MilfordSolar OR | 60496 | Adapture Renewables, Inc. | IPP Non-CHP | 5390 Marsh Road | Forest Grove | Washington | Oregon | 97116 | solar | Solar = 3 MW | Solar Photovoltaic | 3 | 3 | [9 empty] | 3 |  |  | EIA-860, EIA-860M and EIA-923 | 202406 | -123.05 | 45.57
-13668920.2745 | 5645166.9086 | 46233 | 64009 | BristolSolar | 60496 | Adapture Renewables, Inc. | IPP Non-CHP | 13321-13067 Kiliam Loop NE | Woodburn | Marion | Oregon | 97071 | solar | Solar = 3 MW | Solar Photovoltaic | 3 | 3 | [9 empty] | 3 |  |  | EIA-860, EIA-860M and EIA-923 | 202406 | -122.79 | 45.15
-8590525.1045 | 4533052.8352 | 46234 | 64010 | Energix Hollyfield, LLC | 63651 | Energix Hollyfield, LLC | IPP Non-CHP | 289 Hollyfield Lane | Manquin | King William | Virginia | 23106 | solar | Solar = 13 MW | Solar Photovoltaic | 13 | 13 | [9 empty] | 13 |  |  | EIA-860, EIA-860M and EIA-923 | 202406 | -77.17 | 37.671
-9420471.6869 | 3628484.8484 | 46235 | 64011 | Bainbridge Solar | 63665 | Bainbridge Solar, LLC | IPP Non-CHP | 122 1st Ramp | Bainbridge | Decatur | Georgia | 39817 | solar | Solar = 1 MW | Solar Photovoltaic | 1 | 1 | [9 empty] | 1 |  |  | EIA-860, EIA-860M and EIA-923 | 202406 | -84.6255 | 30.9672
-8637613.2491 | 4674796.6977 | 46236 | 64012 | Energix Nokesville, LLC | 63653 | Energix Nokesville, LLC | IPP Non-CHP | 13204 Warrenton Rd. | Nokesville | Prince William | Virginia | 20181 | solar | Solar = 20 MW | Solar Photovoltaic | 20 | 20 | [9 empty] | 20 |  |  | EIA-860, EIA-860M and EIA-923 | 202406 | -77.593 | 38.672
-9869172.8358 | 5124837.3619 | 46237 | 64013 | Somonauk Road Solar 1 | 63664 | Somonauk Road Solar 1, LLC | IPP Non-CHP | 1171 Somonauk Road | Somonauk | DeKalb | Illinois | 60552 | solar | Solar = 2 MW | Solar Photovoltaic | 2 | 2 | [9 empty] | 2 |  |  | EIA-860, EIA-860M and EIA-923 | 202406 | -88.6563 | 41.7583
-8009560.5933 | 5243954.3444 | 46238 | 64014 | 28 Livermore Hill Road Solar | 63663 | 28 Livermore Hill Road Solar, LLC | IPP Non-CHP | 28 Livermore Hill Road | Westminster | Worcester | Massachusetts | 39817 | solar | Solar = 5 MW | Solar Photovoltaic | 5 | 5 | [9 empty] | 5 |  |  | EIA-860, EIA-860M and EIA-923 | 202406 | -71.9511 | 42.5515
-8725333.0079 | 4509929.4485 | 46239 | 64015 | Energix Buckingham, LLC | 63652 | Energix Buckingham, LLC | IPP Non-CHP | 23 High Rock Rd. | Cumberland | Buckingham | Virginia | 23040 | solar | Solar = 20 MW | Solar Photovoltaic | 20 | 20 | [9 empty] | 20 |  |  | EIA-860, EIA-860M and EIA-923 | 202406 | -78.381 | 37.5064
-10018453.4974 | 4695141.0142 | 46240 | 64016 | Edwardsville Solar II | 63662 | Edwardsville Solar II, LLC | IPP Non-CHP | 5737 New Poag Road | Edwardsville | Madison | Illinois | 62025 | solar | Solar = 2 MW | Solar Photovoltaic | 2 | 2 | [9 empty] | 2 |  |  | EIA-860, EIA-860M and EIA-923 | 202406 | -89.9973 | 38.8145
-8190891.9174 | 5274844.4433 | 46241 | 64017 | Brick Church Solar | 63661 | Brick Church Solar 1, LLC | IPP Non-CHP | 138 Brick Church Road | Brunswick | Rensselaer | New York | 12180 | solar | Solar = 4 MW | Solar Photovoltaic | 4 | 4 | [9 empty] | 4 |  |  | EIA-860, EIA-860M and EIA-923 | 202406 | -73.58 | 42.7556
-9890307.1751 | 5223942.6783 | 46242 | 64018 | Route 76 Boone Solar 1 | 63660 | Route 76 Boone Solar 1, LLC | IPP Non-CHP | 18219 IL Route 76 | Poplar Grove | Boone | Illinois | 61065 | solar | Solar = 2 MW | Solar Photovoltaic | 2 | 2 | [9 empty] | 2 |  |  | EIA-860, EIA-860M and EIA-923 | 202406 | -88.8461 | 42.4189
-8832922.9618 | 4459783.9974 | 46243 | 64019 | Altavista Solar | 63666 | Altavista Solar, LLC | IPP Non-CHP | 3935 Bedford Hwy | Lynch Station | Campbell | Virginia | 24571 | solar | Solar = 80 MW | Solar Photovoltaic | 80 | 80 | [9 empty] | 80 |  |  | EIA-860, EIA-860M and EIA-923 | 202406 | -79.3475 | 37.1482
-9912022.6021 | 5248570.5801 | 46244 | 64020 | West Riverside Energy Center | 20856 | Wisconsin Power & Light Co | Electric Utility | 4201 S. Walters Rd | Beloit | Rock | Wisconsin | 53511 | natural gas | Natural Gas = 684.3 MW, Solar = 4.4 MW | Natural Gas Fired Combined Cycle; Solar Photovoltaic; | 727.6 | 688.7 | [6 empty] | 684.3 |  |  | 4.4 |  |  | EIA-860, EIA-860M and EIA-923 | 202406 | -89.0412 | 42.5821
-11641911.459 | 4932478.1935 | 46245 | 64021 | Alden Solar CSG LLC | 60025 | Greenbacker Renewable Energy Corporation | IPP Non-CHP | 31432 Weld County Rd. 51 | Greeley | Weld | Colorado | 80631 | solar | Solar = 1.6 MW | Solar Photovoltaic | 1.6 | 1.6 | [9 empty] | 1.6 |  |  | EIA-860, EIA-860M and EIA-923 | 202406 | -104.5811 | 40.4563
-13667807.0796 | 5616799.836 | 46246 | 64022 | SulusSolar22 | 60496 | Adapture Renewables, Inc. | IPP Non-CHP | 3486 Edison Rd. NE | Silverton | Marion | Oregon | 97381 | solar | Solar = 3 MW | Solar Photovoltaic | 3 | 3 | [9 empty] | 3 |  |  | EIA-860, EIA-860M and EIA-923 | 202406 | -122.78 | 44.97
-8301755.6662 | 4947381.3318 | 46247 | 64023 | 10 Finderne Avenue Solar, LLC | 60025 | Greenbacker Renewable Energy Corporation | IPP Non-CHP | 10 Finderne Ave | Bridgewater Town | Somerset | New Jersey | 8807 | solar | Solar = 2.3 MW | Solar Photovoltaic | 2.3 | 2.3 | [9 empty] | 2.3 |  |  | EIA-860, EIA-860M and EIA-923 | 202406 | -74.5759 | 40.5581
-11810984.6148 | 4519105.2521 | 46248 | 64024 | Monte Vista Solar 2 CSG, LLC | 60025 | Greenbacker Renewable Energy Corporation | IPP Non-CHP | 283 S. County Road 3 E | Monte Vista | Rio Grande | Colorado | 97114 | solar | Solar = 1.6 MW | Solar Photovoltaic | 1.6 | 1.6 | [9 empty] | 1.6 |  |  | EIA-860, EIA-860M and EIA-923 | 202406 | -106.0999 | 37.5718
-8309456.7486 | 4913008.8973 | 46249 | 64025 | 101 Carnegie Center Solar, LLC | 60025 | Greenbacker Renewable Energy Corporation | IPP Non-CHP | 101 Carnegie Center Dr. | Princeton | Mercer | New Jersey | 8540 | solar | Solar = 1.2 MW | Solar Photovoltaic | 1.2 | 1.2 | [9 empty] | 1.2 |  |  | EIA-860, EIA-860M and EIA-923 | 202406 | -74.6451 | 40.3231
-11122764.1081 | 3870249.5913 | 46250 | 64026 | ANSON Solar Center, LLC | 56201 | Engie North America | IPP Non-CHP | 4211 County Road 185 | Anson | Jones | Texas | 79501 | solar | Solar = 200 MW | Solar Photovoltaic | 200 | 200 | [9 empty] | 200 |  |  | EIA-860, EIA-860M and EIA-923 | 202406 | -99.9175 | 32.811
-13056366.854 | 4038956.9756 | 46251 | 64027 | SB Water Reclamation Fuel Cell | 63669 | San Bernardino Fuel Cell, LLC | Commercial CHP | 399 Chandler Place | San Bernardino | San Bernardino | California | 92408 | biomass | Biomass = 1.4 MW | Other Waste Biomass | 1.4 | 1.4 |  | 1.4 | [10 empty] | EIA-860, EIA-860M and EIA-923 | 202406 | -117.2873 | 34.0756
-13015418.0906 | 3841043.0044 | 46252 | 64028 | San Diego - EMDF at San Diego | 63667 | California PV Energy 3, LLC | IPP Non-CHP | 446 Alta Rd | San Diego | San Diego | California | 92158 | solar | Solar = 2.9 MW | Solar Photovoltaic | 2.9 | 2.9 | [9 empty] | 2.9 |  |  | EIA-860, EIA-860M and EIA-923 | 202406 | -116.9195 | 32.5903
-10489852.5791 | 5664678.242 | 46253 | 64029 | Bauer Solar CSG | 63668 | Bauer Community Solar LLC | IPP Non-CHP | 13725 233st | Cold Spring | Stearns | Minnesota | 56320 | solar | Solar = 0.9 MW | Solar Photovoltaic | 0.9 | 0.9 | [9 empty] | 0.9 |  |  | EIA-860, EIA-860M and EIA-923 | 202406 | -94.2319 | 45.2735
-8311860.9156 | 5127005.9132 | 46254 | 64030 | Kenmare - Sullivan Community College | 61944 | MN8 Energy LLC | IPP Non-CHP | 112 College Rd | Sheldrake | Sullivan | New York | 12759 | solar | Solar = 2 MW | Solar Photovoltaic | 2 | 2 | [9 empty] | 2 |  |  | EIA-860, EIA-860M and EIA-923 | 202406 | -74.6667 | 41.7728
-11712197.4723 | 4645247.8142 | 46255 | 64031 | Fremont CO 1, LLC | 60025 | Greenbacker Renewable Energy Corporation | IPP Non-CHP | 2303 South Street | Canon City | Fremont | Colorado | 81212 | solar | Solar = 1.8 MW | Solar Photovoltaic | 1.8 | 1.8 | [9 empty] | 1.8 |  |  | EIA-860, EIA-860M and EIA-923 | 202406 | -105.2125 | 38.4645
-12089519.3391 | 5757303.0717 | 46256 | 64032 | MTSUN | 60025 | Greenbacker Renewable Energy Corporation | IPP Non-CHP | TBD | Billings | Yellowstone | Montana | 59106 | solar | Solar = 80 MW | Solar Photovoltaic | 80 | 80 | [9 empty] | 80 |  |  | EIA-860, EIA-860M and EIA-923 | 202406 | -108.602 | 45.856
-13685334.4447 | 5602557.6234 | 46257 | 64033 | GreenparkSolar | 60496 | Adapture Renewables, Inc. | IPP Non-CHP | 6399-6015 Aumsville Hwy SE | Salem | Marion | Oregon | 97317 | solar | Solar = 1.3 MW | Solar Photovoltaic | 1.3 | 1.3 | [9 empty] | 1.3 |  |  | EIA-860, EIA-860M and EIA-923 | 202406 | -122.9375 | 44.8794
-13672259.8592 | 5664128.0866 | 46258 | 64034 | SulusSolar25 | 60496 | Adapture Renewables, Inc. | IPP Non-CHP | 24337-23501 Klupenger Rd. NE | Aurora | Marion | Oregon | 97002 | solar | Solar = 2.2 MW | Solar Photovoltaic | 2.2 | 2.2 | [9 empty] | 2.2 |  |  | EIA-860, EIA-860M and EIA-923 | 202406 | -122.82 | 45.27
-8724340.9286 | 4246003.104 | 46259 | 64035 | Powatan Road Solar | 63633 | Red Toad Powatan Phase 2 LLC | IPP Non-CHP | 1425 A Powatan Road | Clayton | Johnston | North Carolina | 27577 | solar | Solar = 2 MW | Solar Photovoltaic | 2 | 2 | [9 empty] | 2 |  |  | EIA-860, EIA-860M and EIA-923 | 202406 | -78.3721 | 35.6021
-10038745.0369 | 5226615.8432 | 46260 | 64040 | Apple Canyon Lake Solar | 63680 | ACM Solar, LLC. | IPP Non-CHP | 4462 West Apple Canyon Road | Apple River | Jo Daviess | Illinois | 61001 | solar | Solar = 1.2 MW | Solar Photovoltaic | 1.2 | 1.2 | [9 empty] | 1.2 |  |  | EIA-860, EIA-860M and EIA-923 | 202406 | -90.1796 | 42.4367
-8230737.3933 | 5096105.1086 | 46261 | 64041 | Wappinger 9D Solar | 63681 | Wappinger 9D Solar, LLC | IPP Non-CHP | 2050 RTE 9D | Wappinger | Dutchess | New York | 12590 | solar | Solar = 2 MW | Solar Photovoltaic | 2 | 2 | [9 empty] | 2 |  |  | EIA-860, EIA-860M and EIA-923 | 202406 | -73.938 | 41.5654
-8074766.6529 | 5224362.04 | 46262 | 64042 | Montague Road Solar | 63682 | Montague Road Solar, LLC | IPP Non-CHP | 285 Sunderland Road | Amherst | Hampshire | Massachusetts | 1002 | solar | Solar = 3.6 MW | Solar Photovoltaic | 3.6 | 3.6 | [9 empty] | 3.6 |  |  | EIA-860, EIA-860M and EIA-923 | 202406 | -72.5369 | 42.4217
-9810229.4994 | 4681871.3982 | 46263 | 64043 | Olney Solar II CSG | 63683 | Olney Solar II, LLC | IPP Non-CHP | 3641 IL RT 250 | Olney | Richland | Illinois | 62450 | solar | Solar = 2 MW | Solar Photovoltaic | 2 | 2 | [9 empty] | 2 |  |  | EIA-860, EIA-860M and EIA-923 | 202406 | -88.1268 | 38.7216
-8263138.4896 | 5128924.4384 | 46264 | 64044 | Off Airport Road - West | 63684 | Off Airport Road - West, LLC | IPP Non-CHP | Airport Road | Accord | Ulster | New York | 12404 | solar | Solar = 4 MW | Solar Photovoltaic | 4 | 4 | [9 empty] | 4 |  |  | EIA-860, EIA-860M and EIA-923 | 202406 | -74.229 | 41.7856
-7992261.3217 | 5251949.4327 | 46265 | 64045 | Fitchburg Renewables | 63685 | Fitchburg Renewables, LLC | IPP Non-CHP | 239 Fisher Road | Fitchburg | Worcester | Massachusetts | 1420 | solar | Solar = 4 MW | Solar Photovoltaic | 4 | 4 | [9 empty] | 4 |  |  | EIA-860, EIA-860M and EIA-923 | 202406 | -71.7957 | 42.6044
-8269800.8498 | 5129209.1449 | 46266 | 64046 | 6140 Route 209 - North | 63686 | 6140 Route 209 - North, LLC | IPP Non-CHP | 6140 Route 209 | Kerhonkson | Ulster | New York | 12446 | solar | Solar = 4 MW | Solar Photovoltaic | 4 | 4 | [9 empty] | 4 |  |  | EIA-860, EIA-860M and EIA-923 | 202406 | -74.2889 | 41.7876
-10952037.0787 | 4161852.6735 | 46267 | 64047 | Caddo Wind | 59496 | ALLETE Clean Energy | IPP Non-CHP | E1400 | Apache | Caddo | Oklahoma | 73006 | wind | Wind = 303.2 MW | Onshore Wind Turbine | 303.2 | 303.2 | [10 empty] | 303.2 |  | EIA-860, EIA-860M and EIA-923 | 202406 | -98.3838 | 34.9851
-13613260.5291 | 5694232.1257 | 46268 | 64048 | SulusSolar29 | 60496 | Adapture Renewables, Inc. | IPP Non-CHP | 36461 SE Proctor Rd. | Boring | Clackamas | Oregon | 97009 | solar | Solar = 2.6 MW | Solar Photovoltaic | 2.6 | 2.6 | [9 empty] | 2.6 |  |  | EIA-860, EIA-860M and EIA-923 | 202406 | -122.29 | 45.46
-13052831.9035 | 3920588.1709 | 46269 | 64049 | San Diego - NCRC at Vista | 63667 | California PV Energy 3, LLC | IPP Non-CHP | 325 S. Melrose Dr | Vista | San Diego | California | 92083 | solar | Solar = 1.8 MW | Solar Photovoltaic | 1.8 | 1.8 | [9 empty] | 1.8 |  |  | EIA-860, EIA-860M and EIA-923 | 202406 | -117.2556 | 33.1903
-8848229.7257 | 4167822.8269 | 46270 | 64050 | Fort Bragg - Camp Mackall PV BESS System | 60146 | Ameresco Federal Solutions | IPP Non-CHP | Camp Mackall | Hoffman | Richmond | North Carolina | 28347 | batteries | Battery = 2 MW, Solar = 1 MW | Batteries; Solar Photovoltaic; | 3 | 3 | 2 | [8 empty] | 1 |  |  | EIA-860, EIA-860M and EIA-923 | 202406 | -79.485 | 35.029
-13284111.0587 | 5681544.4141 | 46271 | 64051 | Orchard Windfarm 2, LLC | 62758 | Orchard Windfarm, LLC | IPP Non-CHP | 73751 Alpine Lane | Lexington | Morrow | Oregon | 97839 | wind | Wind = 10 MW | Onshore Wind Turbine | 10 | 10 | [10 empty] | 10 |  | EIA-860, EIA-860M and EIA-923 | 202406 | -119.3332 | 45.38
-13284111.0587 | 5681544.4141 | 46272 | 64052 | Orchard Windfarm 3, LLC | 62758 | Orchard Windfarm, LLC | IPP Non-CHP | 73751 Alpine Lane | Lexington | Morrow | Oregon | 97839 | wind | Wind = 10 MW | Onshore Wind Turbine | 10 | 10 | [10 empty] | 10 |  | EIA-860, EIA-860M and EIA-923 | 202406 | -119.3332 | 45.38
-13284113.2851 | 5681544.4141 | 46273 | 64053 | Orchard Windfarm 4, LLC | 62758 | Orchard Windfarm, LLC | IPP Non-CHP | 73751 Alpine Lane | Lexington | Morrow | Oregon | 97839 | wind | Wind = 10 MW | Onshore Wind Turbine | 10 | 10 | [10 empty] | 10 |  | EIA-860, EIA-860M and EIA-923 | 202406 | -119.3332 | 45.38
-11737166.4341 | 4076779.0509 | 46274 | 64054 | Clines Corners Wind Farm LLC | 56545 | Pattern Operators LP | IPP Non-CHP | 761 Berlier Ranch Rd. | Encino | Torrance | New Mexico | 88321 | wind | Wind = 325 MW | Onshore Wind Turbine | 325 | 325 | [10 empty] | 325 |  | EIA-860, EIA-860M and EIA-923 | 202406 | -105.4368 | 34.3565
-13393724.6896 | 4414728.1277 | 46275 | 64055 | Wonderful Orchards - New Columbia | 63689 | Wonderful Renewable Energy, LLC. | Industrial Non-CHP | Avenue 5, 3/4 west of Chowchil | Firebaugh | Madera | California | 93622 | solar | Solar = 5 MW | Solar Photovoltaic | 5 | 5 | [9 empty] | 5 |  |  | EIA-860, EIA-860M and EIA-923 | 202406 | -120.3179 | 36.8249
-10317313.0457 | 5509186.5497 | 46276 | 64056 | T Luhman CSG | 62915 | Madison Energy Holdings LLC | IPP Non-CHP | 17331 460th St | Zumbrota | Goodhue | Minnesota | 5592 | solar | Solar = 1 MW | Solar Photovoltaic | 1 | 1 | [9 empty] | 1 |  |  | EIA-860, EIA-860M and EIA-923 | 202406 | -92.682 | 44.282
-13317573.6977 | 5710077.36 | 46277 | 64057 | Wheatridge 1 | 15248 | Portland General Electric Co | Electric Utility | Strawberry East Rd | Lexington | Morrow | Oregon | 97843 | wind | Wind = 100 MW | Onshore Wind Turbine | 100 | 100 | [10 empty] | 100 |  | EIA-860, EIA-860M and EIA-923 | 202406 | -119.6338 | 45.5598
-9977868.6375 | 5212000.8627 | 46278 | 64058 | 2662 Freeport Solar 1 CSG | 63691 | 2662 Freeport Solar 1, LLC | IPP Non-CHP | 2662 Illinois Route 26 North | Freeport | Stephenson | Illinois | 61032 | solar | Solar = 2 MW | Solar Photovoltaic | 2 | 2 | [9 empty] | 2 |  |  | EIA-860, EIA-860M and EIA-923 | 202406 | -89.6327 | 42.3397
-10036437.2725 | 5139569.2968 | 46279 | 64059 | Whiteside Solar 1 CSG | 63692 | Whiteside Solar 1, LLC | IPP Non-CHP | 900 22nd Ave | Fulton | Whiteside | Illinois | 61252 | solar | Solar = 2 MW | Solar Photovoltaic | 2 | 2 | [9 empty] | 2 |  |  | EIA-860, EIA-860M and EIA-923 | 202406 | -90.1589 | 41.8569
-7980279.4484 | 5200854.4587 | 46280 | 64060 | SELCO Community Solar | 11806 | Massachusetts Mun Wholes Electric Co | Electric Utility | 620 Hartford Turnpike | Shrewsbury | Worcester | Massachusetts | 1545 | solar | Solar = 3 MW | Solar Photovoltaic | 3 | 3 | [9 empty] | 3 |  |  | EIA-860, EIA-860M and EIA-923 | 202406 | -71.6881 | 42.2656
-9089119.2038 | 4062395.4712 | 46281 | 64061 | Hecate Energy West Newberry, LLC | 63694 | Hecate Energy West Newberry, LLC | IPP Non-CHP | 304 Industrial Park Rd. | Newberry | Newberry | South Carolina | 29108 | solar | Solar = 3.5 MW | Solar Photovoltaic | 3.3 | 3.5 | [9 empty] | 3.5 |  |  | EIA-860, EIA-860M and EIA-923 | 202406 | -81.6489 | 34.2498
-7715553.9069 | 5596367.8329 | 46282 | 64062 | Palmyra PV - BD Solar Palmyra LLC | 63696 | BD Solar Palmyra LLC | IPP Non-CHP | US Rt. 2 | Palmyra | Somerset | Maine | 4965 | solar | Solar = 5 MW | Solar Photovoltaic | 5 | 5 | [9 empty] | 5 |  |  | EIA-860, EIA-860M and EIA-923 | 202406 | -69.31 | 44.84
-11743329.749 | 4081382.0853 | 46283 | 64065 | Duran Mesa LLC | 56545 | Pattern Operators LP | IPP Non-CHP | 59 Robinson Ranch Rd. | Duran | Lincoln | New Mexico | 88301 | wind | Wind = 105 MW | Onshore Wind Turbine | 105 | 105 | [10 empty] | 105 |  | EIA-860, EIA-860M and EIA-923 | 202406 | -105.4921 | 34.3907
-11737527.1092 | 4077244.2729 | 46284 | 64066 | Tecolote Wind LLC | 56545 | Pattern Operators LP | IPP Non-CHP | 208 Church St. | Duran | Lincoln | New Mexico | 88301 | wind | Wind = 272 MW | Onshore Wind Turbine | 272 | 272 | [10 empty] | 272 |  | EIA-860, EIA-860M and EIA-923 | 202406 | -105.44 | 34.36
-7609213.9596 | 5548716.2056 | 46285 | 64068 | BD Solar Hancock LLC | 63698 | BD Solar Hancock LLC | IPP Non-CHP | 128 State Street, Suite 3 | Augusta | Hancock | Maine | 4330 | solar | Solar = 7 MW | Solar Photovoltaic | 7 | 7 | [9 empty] | 7 |  |  | EIA-860, EIA-860M and EIA-923 | 202406 | -68.3547 | 44.5357
-7746723.3643 | 5552516.437 | 46286 | 64069 | Winslow PV - BD Solar 2 LLC | 63699 | BD Solar 2 LLC | IPP Non-CHP | Clinton Ave. | Winslow | Kennebec | Maine | 4901 | solar | Solar = 7 MW | Solar Photovoltaic | 7 | 7 | [9 empty] | 7 |  |  | EIA-860, EIA-860M and EIA-923 | 202406 | -69.59 | 44.56
-7611891.9725 | 5548540.6733 | 46287 | 64070 | BD Solar Ellsworth LLC | 63700 | BD Solar Hancock North LLC | IPP Non-CHP | 128 State Street, Suite 3 | Augusta | Hancock | Maine | 4330 | solar | Solar = 7 MW | Solar Photovoltaic | 7 | 7 | [9 empty] | 7 |  |  | EIA-860, EIA-860M and EIA-923 | 202406 | -68.3788 | 44.5345
-10501880.7614 | 5794944.0454 | 46288 | 64072 | Camp Ripley Solar | 63704 | Camp Riley Solar Facility | Electric Utility | 15000 MN 115 | Little Falls | Morrison | Minnesota | 56345 | solar | Solar = 10.8 MW | Solar Photovoltaic | 10.9 | 10.8 | [9 empty] | 10.8 |  |  | EIA-860, EIA-860M and EIA-923 | 202406 | -94.34 | 46.091
-11131281.1624 | 4490946.3413 | 46289 | 64074 | Cimarron Bend III | 61372 | Enel Kansas, LLC | IPP Non-CHP | 407 County Road 7 | Minneola | Clark | Kansas | 67865 | wind | Wind = 198.8 MW | Onshore Wind Turbine | 198.8 | 198.8 | [10 empty] | 198.8 |  | EIA-860, EIA-860M and EIA-923 | 202406 | -99.994 | 37.371
-11480156.4465 | 3656928.416 | 46290 | 64075 | Taygete II Energy Project | 64569 | West Texas Solar Project II LLC | IPP Non-CHP | 5177 Tipton Rd. | Coyanosa | Pecos | Texas | 79730 | solar | Solar = 203.8 MW | Solar Photovoltaic | 203.8 | 203.8 | [9 empty] | 203.8 |  |  | EIA-860, EIA-860M and EIA-923 | 202406 | -103.128 | 31.186
-11979597.1306 | 4177263.6773 | 46291 | 64076 | Route 66 Energy Center, LLC | 63714 | Route 66 Energy Center, LLC | IPP Non-CHP | 999 NM Highway 124 | San Fidel | Cibola | New Mexico | 87049 | solar | Solar = 49.5 MW | Solar Photovoltaic | 49.5 | 49.5 | [9 empty] | 49.5 |  |  | EIA-860, EIA-860M and EIA-923 | 202406 | -107.6146 | 35.0984
-7731089.7663 | 5592288.3805 | 46292 | 64078 | Pittsfield Solar LLC | 63712 | Pittsfiled Solar LLC | IPP Non-CHP | Route 2 Pittsfield ME | Pittsfield | Somerset | Maine | 4967 | solar | Solar = 9.9 MW | Solar Photovoltaic | 9.9 | 9.9 | [9 empty] | 9.9 |  |  | EIA-860, EIA-860M and EIA-923 | 202406 | -69.4496 | 44.814
-10875574.0581 | 3359319.0594 | 46293 | 64079 | CatanSolar | 60496 | Adapture Renewables, Inc. | IPP Non-CHP | 160 County Road 118 | Runge | Karnes | Texas | 78151 | solar | Solar = 10 MW | Solar Photovoltaic | 10 | 10 | [9 empty] | 10 |  |  | EIA-860, EIA-860M and EIA-923 | 202406 | -97.6969 | 28.8716
-9944113.8962 | 5336447.4665 | 46294 | 64080 | Dane County Airport Solar | 11479 | Madison Gas & Electric Co | Electric Utility | 6002 N Stoughton Rd | Madison | Dane | Wisconsin | 53704 | solar | Solar = 10.8 MW | Solar Photovoltaic | 10.8 | 10.8 | [9 empty] | 10.8 |  |  | EIA-860, EIA-860M and EIA-923 | 202406 | -89.3295 | 43.1606
-10078473.182 | 3996322.2445 | 46295 | 64081 | Sunflower County | 63718 | Sunflower County Solar Project, LLC | Electric Utility | 3766 Highway 49N | Ruleville | Sunflower | Mississippi | 38771 | solar | Solar = 100 MW | Solar Photovoltaic | 100 | 100 | [9 empty] | 100 |  |  | EIA-860, EIA-860M and EIA-923 | 202406 | -90.5365 | 33.7578
-8461592.6439 | 5504956.558 | 46296 | 64084 | Blanchard Road 1 Community Solar | 63707 | OYA Blanchard Road LLC | IPP Non-CHP | 15112 Blanchard Road | Clayton | Jefferson | New York | 13624 | solar | Battery = 5 MW, Solar = 5 MW | Batteries; Solar Photovoltaic; | 10 | 10 | 5 | [8 empty] | 5 |  |  | EIA-860, EIA-860M and EIA-923 | 202406 | -76.0118 | 44.2548
-7956726.8044 | 5141499.9111 | 46297 | 64085 | North Providence | 63693 | Captona N.P. LLC | IPP Non-CHP | 0 Smithfield Road | North Providence | Providence | Rhode Island | 2904 | solar | Solar = 2 MW | Solar Photovoltaic | 2 | 2 | [9 empty] | 2 |  |  | EIA-860, EIA-860M and EIA-923 | 202406 | -71.4765 | 41.8698
-8546567.598 | 4490192.0726 | 46298 | 64086 | Norge Solar Farm | 5248 | Dominion Energy Inc. | Electric Utility | 341 Farmville Lane | Williamsburg | James City | Virginia | 23188 | solar | Solar = 20 MW | Solar Photovoltaic | 20 | 20 | [9 empty] | 20 |  |  | EIA-860, EIA-860M and EIA-923 | 202406 | -76.7751 | 37.3656
-8461592.6439 | 5504956.558 | 46299 | 64087 | Blanchard Road 2 Community Solar | 63708 | OYA Blanchard Road 2 LLC | IPP Non-CHP | 14829 Blanchard Road | Clayton | Jefferson | New York | 13624 | solar | Battery = 5 MW, Solar = 5 MW | Batteries; Solar Photovoltaic; | 10 | 10 | 5 | [8 empty] | 5 |  |  | EIA-860, EIA-860M and EIA-923 | 202406 | -76.0118 | 44.2548
-9914966.0008 | 4894640.3628 | 46300 | 64088 | Alta Farms II Wind Project, LLC | 63722 | Alta Farms II Wind Project, LLC | IPP Non-CHP | 705 North Side Square | Clinton | DeWitt | Illinois | 61727 | wind | Wind = 200.5 MW | Onshore Wind Turbine | 200.5 | 200.5 | [10 empty] | 200.5 |  | EIA-860, EIA-860M and EIA-923 | 202406 | -89.0677 | 40.1972
-10945488.9322 | 3019772.4079 | 46301 | 64089 | Ignacio Grid Energy Storage System | 63723 | Ignacio Grid, LLC | IPP Non-CHP | 4101 S. Mayberry Rd. | Mission | Hidalgo | Texas | 78572 | batteries | Battery = 100 MW | Batteries | 100 | 100 | 100 | [11 empty] | EIA-860, EIA-860M and EIA-923 | 202406 | -98.325 | 26.1669
-8461592.6439 | 5504956.558 | 46302 | 64090 | NYS Rte 12 Community Solar | 63709 | OYA NYS Rte 12 LLC | IPP Non-CHP | 15227 Blanchard Road | Clayton | Jefferson | New York | 13624 | solar | Battery = 5 MW, Solar = 5 MW | Batteries; Solar Photovoltaic; | 10 | 10 | 5 | [8 empty] | 5 |  |  | EIA-860, EIA-860M and EIA-923 | 202406 | -76.0118 | 44.2548
-8783441.7821 | 5344449.0202 | 46303 | 64091 | Moore Road Community Solar | 63710 | OYA 2643 Moore Road LLC | IPP Non-CHP | 2695 Moore Road | Ransomville | Niagara | New York | 14131 | solar | Solar = 5 MW | Solar Photovoltaic | 5 | 5 | [9 empty] | 5 |  |  | EIA-860, EIA-860M and EIA-923 | 202406 | -78.903 | 43.213
-8461592.6439 | 5504956.558 | 46304 | 64092 | Great Lakes Seaway Community Solar | 63711 | OYA Great Lakes Seaway LLC | IPP Non-CHP | 15246 Blanchard Road | Clayton | Jefferson | New York | 13624 | solar | Battery = 5 MW, Solar = 5 MW | Batteries; Solar Photovoltaic; | 10 | 10 | 5 | [8 empty] | 5 |  |  | EIA-860, EIA-860M and EIA-923 | 202406 | -76.0118 | 44.2548
-8547778.4201 | 4590309.0482 | 46305 | 64093 | Montross Solar | 5248 | Dominion Energy Inc. | Electric Utility | 110 Nelson Street | Montross | Westmoreland | Virginia | 22520 | solar | Solar = 20 MW | Solar Photovoltaic | 20 | 20 | [9 empty] | 20 |  |  | EIA-860, EIA-860M and EIA-923 | 202406 | -76.786 | 38.077
-8376363.1022 | 4835089.9575 | 46306 | 64096 | Samuel Mickle School | 60025 | Greenbacker Renewable Energy Corporation | IPP Non-CHP | 559 King's Highway | Mickleton | Gloucester | New Jersey | 8056 | solar | Solar = 1.1 MW | Solar Photovoltaic | 1.1 | 1.1 | [9 empty] | 1.1 |  |  | EIA-860, EIA-860M and EIA-923 | 202406 | -75.2462 | 39.7874
-9512250.4883 | 5123603.9097 | 46307 | 64097 | Electric City Solar | 60025 | Greenbacker Renewable Energy Corporation | IPP Non-CHP | 2400 Centerville Rd | Sturgis | St Joseph | Michigan | 49091 | solar | Solar = 15 MW | Solar Photovoltaic | 15 | 15 | [9 empty] | 15 |  |  | EIA-860, EIA-860M and EIA-923 | 202406 | -85.45 | 41.75
-13295906.2493 | 4799249.1895 | 46308 | 64098 | Tesla Reno GigaFactory | 57313 | Tesla Inc. | Industrial Non-CHP | 1 Electric Ave | Sparks | Storey | Nevada | 89434 | solar | Solar = 6.7 MW | Solar Photovoltaic | 6.7 | 6.7 | [9 empty] | 6.7 |  |  | EIA-860, EIA-860M and EIA-923 | 202406 | -119.4392 | 39.5395
-10316477.4816 | 5469334.7194 | 46309 | 64099 | Tweite Community Solar LLC | 63728 | Tweite Community Solar LLC | IPP Non-CHP | 332 19 AVE SW | Byron | Olmsted | Minnesota | 55920 | solar | Solar = 1 MW | Solar Photovoltaic | 1 | 1 | [9 empty] | 1 |  |  | EIA-860, EIA-860M and EIA-923 | 202406 | -92.6745 | 44.0251
-10043329.0622 | 4810020.3456 | 46310 | 64100 | Morgan Solar 4, LLC CSG | 63729 | Morgan Solar 4, LLC | IPP Non-CHP | 629 State Hwy 967 | Murrayville | Morgan | Illinois | 62668 | solar | Solar = 2 MW | Solar Photovoltaic | 2 | 2 | [9 empty] | 2 |  |  | EIA-860, EIA-860M and EIA-923 | 202406 | -90.2208 | 39.6141
-8379879.6849 | 4974064.0949 | 46311 | 64101 | Mid-River PA, LLC (ABE4) | 60025 | Greenbacker Renewable Energy Corporation | IPP Non-CHP | 1619 Van Buren Road | Easton | Northampton | Pennsylvania | 18045 | solar | Solar = 3 MW | Solar Photovoltaic | 3 | 3 | [9 empty] | 3 |  |  | EIA-860, EIA-860M and EIA-923 | 202406 | -75.2777 | 40.74
-8272494.8928 | 5309786.9726 | 46312 | 64102 | GE 19th Hole | 63730 | DG New York Solar, LLC | IPP Non-CHP | 2613 State Hwy 67 | Johnstown | Fulton | New York | 12095 | solar | Solar = 7.7 MW | Solar Photovoltaic | 7.7 | 7.7 | [9 empty] | 7.7 |  |  | EIA-860, EIA-860M and EIA-923 | 202406 | -74.3131 | 42.9856
-12844042.8477 | 4001978.4236 | 46313 | 64103 | Desert Harvest II LLC | 63731 | Desert Harvest II LLC | IPP Non-CHP | 22102 Kaiser Road | Desert Center | Riverside | California | 92239 | solar | Battery = 35 MW, Solar = 70 MW | Batteries; Solar Photovoltaic; | 105 | 105 | 35 | [8 empty] | 70 |  |  | EIA-860, EIA-860M and EIA-923 | 202406 | -115.38 | 33.8
-12844042.8477 | 3988590.139 | 46314 | 64104 | Maverick Solar 4, LLC | 63732 | Maverick Solar 4, LLC | IPP Non-CHP | 29722 Corn Springs Road | Desert Center | Riverside | California | 92239 | solar | Solar = 100 MW | Solar Photovoltaic | 100 | 100 | [9 empty] | 100 |  |  | EIA-860, EIA-860M and EIA-923 | 202406 | -115.38 | 33.7
-12844042.8477 | 3988590.139 | 46315 | 64105 | Maverick Solar 6, LLC | 63733 | Maverick Solar 6, LLC | IPP Non-CHP | 29722 Corn Springs Road | Desert Center | Riverside | California | 92239 | solar | Battery = 50 MW, Solar = 100 MW | Batteries; Solar Photovoltaic; | 150 | 150 | 50 | [8 empty] | 100 |  |  | EIA-860, EIA-860M and EIA-923 | 202406 | -115.38 | 33.7
-12844042.8477 | 3988590.139 | 46316 | 64106 | Maverick Solar 7, LLC | 63734 | Maverick Solar 7, LLC | IPP Non-CHP | 29722 Corn Springs Road | Desert Center | Riverside | California | 92239 | solar | Solar = 132 MW | Solar Photovoltaic | 132 | 132 | [9 empty] | 132 |  |  | EIA-860, EIA-860M and EIA-923 | 202406 | -115.38 | 33.7
-7918257.5714 | 5182743.4659 | 46317 | 64107 | Canton | 63735 | Captona Canton LLC | IPP Non-CHP | 99 Pine Street | Canton | Norfolk | Massachusetts | 2021 | solar | Solar = 5 MW | Solar Photovoltaic | 5 | 5 | [9 empty] | 5 |  |  | EIA-860, EIA-860M and EIA-923 | 202406 | -71.1309 | 42.1451
-7962480.0184 | 5121351.5456 | 46318 | 64108 | Gold Meadow Farms | 63737 | Captona Lippitt Ave Cranston LLC | IPP Non-CHP | 186 Lippitt Ave | Cranston | Kent | Rhode Island | 2921 | solar | Solar = 16.2 MW | Solar Photovoltaic | 16.2 | 16.2 | [9 empty] | 16.2 |  |  | EIA-860, EIA-860M and EIA-923 | 202406 | -71.5282 | 41.7349
-7883581.884 | 5148954.7325 | 46319 | 64109 | Ravenbrook | 63738 | Captona Ravenbrook LLC | IPP Non-CHP | 246 Plymouth St. | Carver | Plymouth | Massachusetts | 2330 | solar | Solar = 5 MW | Solar Photovoltaic | 5 | 5 | [9 empty] | 5 |  |  | EIA-860, EIA-860M and EIA-923 | 202406 | -70.8194 | 41.9197
-7963947.9885 | 5221697.2007 | 46320 | 64110 | Hudson | 63739 | Captona Hudson LLC | IPP Non-CHP | 0 Zina Rd. | Hudson | Middlesex | Massachusetts | 1749 | solar | Solar = 5 MW | Solar Photovoltaic | 5 | 5 | [9 empty] | 5 |  |  | EIA-860, EIA-860M and EIA-923 | 202406 | -71.5414 | 42.404
-7964456.3846 | 5130700.5962 | 46321 | 64111 | A Street 2 | 63740 | Captona A Street 2 Johnston LLC | IPP Non-CHP | 2 A Street | Johnston | Providence | Rhode Island | 2919 | solar | Solar = 1.6 MW | Solar Photovoltaic | 1.6 | 1.6 | [9 empty] | 1.6 |  |  | EIA-860, EIA-860M and EIA-923 | 202406 | -71.5459 | 41.7975
-7905724.1099 | 5137259.5294 | 46322 | 64112 | Berkley | 63741 | Captona Berkley LLC | IPP Non-CHP | 48 & 50 County St. | Berkley | Bristol | Massachusetts | 2779 | solar | Solar = 3 MW | Solar Photovoltaic | 3 | 3 | [9 empty] | 3 |  |  | EIA-860, EIA-860M and EIA-923 | 202406 | -71.0183 | 41.8415
-7953734.3139 | 5120248.0104 | 46323 | 64113 | Kilvert | 63742 | Captona Kilvert Street Warwick LLC | IPP Non-CHP | 0 Kilvert St. | Warwick | Kent | Rhode Island | 2886 | solar | Solar = 4.7 MW | Solar Photovoltaic | 4.7 | 4.7 | [9 empty] | 4.7 |  |  | EIA-860, EIA-860M and EIA-923 | 202406 | -71.4496 | 41.7275
-7964550.5609 | 5130761.6687 | 46324 | 64114 | A Street 1 | 63743 | Captona A Street 1 Johnston LLC | IPP Non-CHP | 1 A St. | Johnston | Providence | Rhode Island | 2919 | solar | Solar = 1.2 MW | Solar Photovoltaic | 1.2 | 1.2 | [9 empty] | 1.2 |  |  | EIA-860, EIA-860M and EIA-923 | 202406 | -71.5468 | 41.798
-7881603.4027 | 5148305.9114 | 46325 | 64115 | Carver | 63744 | Captona Carver LLC | IPP Non-CHP | 0 N. Main St. | North Carver | Plymouth | Massachusetts | 2330 | solar | Solar = 1.5 MW | Solar Photovoltaic | 1.5 | 1.5 | [9 empty] | 1.5 |  |  | EIA-860, EIA-860M and EIA-923 | 202406 | -70.8016 | 41.9153
-7965297.4034 | 5130038.6791 | 46326 | 64116 | Plainfield Pike | 63745 | Captona Plainfield Pike Johnston LLC | IPP Non-CHP | 26 Peck Hill Road | Johnston | Providence | Rhode Island | 2919 | solar | Solar = 2 MW | Solar Photovoltaic | 2 | 2 | [9 empty] | 2 |  |  | EIA-860, EIA-860M and EIA-923 | 202406 | -71.5535 | 41.7931
-8796806.2435 | 4239143.4134 | 46327 | 64117 | Meadowlark Solar | 63746 | Meadowlark Solar, LLC | IPP Non-CHP | 825 Meadowlark Road | Dunn | Harnett | North Carolina | 28334 | solar | Solar = 4.9 MW | Solar Photovoltaic | 4.9 | 4.9 | [9 empty] | 4.9 |  |  | EIA-860, EIA-860M and EIA-923 | 202406 | -79.0231 | 35.5519
-8706987.5558 | 4280042.3857 | 46328 | 64118 | Nash 97 Solar 2 | 63747 | Nash 97 Solar 2, LLC | IPP Non-CHP | 3485 Rocky Cross Rd. | Middlesex | Nash | North Carolina | 27557 | solar | Solar = 4.9 MW | Solar Photovoltaic | 4.9 | 4.9 | [9 empty] | 4.9 |  |  | EIA-860, EIA-860M and EIA-923 | 202406 | -78.2162 | 35.8503
-8681584.448 | 4129376.2657 | 46329 | 64119 | Nickelson Solar 2 | 63748 | Nickelson Solar 2, LLC | IPP Non-CHP | 152 Harry Nicolson Ln. | Wallace | Duplin | North Carolina | 28466 | solar | Solar = 4.9 MW | Solar Photovoltaic | 4.9 | 4.9 | [9 empty] | 4.9 |  |  | EIA-860, EIA-860M and EIA-923 | 202406 | -77.988 | 34.7457
-8071855.5369 | 5188139.6077 | 46330 | 64120 | Chicopee | 63736 | Captona Chicopee LLC | IPP Non-CHP | 0 Burnett Rd. | Chicopee | Hampden | Massachusetts | 1013 | solar | Solar = 2 MW | Solar Photovoltaic | 2 | 2 | [9 empty] | 2 |  |  | EIA-860, EIA-860M and EIA-923 | 202406 | -72.5107 | 42.1811
-8846048.7542 | 4257789.8081 | 46331 | 64121 | Siler City Solar 2 | 63749 | Siler City Solar 2, LLC | IPP Non-CHP | 46 Jones Road | Siler City | Chatham | North Carolina | 27344 | solar | Solar = 4.9 MW | Solar Photovoltaic | 4.9 | 4.9 | [9 empty] | 4.9 |  |  | EIA-860, EIA-860M and EIA-923 | 202406 | -79.4654 | 35.6881
-9880314.9149 | 4624060.4013 | 46332 | 64122 | Marlow Solar, LLC CSG | 63753 | Marlow Solar, LLC | IPP Non-CHP | 13028 County Road 2100 East | Bluford | Jefferson | Illinois | 62814 | solar | Solar = 2 MW | Solar Photovoltaic | 2 | 2 | [9 empty] | 2 |  |  | EIA-860, EIA-860M and EIA-923 | 202406 | -88.7564 | 38.3153
-11657377.0759 | 4617638.2861 | 46333 | 64123 | James W. Broderick Hydropower Plant | 63751 | James W. Broderick Hydropower Plant | IPP Non-CHP | Reservoir Road | Pueblo | Pueblo | Colorado | 81005 | hydroelectric | Hydroelectric = 7.1 MW | Conventional Hydroelectric | 7.5 | 7.1 |  |  |  |  | 7.1 | [7 empty] | EIA-860, EIA-860M and EIA-923 | 202406 | -104.72 | 38.27
-10020004.8459 | 5213279.1061 | 46334 | 64124 | IGS Stockton DG CSG | 63758 | IGS Stockton DG, LLC | IPP Non-CHP | 300 West Railroad Avenue | Stockton | Jo Daviess | Illinois | 61085 | solar | Solar = 3.8 MW | Solar Photovoltaic | 3.8 | 3.8 | [9 empty] | 3.8 |  |  | EIA-860, EIA-860M and EIA-923 | 202406 | -90.0112 | 42.3482
-8709362.0005 | 5223358.6792 | 46335 | 64125 | Podunque Road CSG | 63244 | KSI II Consolidated, LLC | IPP Non-CHP | 9475 Podunque Road | Rushford | Allegany | New York | 14744 | solar | Solar = 5 MW | Solar Photovoltaic | 5 | 5 | [9 empty] | 5 |  |  | EIA-860, EIA-860M and EIA-923 | 202406 | -78.2375 | 42.4151
-8560713.7449 | 5217635.6472 | 46336 | 64126 | County Road 16 | 63244 | KSI II Consolidated, LLC | IPP Non-CHP | 2100 County Road 16 | Watkins Glen | Schuyler | New York | 14891 | solar | Solar = 2 MW | Solar Photovoltaic | 2 | 2 | [9 empty] | 2 |  |  | EIA-860, EIA-860M and EIA-923 | 202406 | -76.9022 | 42.3771
-8564700.5411 | 5213568.0037 | 46337 | 64127 | Townsend Road(CSG) | 63244 | KSI II Consolidated, LLC | IPP Non-CHP | 2550 Townsend Rd | Dix | Schuyler | New York | 14891 | solar | Solar = 3.7 MW | Solar Photovoltaic | 3.7 | 3.7 | [9 empty] | 3.7 |  |  | EIA-860, EIA-860M and EIA-923 | 202406 | -76.938 | 42.3501
-8045607.9594 | 5198076.8217 | 46338 | 64128 | Ware Palmer Road Solar LLC CSG | 64059 | Ware Palmer Road Solar LLC | IPP Non-CHP | 313 Palmer Rd | Ware | Hampshire | Massachusetts | 1082 | solar | Battery = 2 MW, Solar = 3 MW | Batteries; Solar Photovoltaic; | 5 | 5 | 2 | [8 empty] | 3 |  |  | EIA-860, EIA-860M and EIA-923 | 202406 | -72.2749 | 42.2472
-8018436.4302 | 5190389.4686 | 46339 | 64129 | East Brookfield Adams Road Solar LLC CSG | 64058 | East Brookfield Adams Road Solar LLC | IPP Non-CHP | 165 Adams Rd | East Brookfield | Worcester | Massachusetts | 1515 | solar | Battery = 2.8 MW, Solar = 5 MW | Batteries; Solar Photovoltaic; | 8.1 | 7.8 | 2.8 | [8 empty] | 5 |  |  | EIA-860, EIA-860M and EIA-923 | 202406 | -72.0308 | 42.196
-10386665.0885 | 5400981.9505 | 46340 | 64130 | REG Juhl Glenville Wind, LLC | 63761 | REG Juhl Glenville Wind, LLC | IPP Non-CHP | 78001 160th St. | Albert Lea | Freeborn | Minnesota | 56007 | wind | Wind = 2.5 MW | Onshore Wind Turbine | 2.5 | 2.5 | [10 empty] | 2.5 |  | EIA-860, EIA-860M and EIA-923 | 202406 | -93.305 | 43.582
-8499243.1221 | 4390432.9405 | 46341 | 64135 | Grassfield Solar | 5248 | Dominion Energy Inc. | Electric Utility | West Road | Chesapeake | Chesapeake City | Virginia | 23323 | solar | Solar = 20 MW | Solar Photovoltaic | 20 | 20 | [9 empty] | 20 |  |  | EIA-860, EIA-860M and EIA-923 | 202406 | -76.35 | 36.65
-8815702.6158 | 4431113.7202 | 46342 | 64136 | Sycamore Solar | 5248 | Dominion Energy Inc. | Electric Utility | Gretna | Gretna | Pittsylvania | Virginia | 24557 | solar | Solar = 42 MW | Solar Photovoltaic | 42 | 42 | [9 empty] | 42 |  |  | EIA-860, EIA-860M and EIA-923 | 202406 | -79.1928 | 36.9426
-7926296.1745 | 5163357.4391 | 46343 | 64137 | Kenmare - Mansfield Branch Street | 61944 | MN8 Energy LLC | IPP Non-CHP | 271 Branch Street | Mansfield | Bristol | Massachusetts | 2048 | solar | Solar = 1.5 MW | Solar Photovoltaic | 1.5 | 1.5 | [9 empty] | 1.5 |  |  | EIA-860, EIA-860M and EIA-923 | 202406 | -71.2031 | 42.0159
-10733997.8184 | 4822363.6799 | 46344 | 64138 | Irish Creek Wind | 63765 | Irish Creek Wind, LLC | IPP Non-CHP | TBD | Frankfort | Marshall | Kansas | 66427 | wind | Wind = 300.6 MW | Onshore Wind Turbine | 300.6 | 300.6 | [10 empty] | 300.6 |  | EIA-860, EIA-860M and EIA-923 | 202406 | -96.4251 | 39.6995
-10819771.3785 | 5200461.8583 | 46345 | 64139 | Haystack Wind Project, LLC | 63764 | Haystack Wind Project, LLC | IPP Non-CHP | 81613 569th Avenue | Carroll | Wayne | Nebraska | 68723 | wind | Wind = 298 MW | Onshore Wind Turbine | 298 | 298 | [10 empty] | 298 |  | EIA-860, EIA-860M and EIA-923 | 202406 | -97.1957 | 42.263
-7948612.3928 | 5256957.4136 | 46346 | 64140 | BWC Stony Brook, LLC Hybrid | 61012 | AES Distributed Energy | IPP Non-CHP | 40 Swain Road | Chelmsford | Middlesex | Massachusetts | 1824 | solar | Battery = 0.7 MW, Solar = 1.6 MW | Batteries; Solar Photovoltaic; | 2.3 | 2.3 | 0.7 | [8 empty] | 1.6 |  |  | EIA-860, EIA-860M and EIA-923 | 202406 | -71.4036 | 42.6375
-13305378.8701 | 4355634.7491 | 46347 | 64141 | Still Water Power | 63763 | Still Water Power LLC | IPP Non-CHP | 5001 4th Avenue | Hanford | Kings | California | 93230 | biomass | Biomass = 1 MW | Other Waste Biomass | 1 | 1 |  | 1 | [10 empty] | EIA-860, EIA-860M and EIA-923 | 202406 | -119.5243 | 36.3988
-8308832.2463 | 4949187.8193 | 46348 | 64142 | LabCorp Engine | 60571 | AEP Onsite Partners, LLC | IPP Non-CHP | 69 1st Ave | Raritan | Somerset | New Jersey | 8869 | natural gas | Natural Gas = 3.2 MW | Natural Gas Internal Combustion Engine | 3.2 | 3.2 | [6 empty] | 3.2 | [5 empty] | EIA-860, EIA-860M and EIA-923 | 202406 | -74.6395 | 40.5704
-8181353.6182 | 4977180.8008 | 46349 | 64143 | Bloom-Altice Fuel Cell | 60571 | AEP Onsite Partners, LLC | IPP Non-CHP | 1111 Stewart Ave | Bethpage, | Nassau | New York | 11714 | natural gas | Natural Gas = 2 MW | Other Natural Gas | 2 | 2 | [6 empty] | 2 | [5 empty] | EIA-860, EIA-860M and EIA-923 | 202406 | -73.4943 | 40.7612
-8642845.2652 | 4286870.236 | 46350 | 64144 | Harts Mill Solar, LLC | 64775 | Harts Mills Solar, LLC | IPP Non-CHP | 5560 Howard Ave Ext | Tarboro | Edgecombe | North Carolina | 27886 | solar | Solar = 80 MW | Solar Photovoltaic | 80 | 80 | [9 empty] | 80 |  |  | EIA-860, EIA-860M and EIA-923 | 202406 | -77.64 | 35.9
-9203032.1048 | 3375644.7621 | 46351 | 64145 | Bay Trail Solar Power Plant | 6455 | Duke Energy Florida, LLC | Electric Utility | 12892 W. HCR Limestone Trail | Crystal River | Citrus | Florida | 34428 | solar | Solar = 74.9 MW | Solar Photovoltaic | 74.9 | 74.9 | [9 empty] | 74.9 |  |  | EIA-860, EIA-860M and EIA-923 | 202406 | -82.6722 | 29
-9507841.4572 | 3516814.0441 | 46352 | 64146 | Sandy Creek Solar Power Plant | 6455 | Duke Energy Florida, LLC | Electric Utility | 2500 Sandy Creek Rd. | Panama City | Bay | Florida | 32404 | solar | Solar = 74.9 MW | Solar Photovoltaic | 74.9 | 74.9 | [9 empty] | 74.9 |  |  | EIA-860, EIA-860M and EIA-923 | 202406 | -85.4104 | 30.1031
-7978646.3914 | 5238589.8894 | 46353 | 64147 | ZPD-PT Solar Project 2017-038 Hybrid LLC | 61012 | AES Distributed Energy | IPP Non-CHP | 438 Old Union Turnpike | Lancaster | Worcester | Massachusetts | 1523 | solar | Battery = 3.5 MW, Solar = 5 MW | Batteries; Solar Photovoltaic; | 8.5 | 8.5 | 3.5 | [8 empty] | 5 |  |  | EIA-860, EIA-860M and EIA-923 | 202406 | -71.6734 | 42.516
-13355463.0675 | 4876809.3896 | 46354 | 64148 | Fish Springs | 63772 | Fish Springs Ranch Solar, LLC | IPP Non-CHP | 36000 Rainbow Way | Reno | Washoe | Nevada | 89510 | solar | Battery = 25 MW, Solar = 100 MW | Batteries; Solar Photovoltaic; | 125 | 125 | 25 | [8 empty] | 100 |  |  | EIA-860, EIA-860M and EIA-923 | 202406 | -119.9742 | 40.0747
-11027875.3742 | 4009006.8316 | 46355 | 64149 | Western Trail Wind, LLC | 63773 | Orsted Onshore North America | IPP Non-CHP | TBD | Electra | Wilbarger | Texas | 76360 | wind | Wind = 366.6 MW | Onshore Wind Turbine | 366.6 | 366.6 | [10 empty] | 366.6 |  | EIA-860, EIA-860M and EIA-923 | 202406 | -99.0651 | 33.8524
-9439581.7926 | 3732699.7852 | 46356 | 64150 | Lancaster Solar GA | 63769 | Lancaster Solar GA, LLC | IPP Non-CHP | 10245 GA Highway 216 | Arlington | Randolph | Georgia | 39813 | solar | Solar = 80 MW | Solar Photovoltaic | 80 | 80 | [9 empty] | 80 |  |  | EIA-860, EIA-860M and EIA-923 | 202406 | -84.7972 | 31.7665
-9324443.4867 | 3815400.8137 | 46357 | 64151 | SR Perry | 63770 | SR Perry, LLC | IPP Non-CHP | 295 Firetower Road | Perry | Houston | Georgia | 31069 | solar | Solar = 68 MW | Solar Photovoltaic | 68 | 68 | [9 empty] | 68 |  |  | EIA-860, EIA-860M and EIA-923 | 202406 | -83.7629 | 32.396
-11623218.0222 | 4881274.4919 | 46358 | 64152 | SR Rattlesnake | 63771 | SR Rattlesnake, LLC | IPP Non-CHP | 19124 County Road 28 | Platteville | Weld | Colorado | 80651 | solar | Solar = 6 MW | Solar Photovoltaic | 6 | 6 | [9 empty] | 6 |  |  | EIA-860, EIA-860M and EIA-923 | 202406 | -104.4131 | 40.1054
-10456434.5793 | 5725928.6108 | 46359 | 64153 | Novel Novak Solar LLC CSG | 63359 | REA Investments, LLC | IPP Non-CHP | 11888 Glen St. NE | Foley | Benton | Minnesota | 56239 | solar | Solar = 1 MW | Solar Photovoltaic | 1 | 1 | [9 empty] | 1 |  |  | EIA-860, EIA-860M and EIA-923 | 202406 | -93.9317 | 45.6594
-10646893.2112 | 5560950.1304 | 46360 | 64154 | Novel Shelly Solar LLC (CSG) | 63359 | REA Investments, LLC | IPP Non-CHP | 3213 Cty Rd 10 | Cottonwood | Lyon | Minnesota | 56229 | solar | Solar = 1 MW | Solar Photovoltaic | 1 | 1 | [9 empty] | 1 |  |  | EIA-860, EIA-860M and EIA-923 | 202406 | -95.6427 | 44.614
-9120262.1672 | 4165658.8059 | 46361 | 64155 | Bryant Road Solar | 63776 | JSD Flatwood PV-1, LLC | IPP Non-CHP | Bryant Road | Spartanburg | Spartanburg | South Carolina | 29388 | solar | Solar = 2 MW | Solar Photovoltaic | 2 | 2 | [9 empty] | 2 |  |  | EIA-860, EIA-860M and EIA-923 | 202406 | -81.9287 | 35.0131
-9235650.6081 | 5055699.19 | 46362 | 64157 | Clyde Peaking Engine | 60571 | AEP Onsite Partners, LLC | IPP Non-CHP | 431 Premier Drive | Clyde | Sandusky | Ohio | 43410 | natural gas | Natural Gas = 10 MW | Natural Gas Internal Combustion Engine | 10 | 10 | [6 empty] | 10 | [5 empty] | EIA-860, EIA-860M and EIA-923 | 202406 | -82.9653 | 41.2933
-8594724.6323 | 4532346.1539 | 46363 | 64158 | Mechanicsville Solar | 63777 | Mechanicsville Solar, LLC | IPP Non-CHP | 3259 Mechancsville Turnpike | Mechanicsville | Hanover | Virginia | 23111 | solar | Solar = 25 MW | Solar Photovoltaic | 25 | 25 | [9 empty] | 25 |  |  | EIA-860, EIA-860M and EIA-923 | 202406 | -77.2077 | 37.666
-10044034.7164 | 4808927.8115 | 46364 | 64159 | Morgan Solar 2, LLC CSG | 63779 | Morgan Solar 2, LLC | IPP Non-CHP | 2009 Midway Road | Murrayville | Morgan | Illinois | 62668 | solar | Solar = 2 MW | Solar Photovoltaic | 2 | 2 | [9 empty] | 2 |  |  | EIA-860, EIA-860M and EIA-923 | 202406 | -90.2271 | 39.6065
-7994302.8099 | 5076609.9979 | 46365 | 64160 | SR North Stonington | 63781 | SR North Stonington, LLC | IPP Non-CHP | TBD | North Stonington | New London | Connecticut | 6359 | solar | Solar = 12 MW | Solar Photovoltaic | 12 | 12 | [9 empty] | 12 |  |  | EIA-860, EIA-860M and EIA-923 | 202406 | -71.814 | 41.4343
-7930911.0353 | 5214507.9608 | 46366 | 64162 | Newton Rumford Landfill | 63706 | Newton Municipal Solar LLC - Rumford | IPP Non-CHP | 115 Rumford Ave. | Newton | Middlesex | Massachusetts | 2466 | solar | Solar = 1.7 MW | Solar Photovoltaic | 1.7 | 1.7 | [9 empty] | 1.7 |  |  | EIA-860, EIA-860M and EIA-923 | 202406 | -71.2446 | 42.3563
-11049550.3922 | 3920577.1302 | 46367 | 64164 | Azure Sky Wind Project, LLC Hybrid | 63784 | Azure Sky Wind Project, LLC | IPP Non-CHP | TBD | Town of Throckmorton | Throckmorton | Texas | 76483 | wind | Battery = 120 MW, Wind = 350.2 MW | Batteries; Onshore Wind Turbine; | 470.2 | 470.2 | 120 | [9 empty] | 350.2 |  | EIA-860, EIA-860M and EIA-923 | 202406 | -99.2598 | 33.1902
-10964403.2269 | 3704136.8148 | 46368 | 64165 | Priddy Wind Project | 56201 | Engie North America | IPP Non-CHP | 500 FM-575 | Goldthwaite | Mills | Texas | 76844 | wind | Wind = 302.4 MW | Onshore Wind Turbine | 302.4 | 302.4 | [10 empty] | 302.4 |  | EIA-860, EIA-860M and EIA-923 | 202406 | -98.4949 | 31.5481
-8529349.701 | 4290744.6453 | 46369 | 64169 | Albemarle Beach Solar | 63794 | Albemarle Beach Solar, LLC | IPP Non-CHP | 7340 Mackeys road | Roper | Washington | North Carolina | 27970 | solar | Solar = 80 MW | Solar Photovoltaic | 130.2 | 80 | [9 empty] | 80 |  |  | EIA-860, EIA-860M and EIA-923 | 202406 | -76.6205 | 35.9282
-7959944.717 | 5175460.657 | 46370 | 64170 | BWC Muddy Brook, LLC Hybrid | 61012 | AES Distributed Energy | IPP Non-CHP | 39 Cape Road | Mendon | Worcester | Massachusetts | 1756 | solar | Battery = 0.9 MW, Solar = 1 MW | Batteries; Solar Photovoltaic; | 1.9 | 1.9 | 0.9 | [8 empty] | 1 |  |  | EIA-860, EIA-860M and EIA-923 | 202406 | -71.5054 | 42.0966
-10830623.9157 | 4082004.1224 | 46371 | 64172 | Rockhaven Wind Project, LLC | 63783 | Rockhaven Wind Project, LLC | IPP Non-CHP | 1593 Indian Rd | Hennepin | Garvin | Oklahoma | 73444 | wind | Wind = 140 MW | Onshore Wind Turbine | 140 | 140 | [10 empty] | 140 |  | EIA-860, EIA-860M and EIA-923 | 202406 | -97.2931 | 34.3953
-8854304.4303 | 4319379.8804 | 46372 | 64173 | Lotus | 61060 | Cypress Creek Renewables | IPP Non-CHP | 7379 Howerton Rd | Elon | Guilford | North Carolina | 27244 | solar | Solar = 4 MW | Solar Photovoltaic | 4 | 4 | [9 empty] | 4 |  |  | EIA-860, EIA-860M and EIA-923 | 202406 | -79.5396 | 36.1362
-8864790.3924 | 4311313.9139 | 46373 | 64174 | Big Boy | 61060 | Cypress Creek Renewables | IPP Non-CHP | 6035 Burlington Road | Gibsonville | Guilford | North Carolina | 27405 | solar | Solar = 3 MW | Solar Photovoltaic | 3 | 3 | [9 empty] | 3 |  |  | EIA-860, EIA-860M and EIA-923 | 202406 | -79.6338 | 36.0777
-8863076.1836 | 4297262.5631 | 46374 | 64175 | Beth | 61060 | Cypress Creek Renewables | IPP Non-CHP | 3414 Alamance Church Rd | Julian | Guilford | North Carolina | 27283 | solar | Solar = 5 MW | Solar Photovoltaic | 5 | 5 | [9 empty] | 5 |  |  | EIA-860, EIA-860M and EIA-923 | 202406 | -79.6184 | 35.9756
-8862086.7759 | 4297161.3224 | 46375 | 64176 | Charlie | 61060 | Cypress Creek Renewables | IPP Non-CHP | 3450 Alamance Church Rd | Julian | Guilford | North Carolina | 27283 | solar | Solar = 4 MW | Solar Photovoltaic | 4 | 4 | [9 empty] | 4 |  |  | EIA-860, EIA-860M and EIA-923 | 202406 | -79.6095 | 35.9749
-10182831.6424 | 5231537.9521 | 46376 | 64177 | CED Manchester Wind | 56769 | Consolidated Edison Development Inc. | IPP Non-CHP | 1652 220th Street | Manchester | Delaware | Iowa | 52057 | wind | Wind = 7.9 MW | Onshore Wind Turbine | 7.9 | 7.9 | [10 empty] | 7.9 |  | EIA-860, EIA-860M and EIA-923 | 202406 | -91.4739 | 42.4693
-10335831.043 | 4969647.1581 | 46377 | 64178 | CED Centerville Wind | 56769 | Consolidated Edison Development Inc. | IPP Non-CHP | 23043 230th Avenue | Centerville | Appanoose | Iowa | 52544 | wind | Wind = 7.9 MW | Onshore Wind Turbine | 7.9 | 7.9 | [10 empty] | 7.9 |  | EIA-860, EIA-860M and EIA-923 | 202406 | -92.8483 | 40.7099
-10421396.7696 | 5161428.8401 | 46378 | 64179 | IA - City of Ames - Airport Road | 62856 | Forefront Power, LLC | IPP Non-CHP | 405 Airport Drive | Ames | Story | Iowa | 50010 | solar | Solar = 2 MW | Solar Photovoltaic | 2 | 2 | [9 empty] | 2 |  |  | EIA-860, EIA-860M and EIA-923 | 202406 | -93.617 | 42.003
-8837420.3805 | 4807312.7095 | 46379 | 64180 | MD - CS - Potomac Edison Co - GA29 TPE | 62856 | Forefront Power, LLC | IPP Non-CHP | 2415 Friendsville Road | Friendsville | Garrett | Maryland | 21531 | solar | Solar = 2 MW | Solar Photovoltaic | 2 | 2 | [9 empty] | 2 |  |  | EIA-860, EIA-860M and EIA-923 | 202406 | -79.3879 | 39.5954
-8021181.5689 | 5196998.3528 | 46380 | 64182 | BWC Lake Lashaway, LLC Hybrid | 61012 | AES Distributed Energy | IPP Non-CHP | 10 Shore Road | North Brookfield | Worcester | Massachusetts | 1535 | solar | Battery = 3.7 MW, Solar = 4.2 MW | Batteries; Solar Photovoltaic; | 7.9 | 7.9 | 3.7 | [8 empty] | 4.2 |  |  | EIA-860, EIA-860M and EIA-923 | 202406 | -72.0555 | 42.24
-10193374.1548 | 5225852.5003 | 46381 | 64183 | Independence Wind Farm | 63802 | Independence Wind Energy LLC | IPP Non-CHP | 2499 120th Ave | Manchester | Delaware | Iowa | 52057 | wind | Wind = 54 MW | Onshore Wind Turbine | 55.4 | 54 | [10 empty] | 54 |  | EIA-860, EIA-860M and EIA-923 | 202406 | -91.5686 | 42.4316
-8015793.7055 | 5202743.9814 | 46382 | 64184 | ZPD-PT Solar Project 2017-044 LLC CSG | 61012 | AES Distributed Energy | IPP Non-CHP | 103 North Spencer Road | Spencer | Worcester | Massachusetts | 1562 | solar | Solar = 1 MW | Solar Photovoltaic | 1 | 1 | [9 empty] | 1 |  |  | EIA-860, EIA-860M and EIA-923 | 202406 | -72.0071 | 42.2782
-8016116.532 | 5171470.8788 | 46383 | 64185 | ZPD-PT Solar Project 2017-023 LLC Hybrid CSG | 61012 | AES Distributed Energy | IPP Non-CHP | 301 Dresser Hill Road | Southbridge | Worcester | Massachusetts | 1550 | solar | Battery = 1.9 MW, Solar = 2.8 MW | Batteries; Solar Photovoltaic; | 4.7 | 4.7 | 1.9 | [8 empty] | 2.8 |  |  | EIA-860, EIA-860M and EIA-923 | 202406 | -72.01 | 42.07
-12324413.4835 | 4800538.16 | 46384 | 64186 | Graphite Solar I | 60025 | Greenbacker Renewable Energy Corporation | IPP Non-CHP | 1197 East Main St | Wellington | Carbon | Utah | 84542 | solar | Solar = 80 MW | Solar Photovoltaic | 80 | 80 | [9 empty] | 80 |  |  | EIA-860, EIA-860M and EIA-923 | 202406 | -110.7121 | 39.5484
-8067323.4978 | 5175970.7492 | 46385 | 64187 | ZPD-PT Solar Project 2017-021 LLC Hybrid CSG | 61012 | AES Distributed Energy | IPP Non-CHP | 676 Tinkham Road | Wilbraham | Hampden | Massachusetts | 1095 | solar | Battery = 1 MW, Solar = 1 MW | Batteries; Solar Photovoltaic; | 1.7 | 2 | 1 | [8 empty] | 1 |  |  | EIA-860, EIA-860M and EIA-923 | 202406 | -72.47 | 42.1
-12550827.309 | 5658751.6894 | 46386 | 64189 | Apex Solar | 63803 | Apex Solar LLC | IPP Non-CHP | 5705 Ten Mile Rd | Dillon | Beaverhead | Montana | 59725 | solar | Solar = 80 MW | Solar Photovoltaic | 80 | 80 | [9 empty] | 80 |  |  | EIA-860, EIA-860M and EIA-923 | 202406 | -112.746 | 45.236
-17586875.8768 | 2435276.908 | 46387 | 64190 | Waipio Peninsula | 63804 | Pacific Energy Solutions, LLC | IPP Non-CHP | 9365 Waipio Point Access Road | Waipio | Honolulu | Hawaii | 96797 | solar | Solar = 10.2 MW | Solar Photovoltaic | 11 | 10.2 | [9 empty] | 10.2 |  |  | EIA-860, EIA-860M and EIA-923 | 202406 | -157.9856 | 21.3635
-9432378.7536 | 3766592.7132 | 46388 | 64191 | SR Lumpkin | 63798 | SR Lumpkin, LLC | IPP Non-CHP | County Rd. 80 | Lumpkin | Stewart | Georgia | 31815 | solar | Solar = 100 MW | Solar Photovoltaic | 100 | 100 | [9 empty] | 100 |  |  | EIA-860, EIA-860M and EIA-923 | 202406 | -84.7325 | 32.025
-8788619.2516 | 4107119.3032 | 46389 | 64192 | Bo Biggs Solar | 63796 | Bo Biggs Solar, LLC | IPP Non-CHP | 392 Beulah Church Road | Lumberton | Robeson | North Carolina | 28358 | solar | Solar = 4.9 MW | Solar Photovoltaic | 4.9 | 4.9 | [9 empty] | 4.9 |  |  | EIA-860, EIA-860M and EIA-923 | 202406 | -78.9495 | 34.5812
-8847797.8061 | 4353625.9737 | 46390 | 64193 | Moore Solar | 63795 | Moore Solar, LLC | IPP Non-CHP | 9448 US Highway 158 Reidsville | Reidsville | Rockingham | North Carolina | 27320 | solar | Solar = 5 MW | Solar Photovoltaic | 5 | 5 | [9 empty] | 5 |  |  | EIA-860, EIA-860M and EIA-923 | 202406 | -79.4811 | 36.3843
-8310613.3581 | 4911779.5653 | 46391 | 64194 | 510 Carnegie Center | 60025 | Greenbacker Renewable Energy Corporation | IPP Non-CHP | 510 Carnegie Center Dr | Princeton | Mercer | New Jersey | 8540 | solar | Solar = 1.4 MW | Solar Photovoltaic | 1.4 | 1.4 | [9 empty] | 1.4 |  |  | EIA-860, EIA-860M and EIA-923 | 202406 | -74.6555 | 40.3147
-8309993.3085 | 4913076.0624 | 46392 | 64195 | 701 Carnegie Center | 60025 | Greenbacker Renewable Energy Corporation | IPP Non-CHP | 701 Carnegie Center Dr | Princeton | Mercer | New Jersey | 8540 | solar | Solar = 1.1 MW | Solar Photovoltaic | 1.1 | 1.1 | [9 empty] | 1.1 |  |  | EIA-860, EIA-860M and EIA-923 | 202406 | -74.6499 | 40.3236
-9344461.7368 | 5315428.4183 | 46393 | 64196 | Assembly Solar III | 63813 | Assembly Solar III, LLC | IPP Non-CHP | 10400 Cronk Rd. | Lennon | Shiawassee | Michigan | 48449 | solar | Solar = 79 MW | Solar Photovoltaic | 79 | 79 | [9 empty] | 79 |  |  | EIA-860, EIA-860M and EIA-923 | 202406 | -83.9427 | 43.0227
-13369969.1103 | 4321721.0182 | 46394 | 64197 | Fifth Standard Solar PV, LLC (Hybrid) | 56215 | RWE Renewables Americas, LLC | IPP Non-CHP | 39905 Lassen Ave | Huron | Fresno | California | 93234 | solar | Battery = 117 MW, Solar = 150 MW | Batteries; Solar Photovoltaic; | 287 | 267 | 117 | [8 empty] | 150 |  |  | EIA-860, EIA-860M and EIA-923 | 202406 | -120.1045 | 36.1532
-13282886.5443 | 5837083.1725 | 46395 | 64198 | Horn Rapids Solar, Storage and Training | 20160 | Energy Northwest | Electric Utility | 2800 Horn Rapids Road | Richland | Benton | Washington | 99354 | solar | Battery = 1 MW, Solar = 3.2 MW | Batteries; Solar Photovoltaic; | 4.2 | 4.2 | 1 | [8 empty] | 3.2 |  |  | EIA-860, EIA-860M and EIA-923 | 202406 | -119.3222 | 46.3529
-11703053.8007 | 4883767.2165 | 46396 | 64200 | Jack's Solar Garden | 63818 | Jack's Solar Garden | IPP Non-CHP | 8102 North 95th St | Longmont | Boulder | Colorado | 80504 | solar | Solar = 1 MW | Solar Photovoltaic | 1 | 1 | [9 empty] | 1 |  |  | EIA-860, EIA-860M and EIA-923 | 202406 | -105.1303 | 40.1226
-10113501.8636 | 4946986.3169 | 46397 | 64201 | McDonough Solar 1, LLC CSG | 63814 | McDonough Solar 1, LLC | IPP Non-CHP | 2685 IL-HWY-9 | Blandinsville | McDonough | Illinois | 61420 | solar | Solar = 4 MW | Solar Photovoltaic | 4 | 4 | [9 empty] | 4 |  |  | EIA-860, EIA-860M and EIA-923 | 202406 | -90.8511 | 40.5554
-11040511.8062 | 3360787.8861 | 46398 | 64204 | Elara Solar | 62842 | Lightsource Renewable Energy Asset Management, LLC | IPP Non-CHP | 4200 Beever Ln Road | Pearsall | Frio | Texas | 78061 | solar | Solar = 130 MW | Solar Photovoltaic | 132.4 | 130 | [9 empty] | 130 |  |  | EIA-860, EIA-860M and EIA-923 | 202406 | -99.1786 | 28.8832
-9672151.6973 | 4694993.7187 | 46399 | 64207 | Crane Battery Energy Storage System | 15470 | Duke Energy Indiana, LLC | Electric Utility | 21750 Golf Course Lane | Burns City | Martin | Indiana | 47522 | batteries | Battery = 5 MW | Batteries | 5 | 5 | 5 | [11 empty] | EIA-860, EIA-860M and EIA-923 | 202406 | -86.8864 | 38.8135
-9165366.9325 | 3747269.7649 | 46400 | 64211 | Baxley | 63820 | SR Baxley, LLC | IPP Non-CHP | 3400 Spring Branch Church Road | Baxley | Appling | Georgia | 31513 | solar | Solar = 25 MW | Solar Photovoltaic | 25 | 25 | [9 empty] | 25 |  |  | EIA-860, EIA-860M and EIA-923 | 202406 | -82.3339 | 31.8777
-11641948.1944 | 4667627.3013 | 46401 | 64212 | Pike Solar Hybrid | 65411 | Duke Energy Renewables Services | IPP Non-CHP | TBD | Fountain | El Paso | Colorado | 80817 | solar | Solar = 175 MW | Solar Photovoltaic | 175 | 175 | [9 empty] | 175 |  |  | EIA-860, EIA-860M and EIA-923 | 202406 | -104.5814 | 38.6217
-8000531.8033 | 5180472.749 | 46402 | 64213 | Auburn Solar Project | 61514 | Agilitas Energy, Inc. | IPP Non-CHP | 476 Leicester Street | Auburn | Worcester | Massachusetts | 1501 | solar | Battery = 3.8 MW, Solar = 4.9 MW | Batteries; Solar Photovoltaic; | 8.7 | 8.7 | 3.8 | [8 empty] | 4.9 |  |  | EIA-860, EIA-860M and EIA-923 | 202406 | -71.87 | 42.13
-8071023.7577 | 5165408.4177 | 46403 | 64217 | Blair Solar | 58135 | Ecos Energy LLC | IPP Non-CHP | 150 Bilton Road | Somers | Tolland | Connecticut | 6071 | solar | Solar = 1 MW | Solar Photovoltaic | 1 | 1 | [9 empty] | 1 |  |  | EIA-860, EIA-860M and EIA-923 | 202406 | -72.5032 | 42.0296
-8071103.0171 | 5165549.2916 | 46404 | 64218 | Madison Solar | 58135 | Ecos Energy LLC | IPP Non-CHP | 150 Bilton Road | Somers | Tolland | Connecticut | 6071 | solar | Solar = 1 MW | Solar Photovoltaic | 1 | 1 | [9 empty] | 1 |  |  | EIA-860, EIA-860M and EIA-923 | 202406 | -72.504 | 42.0305
-8071150.6619 | 5165634.7162 | 46405 | 64219 | Few Solar | 58135 | Ecos Energy LLC | IPP Non-CHP | 134 Bilton Road | Somers | Tolland | Connecticut | 6071 | solar | Solar = 1 MW | Solar Photovoltaic | 1 | 1 | [9 empty] | 1 |  |  | EIA-860, EIA-860M and EIA-923 | 202406 | -72.5044 | 42.0311
-13329978.0285 | 4263912.9636 | 46406 | 64220 | Wonderful Orchards - Westside | 63689 | Wonderful Renewable Energy, LLC. | Industrial Non-CHP | Twisselman rd. 1/4 mile east o | Lost Hills | Kern | California | 93250 | solar | Solar = 5 MW | Solar Photovoltaic | 5 | 5 | [9 empty] | 5 |  |  | EIA-860, EIA-860M and EIA-923 | 202406 | -119.7452 | 35.7328
-13330436.6648 | 4232054.8708 | 46407 | 64221 | Wonderful Orchards - Belridge | 63689 | Wonderful Renewable Energy, LLC. | Industrial Non-CHP | West of Hwy 33, North of Lerdo | Lost Hills | Kern | California | 93249 | solar | Solar = 5 MW | Solar Photovoltaic | 5 | 5 | [9 empty] | 5 |  |  | EIA-860, EIA-860M and EIA-923 | 202406 | -119.7494 | 35.5001
-10712515.8284 | 5140595.84 | 46408 | 64222 | Burt County Solar Hybrid | 63842 | BCSB, LLC | IPP Non-CHP | VQ79+G4 | Tekamah | Burt | Nebraska | 68061 | solar | Battery = 0.7 MW, Solar = 0.7 MW | Batteries; Solar Photovoltaic; | 1.4 | 1.4 | 0.7 | [8 empty] | 0.7 |  |  | EIA-860, EIA-860M and EIA-923 | 202406 | -96.2322 | 41.8638
-10770383.3732 | 5103034.9607 | 46409 | 64223 | Dodge County Solar Hybrid | 63842 | BCSB, LLC | IPP Non-CHP | J66X+Q6 | Scribner | Dodge | Nebraska | 68057 | solar | Battery = 0.7 MW, Solar = 0.7 MW | Batteries; Solar Photovoltaic; | 1.4 | 1.4 | 0.7 | [8 empty] | 0.7 |  |  | EIA-860, EIA-860M and EIA-923 | 202406 | -96.752 | 41.612
-9910911.1883 | 4748395.7067 | 46410 | 64224 | Dressor Plains Solar, LLC | 63815 | Dressor Plains Solar, LLC | IPP Non-CHP | 1170 E 3100 Avenue | Herrick | Fayette | Illinois | 62431 | solar | Solar = 99 MW | Solar Photovoltaic | 99 | 99 | [9 empty] | 99 |  |  | EIA-860, EIA-860M and EIA-923 | 202406 | -89.0312 | 39.1863
-10512310.7298 | 4456843.1717 | 46411 | 64225 | Prosperity Solar Farm CSG | 5860 | Empire District Electric Co | Electric Utility | 20695 Elm Ln. | Joplin | Jasper | Missouri | 64801 | solar | Solar = 2.2 MW | Solar Photovoltaic | 2.3 | 2.2 | [9 empty] | 2.2 |  |  | EIA-860, EIA-860M and EIA-923 | 202406 | -94.4337 | 37.1271
-9143818.3734 | 3768407.3035 | 46412 | 64226 | Curry Solar | 60281 | Altus Power America Management, LLC | IPP Non-CHP | 46 & 114 Augustus Lane | Reidsville | Tattnall | Georgia | 30453 | solar | Solar = 1.1 MW | Solar Photovoltaic | 1.1 | 1.1 | [9 empty] | 1.1 |  |  | EIA-860, EIA-860M and EIA-923 | 202406 | -82.1403 | 32.0388
-10935283.6066 | 3109626.8232 | 46413 | 64227 | Alexis Solar, LLC | 61677 | Sol Systems | IPP Non-CHP | 1229 FM 755 | Encino | Brooks | Texas | 78353 | solar | Solar = 9.5 MW | Solar Photovoltaic | 10 | 9.5 | [9 empty] | 9.5 |  |  | EIA-860, EIA-860M and EIA-923 | 202406 | -98.2333 | 26.8891
-10001313.4128 | 5126495.4461 | 46414 | 64228 | Blue Goose Solar CSG | 63834 | Blue Goose Solar | IPP Non-CHP | 12876 Blue Goose Rd | Morrison | Whiteside | Illinois | 61081 | solar | Solar = 2 MW | Solar Photovoltaic | 2 | 2 | [9 empty] | 2 |  |  | EIA-860, EIA-860M and EIA-923 | 202406 | -89.8433 | 41.7694
-9768771.8946 | 4979070.5582 | 46415 | 64229 | Iroquois Solar 1B LLC CSG | 63833 | Iroquois Solar 1B LLC | IPP Non-CHP | 1910 County Road 1980 East | Watseka | Iroquois | Illinois | 60970 | solar | Solar = 2 MW | Solar Photovoltaic | 2 | 2 | [9 empty] | 2 |  |  | EIA-860, EIA-860M and EIA-923 | 202406 | -87.7544 | 40.774
-9670268.5055 | 4962775.2751 | 46416 | 64230 | Indiana Crossroads Wind Farm LLC | 63835 | Indiana Crossroads Wind Farms LLC | IPP Non-CHP | 6072 SOUTH STATE ROAD 43 | Chalmers | White | Indiana | 47929 | wind | Wind = 302.4 MW | Onshore Wind Turbine | 302.4 | 302.4 | [10 empty] | 302.4 |  | EIA-860, EIA-860M and EIA-923 | 202406 | -86.8695 | 40.6631
-8075404.7362 | 5214885.9282 | 46417 | 64231 | Hadley 3 Solar (North) | 63841 | Hadley 3 Solar, LLC (North) | IPP Non-CHP | 10 South Maple Street | Hadley | Hampshire | Massachusetts | 1053 | solar | Battery = 1 MW, Solar = 3.9 MW | Batteries; Solar Photovoltaic; | 4.9 | 4.9 | 1 | [8 empty] | 3.9 |  |  | EIA-860, EIA-860M and EIA-923 | 202406 | -72.5426 | 42.3588
-8075404.7362 | 5214423.7525 | 46418 | 64232 | Hadley 3 Solar (South) | 63822 | Hadley 3 Solar, LLC (South) | IPP Non-CHP | 10 South Maple Street | Hadley | Hampshire | Massachusetts | 1035 | solar | Solar = 2 MW | Solar Photovoltaic | 2 | 2 | [9 empty] | 2 |  |  | EIA-860, EIA-860M and EIA-923 | 202406 | -72.5426 | 42.3558
-11309682.8915 | 4083543.5112 | 46419 | 64233 | Hecate Energy Frye Solar LLC | 63837 | Hecate Energy Frye Solar LLC | IPP Non-CHP | 8495 FM145 | Kress | Swisher | Texas | 79052 | solar | Solar = 500 MW | Solar Photovoltaic | 500 | 500 | [9 empty] | 500 |  |  | EIA-860, EIA-860M and EIA-923 | 202406 | -101.5966 | 34.4067
-8692336.7976 | 4189010.0953 | 46420 | 64237 | Solar Lee, LLC | 63823 | Solar Lee, LLC | IPP Non-CHP | 273 Lee Country Club Rd. | Mount Olive | Wayne | North Carolina | 28365 | solar | Solar = 4.9 MW | Solar Photovoltaic | 4.9 | 4.9 | [9 empty] | 4.9 |  |  | EIA-860, EIA-860M and EIA-923 | 202406 | -78.0846 | 35.1847
-8793810.97 | 4072440.0587 | 46421 | 64238 | Acme Solar, LLC | 63824 | Acme Solar, LLC | IPP Non-CHP | 445 Fertilizer Road | Riegelwood | Columbus | North Carolina | 28456 | solar | Solar = 4.9 MW | Solar Photovoltaic | 4.9 | 4.9 | [9 empty] | 4.9 |  |  | EIA-860, EIA-860M and EIA-923 | 202406 | -78.9961 | 34.3244
-8547157.2573 | 4744300.3405 | 46422 | 64241 | Maryland Bioenergy Center (Jessup) | 63827 | Bioenergy DevCo | Industrial CHP | 7900 Oceano Drive | Jessup | Howard | Maryland | 20794 | natural gas | Natural Gas = 1.1 MW | Natural Gas Fired Combustion Turbine | 1.1 | 1.1 | [6 empty] | 1.1 | [5 empty] | EIA-860, EIA-860M and EIA-923 | 202406 | -76.7804 | 39.1578
-10480571.6506 | 5708144.5645 | 46423 | 64242 | St. Cloud Hydro | 63831 | St. Cloud Hydroelectric Generation Facility | IPP Non-CHP | 1100 First Avenue South | St Cloud | Stearns | Minnesota | 56301 | hydroelectric | Hydroelectric = 8.6 MW | Conventional Hydroelectric | 8.6 | 8.6 |  |  |  |  | 8.6 | [7 empty] | EIA-860, EIA-860M and EIA-923 | 202406 | -94.1486 | 45.5476
-10090118.314 | 4934431.6339 | 46424 | 64243 | Sullivan B Community Solar LLC | 63845 | Sullivan B Community Solar LLC | IPP Non-CHP | 1800 E University Drive | Macomb | McDonough | Illinois | 61455 | solar | Solar = 2 MW | Solar Photovoltaic | 2 | 2 | [9 empty] | 2 |  |  | EIA-860, EIA-860M and EIA-923 | 202406 | -90.6411 | 40.4697
-9533627.5041 | 4877821.5222 | 46425 | 64244 | Anderson 3 | 9234 | Indiana Municipal Power Agency | Electric Utility | 2930 E. 38th Street | Anderson | Madison | Indiana | 46013 | solar | Solar = 8.7 MW | Solar Photovoltaic | 8.7 | 8.7 | [9 empty] | 8.7 |  |  | EIA-860, EIA-860M and EIA-923 | 202406 | -85.642 | 40.0817
-9532531.1184 | 4878439.0074 | 46426 | 64245 | Anderson 5 | 9234 | Indiana Municipal Power Agency | Electric Utility | 2934 S. Rangeline Rd | Anderson | Madison | Indiana | 46017 | solar | Solar = 3 MW | Solar Photovoltaic | 3 | 3 | [9 empty] | 3 |  |  | EIA-860, EIA-860M and EIA-923 | 202406 | -85.6322 | 40.0859
-9585166.3132 | 4976738.8763 | 46427 | 64246 | Peru 2 | 9234 | Indiana Municipal Power Agency | Electric Utility | 1251 W. Blair Pike Road | Peru | Miami | Indiana | 46970 | solar | Solar = 9.5 MW | Solar Photovoltaic | 9.5 | 9.5 | [9 empty] | 9.5 |  |  | EIA-860, EIA-860M and EIA-923 | 202406 | -86.105 | 40.7582
-9448191.3533 | 4837734.5683 | 46428 | 64247 | Richmond 5 | 9234 | Indiana Municipal Power Agency | Electric Utility | 2075 Wernle Road | Peru | Wayne | Indiana | 46970 | solar | Solar = 9 MW | Solar Photovoltaic | 9 | 9 | [9 empty] | 9 |  |  | EIA-860, EIA-860M and EIA-923 | 202406 | -84.8745 | 39.8056
-9532964.7078 | 4877962.5045 | 46429 | 64248 | Anderson 4 | 9234 | Indiana Municipal Power Agency | Electric Utility | 3205 S. Rangeline Road | Anderson | Madison | Indiana | 46013 | solar | Solar = 7.8 MW | Solar Photovoltaic | 7.8 | 7.8 | [9 empty] | 7.8 |  |  | EIA-860, EIA-860M and EIA-923 | 202406 | -85.6361 | 40.0827
-9545280.5397 | 4878313.7322 | 46430 | 64249 | Anderson 6 | 9234 | Indiana Municipal Power Agency | Electric Utility | 3040 Layton Road | Anderson | Madison | Indiana | 46011 | solar | Solar = 6.8 MW | Solar Photovoltaic | 6.8 | 6.8 | [9 empty] | 6.8 |  |  | EIA-860, EIA-860M and EIA-923 | 202406 | -85.7467 | 40.0851
-9585245.1274 | 4976320.7787 | 46431 | 64250 | Peru 3 | 9234 | Indiana Municipal Power Agency | Electric Utility | 1251 W. Blair Pike Road | Peru | Miami | Indiana | 46970 | solar | Solar = 2.9 MW | Solar Photovoltaic | 2.9 | 2.9 | [9 empty] | 2.9 |  |  | EIA-860, EIA-860M and EIA-923 | 202406 | -86.1057 | 40.7553
-9389292.7674 | 5810729.3485 | 46432 | 64251 | Pickford Solar | 62870 | Heritage Sustainable Energy. LLC | IPP Non-CHP | 811 E.22 mile Rd | Pickford | Chippewa | Michigan | 49774 | solar | Solar = 6.9 MW | Solar Photovoltaic | 6.9 | 6.9 | [9 empty] | 6.9 |  |  | EIA-860, EIA-860M and EIA-923 | 202406 | -84.3455 | 46.1893
-9448612.9203 | 4837788.3284 | 46433 | 64252 | Richmond 6 | 9234 | Indiana Municipal Power Agency | Electric Utility | 2075 Wernle Road | Richmond | Wayne | Indiana | 47374 | solar | Solar = 5.3 MW | Solar Photovoltaic | 5.3 | 5.3 | [9 empty] | 5.3 |  |  | EIA-860, EIA-860M and EIA-923 | 202406 | -84.8783 | 39.806
-10008005.6066 | 5207957.3159 | 46434 | 64254 | Kent School Road Solar 1 | 63860 | Kent School Road Solar 1 | IPP Non-CHP | 15047 W Kent School Road | Kent | Stephenson | Illinois | 61044 | solar | Solar = 2 MW | Solar Photovoltaic | 2 | 2 | [9 empty] | 2 |  |  | EIA-860, EIA-860M and EIA-923 | 202406 | -89.9034 | 42.3128
-17419830.5168 | 2373275.0341 | 46435 | 64256 | AES Maui Kuihelani Solar Hybrid | 61012 | AES Distributed Energy | IPP Non-CHP | NA | Waikapu | Maui | Hawaii | 96793 | solar | Battery = 60 MW, Solar = 60 MW | Batteries; Solar Photovoltaic; | 120 | 120 | 60 | [8 empty] | 60 |  |  | EIA-860, EIA-860M and EIA-923 | 202406 | -156.485 | 20.8439
-9952543.8986 | 5017097.4823 | 46436 | 64257 | Schulte 2 Community Solar | 63861 | Schulte 2 Community Solar | IPP Non-CHP | 701 14th St | Lacon | Marshall | Illinois | 61540 | solar | Solar = 2 MW | Solar Photovoltaic | 2 | 2 | [9 empty] | 2 |  |  | EIA-860, EIA-860M and EIA-923 | 202406 | -89.4052 | 41.0322
-10807204.9665 | 3677859.2819 | 46437 | 64259 | BPL Crown Solar LLC | 65060 | BPL Crown Solar LLC | IPP Non-CHP | TBD | Chilton | Falls | Texas | 76632 | solar | Solar = 100 MW | Solar Photovoltaic | 100 | 100 | [9 empty] | 100 |  |  | EIA-860, EIA-860M and EIA-923 | 202406 | -97.0828 | 31.3467
-10807204.9665 | 3677859.2819 | 46438 | 64260 | BPL Sol Solar LLC | 65061 | BPL Sol Solar LLC | IPP Non-CHP | TBD | Chilton | Falls | Texas | 76632 | solar | Solar = 100 MW | Solar Photovoltaic | 100 | 100 | [9 empty] | 100 |  |  | EIA-860, EIA-860M and EIA-923 | 202406 | -97.0828 | 31.3467
-10108479.9074 | 4161099.7007 | 46439 | 64261 | Forrest City- Prison Site | 60025 | Greenbacker Renewable Energy Corporation | IPP Non-CHP | 1400 Dale Bumpers Rd | Forrest City | St Francis | Arkansas | 72335 | solar | Solar = 1 MW | Solar Photovoltaic | 1 | 1 | [9 empty] | 1 |  |  | EIA-860, EIA-860M and EIA-923 | 202406 | -90.806 | 34.9795
-10108596.7928 | 4169031.4366 | 46440 | 64262 | Forrest City- Eldridge Road | 60025 | Greenbacker Renewable Energy Corporation | IPP Non-CHP | 1130 Eldridge Road | Forrest City | St Francis | Arkansas | 72335 | solar | Solar = 1 MW | Solar Photovoltaic | 1 | 1 | [9 empty] | 1 |  |  | EIA-860, EIA-860M and EIA-923 | 202406 | -90.8071 | 35.0379
-10374403.2466 | 4085473.103 | 46441 | 64263 | Hot Springs 2020 | 60025 | Greenbacker Renewable Energy Corporation | IPP Non-CHP | 365 Winkler Road | Hot Springs | Garland | Arkansas | 71913 | solar | Solar = 1 MW | Solar Photovoltaic | 1 | 1 | [9 empty] | 1 |  |  | EIA-860, EIA-860M and EIA-923 | 202406 | -93.1949 | 34.421
-13214073.2879 | 4045800.5596 | 46442 | 64264 | Las Virgenes | 60025 | Greenbacker Renewable Energy Corporation | IPP Non-CHP | 3810 Las Virgenes Road | Calabasas | Los Angeles | California | 91302 | solar | Solar = 3 MW | Solar Photovoltaic | 3 | 3 | [9 empty] | 3 |  |  | EIA-860, EIA-860M and EIA-923 | 202406 | -118.704 | 34.1265
-11789113.6745 | 4494946.2014 | 46443 | 64265 | Rock Creek 2 CSG | 60025 | Greenbacker Renewable Energy Corporation | IPP Non-CHP | 7524 Rd 12 S. | Alamosa | Alamosa | Colorado | 81101 | solar | Solar = 1.6 MW | Solar Photovoltaic | 1.6 | 1.6 | [9 empty] | 1.6 |  |  | EIA-860, EIA-860M and EIA-923 | 202406 | -105.9034 | 37.3995
-11784187.787 | 4502186.2496 | 46444 | 64266 | Alamosa Solar South CSG | 60025 | Greenbacker Renewable Energy Corporation | IPP Non-CHP | 399 Twentieth St | Alamosa | Alamosa | Colorado | 81101 | solar | Solar = 1.6 MW | Solar Photovoltaic | 1.6 | 1.6 | [9 empty] | 1.6 |  |  | EIA-860, EIA-860M and EIA-923 | 202406 | -105.8592 | 37.4512
-12860341.1344 | 3898197.9064 | 46445 | 64267 | Valencia 2 | 60025 | Greenbacker Renewable Energy Corporation | IPP Non-CHP | 3575 Highway 111 | Imperial | Imperial | California | 92251 | solar | Solar = 3 MW | Solar Photovoltaic | 3 | 3 | [9 empty] | 3 |  |  | EIA-860, EIA-860M and EIA-923 | 202406 | -115.5264 | 33.0218
-8084624.773 | 5545802.4014 | 46446 | 64268 | Lawrence Brook | 60025 | Greenbacker Renewable Energy Corporation | IPP Non-CHP | 3780 Laporte Road | Morristown | Lamoille | Vermont | 5661 | solar | Solar = 2.2 MW | Solar Photovoltaic | 2.2 | 2.2 | [9 empty] | 2.2 |  |  | EIA-860, EIA-860M and EIA-923 | 202406 | -72.6254 | 44.517
-9776803.3732 | 5029948.1375 | 46447 | 64269 | Kankakee Solar 4 LLC | 63863 | Kankakee Solar 4 LLC | IPP Non-CHP | 2801 E Court St. | Kankakee | Kankakee | Illinois | 60901 | solar | Solar = 2 MW | Solar Photovoltaic | 2 | 2 | [9 empty] | 2 |  |  | EIA-860, EIA-860M and EIA-923 | 202406 | -87.8265 | 41.1193
-13064517.7784 | 4034073.5606 | 46448 | 64270 | ESCA-LL-COLTON, LLC | 62915 | Madison Energy Holdings LLC | IPP Non-CHP | 2063 Miguel Bustamante Parkway | Colton | San Bernardino | California | 92324 | solar | Solar = 2.6 MW | Solar Photovoltaic | 2.6 | 2.6 | [9 empty] | 2.6 |  |  | EIA-860, EIA-860M and EIA-923 | 202406 | -117.3606 | 34.0393
-8996802.7294 | 4321141.0283 | 46449 | 64271 | 1051 Lucky Solar, LLC | 63864 | 1051 Lucky Solar, LLC | IPP Non-CHP | 1603 Marler Rd. | Hamptonville | Yadkin | North Carolina | 27020 | solar | Solar = 3 MW | Solar Photovoltaic | 3 | 3 | [9 empty] | 3 |  |  | EIA-860, EIA-860M and EIA-923 | 202406 | -80.8197 | 36.149
-8586439.1226 | 4185766.8683 | 46450 | 64273 | Sweet Tea Solar, LLC | 63865 | Sweet Tea Solar, LLC | IPP Non-CHP | 105 Stevenson Road | New Bern | Craven | North Carolina | 28567 | solar | Solar = 4.5 MW | Solar Photovoltaic | 4.5 | 4.5 | [9 empty] | 4.5 |  |  | EIA-860, EIA-860M and EIA-923 | 202406 | -77.1333 | 35.1609
-9091787.866 | 3813875.2819 | 46451 | 64275 | Bulloch Neville Farms | 63640 | Safari Energy, LLC | IPP Non-CHP | 901 W Lee Road | Brooklet | Bulloch | Georgia | 30415 | solar | Solar = 2.7 MW | Solar Photovoltaic | 2.7 | 2.7 | [9 empty] | 2.7 |  |  | EIA-860, EIA-860M and EIA-923 | 202406 | -81.6729 | 32.3844
-9250551.5011 | 4088316.9514 | 46452 | 64276 | Franklin Milliken | 63640 | Safari Energy, LLC | IPP Non-CHP | 935 Bowman St | Lavonia | Franklin | Georgia | 30553 | solar | Solar = 3 MW | Solar Photovoltaic | 3 | 3 | [9 empty] | 3 |  |  | EIA-860, EIA-860M and EIA-923 | 202406 | -83.0991 | 34.4421
-9249925.1064 | 3979422.6755 | 46453 | 64277 | Greene Durham | 63640 | Safari Energy, LLC | IPP Non-CHP | 1301 Old Woodville Rd | Union Point | Greene | Georgia | 30669 | solar | Solar = 3 MW | Solar Photovoltaic | 3 | 3 | [9 empty] | 3 |  |  | EIA-860, EIA-860M and EIA-923 | 202406 | -83.0935 | 33.6315
-9264844.5898 | 3611397.8407 | 46454 | 64278 | Lowndes IDA | 63640 | Safari Energy, LLC | IPP Non-CHP | 5698 Hunt Rd | Valdosta | Lowndes | Georgia | 31606 | solar | Solar = 1.5 MW | Solar Photovoltaic | 1.5 | 1.5 | [9 empty] | 1.5 |  |  | EIA-860, EIA-860M and EIA-923 | 202406 | -83.2275 | 30.8355
-9258124.3434 | 3592320.9321 | 46455 | 64279 | Lowndes Tycor Farms | 63640 | Safari Energy, LLC | IPP Non-CHP | 6734 GA-376 | Lake Park | Lowndes | Georgia | 31636 | solar | Solar = 2.3 MW | Solar Photovoltaic | 2.3 | 2.3 | [9 empty] | 2.3 |  |  | EIA-860, EIA-860M and EIA-923 | 202406 | -83.1671 | 30.6882
-9422567.833 | 3879054.8722 | 46456 | 64280 | Meriwether Jackson | 63640 | Safari Energy, LLC | IPP Non-CHP | 2800 Judson Bulloch Rd | Machester | Meriwether | Georgia | 31816 | solar | Solar = 3 MW | Solar Photovoltaic | 3 | 3 | [9 empty] | 3 |  |  | EIA-860, EIA-860M and EIA-923 | 202406 | -84.6444 | 32.8775
-9441371.5874 | 4132634.5389 | 46457 | 64281 | Murray Treadwell Farms | 63640 | Safari Energy, LLC | IPP Non-CHP | 1375 Treadwell Rd | Chatsworth | Murray | Georgia | 30705 | solar | Solar = 3 MW | Solar Photovoltaic | 3 | 3 | [9 empty] | 3 |  |  | EIA-860, EIA-860M and EIA-923 | 202406 | -84.8133 | 34.7697
-9283191.7117 | 3937543.3874 | 46458 | 64282 | Putnam Erickson | 63640 | Safari Energy, LLC | IPP Non-CHP | 710 Oak St | Eatonton | Putnam | Georgia | 31024 | solar | Solar = 2.7 MW | Solar Photovoltaic | 2.7 | 2.7 | [9 empty] | 2.7 |  |  | EIA-860, EIA-860M and EIA-923 | 202406 | -83.3923 | 33.3177
-9400754.1108 | 3735187.3788 | 46459 | 64283 | Terrell Riles Stovall | 63640 | Safari Energy, LLC | IPP Non-CHP | 265 Pool Rd NW | Dawson | Terrell | Georgia | 39842 | solar | Solar = 1.7 MW | Solar Photovoltaic | 1.7 | 1.7 | [9 empty] | 1.7 |  |  | EIA-860, EIA-860M and EIA-923 | 202406 | -84.4484 | 31.7855
-9450597.8581 | 3881876.9257 | 46460 | 64284 | Troup RC50 II | 63640 | Safari Energy, LLC | IPP Non-CHP | 7575 Hamilton Rd | Pine Mountain | Troup | Georgia | 31822 | solar | Solar = 1.5 MW | Solar Photovoltaic | 1.5 | 1.5 | [9 empty] | 1.5 |  |  | EIA-860, EIA-860M and EIA-923 | 202406 | -84.8962 | 32.8988
-9164082.8621 | 3658270.5833 | 46461 | 64285 | Ware Avra I | 63640 | Safari Energy, LLC | IPP Non-CHP | 1469 Pafford Lake Rd | Waycross | Ware | Georgia | 31503 | solar | Solar = 3 MW | Solar Photovoltaic | 3 | 3 | [9 empty] | 3 |  |  | EIA-860, EIA-860M and EIA-923 | 202406 | -82.3224 | 31.1963
-9164082.8621 | 3658270.5833 | 46462 | 64286 | Ware Avra II | 63640 | Safari Energy, LLC | IPP Non-CHP | 1469 Pafford Lake Rd | Waycross | Ware | Georgia | 31503 | solar | Solar = 1.9 MW | Solar Photovoltaic | 1.9 | 1.9 | [9 empty] | 1.9 |  |  | EIA-860, EIA-860M and EIA-923 | 202406 | -82.3224 | 31.1963
-10047496.6413 | 4669730.4202 | 46463 | 64288 | Renewable Energy Center at BJH | 19436 | Union Electric Co - (MO) | Electric Utility | 4456 Duncan Avenue | St Louis | St Louis City | Missouri | 63110 | solar | Solar = 1.6 MW | Solar Photovoltaic | 1.6 | 1.6 | [9 empty] | 1.6 |  |  | EIA-860, EIA-860M and EIA-923 | 202406 | -90.2582 | 38.6365
-12841258.7473 | 3995454.1026 | 46464 | 64290 | SE Athos II, LLC | 63869 | SE Athos II, LLC | IPP Non-CHP | 25250 Rice Rd | Desert Center | Riverside | California | 92239 | solar | Solar = 200 MW | Solar Photovoltaic | 200 | 200 | [9 empty] | 200 |  |  | EIA-860, EIA-860M and EIA-923 | 202406 | -115.355 | 33.7513
-8229194.2825 | 4985382.2968 | 46465 | 64291 | Lincoln Medical and Mental Health Center | 63873 | Lincoln Medical and Mental Health Center | Commercial Non-CHP | 234 East 149th Street | Bronx | Bronx | New York | 10451 | petroleum | Battery = 3 MW, Petroleum = 4 MW | Batteries; Petroleum Liquids; | 7 | 7 | 3 | [7 empty] | 4 |  |  |  | EIA-860, EIA-860M and EIA-923 | 202406 | -73.9241 | 40.817
-10603111.0328 | 3430904.8306 | 46466 | 64293 | Alvin | 56201 | Engie North America | IPP Non-CHP | 760-A Heights Rd | Alvin | Brazoria | Texas | 77511 | batteries | Battery = 9.9 MW | Batteries | 9.9 | 9.9 | 9.9 | [11 empty] | EIA-860, EIA-860M and EIA-923 | 202406 | -95.2494 | 29.4332
-11398938.7479 | 3746430.5494 | 46467 | 64294 | Odessa | 56201 | Engie North America | IPP Non-CHP | 3434 S. Fulton Ave | Odessa | Ector | Texas | 79766 | batteries | Battery = 9.9 MW | Batteries | 9.9 | 9.9 | 9.9 | [11 empty] | EIA-860, EIA-860M and EIA-923 | 202406 | -102.3984 | 31.8713
-10624404.225 | 3396926.8986 | 46468 | 64295 | Angleton | 56201 | Engie North America | IPP Non-CHP | 415 N Walker St | Angleton | Brazoria | Texas | 77515 | batteries | Battery = 9.9 MW | Batteries | 9.9 | 9.9 | 9.9 | [11 empty] | EIA-860, EIA-860M and EIA-923 | 202406 | -95.4406 | 29.1671
-10639648.3161 | 3383620.4849 | 46469 | 64296 | Brazoria | 56201 | Engie North America | IPP Non-CHP | 1235-A CR 347 | Brazoria | Brazoria | Texas | 77422 | batteries | Battery = 9.9 MW | Batteries | 9.9 | 9.9 | 9.9 | [11 empty] | EIA-860, EIA-860M and EIA-923 | 202406 | -95.5776 | 29.0626
-10569770.8453 | 3425326.8178 | 46470 | 64297 | Heights | 56201 | Engie North America | IPP Non-CHP | 505 34th St N | Texas City | Galveston | Texas | 77590 | batteries | Battery = 9.9 MW | Batteries | 9.9 | 9.9 | 9.9 | [11 empty] | EIA-860, EIA-860M and EIA-923 | 202406 | -94.9499 | 29.3896
-10590262.5372 | 3437948.1798 | 46471 | 64298 | Magnolia TX | 56201 | Engie North America | IPP Non-CHP | 1301 Floyd Rd. | Texas City | Galveston | Texas | 77573 | batteries | Battery = 9.9 MW | Batteries | 9.9 | 9.9 | 9.9 | [11 empty] | EIA-860, EIA-860M and EIA-923 | 202406 | -95.1339 | 29.4883
-7934083.3068 | 5098198.4211 | 46472 | 64299 | Roger Williams - Melville at Portsmouth | 62679 | Luminace Solar Rhode Island, LLC | IPP Non-CHP | West Main Rd. | Portsmouth | Newport | Rhode Island | 2871 | solar | Solar = 3 MW | Solar Photovoltaic | 3 | 3 | [9 empty] | 3 |  |  | EIA-860, EIA-860M and EIA-923 | 202406 | -71.2731 | 41.5795
-8989952.7958 | 3199627.2834 | 46473 | 64300 | Fort Drum Energy Center | 6452 | Florida Power & Light Co | Electric Utility | 21505 SR 60 | Vero Beach | Okeechobee | Florida | 32966 | solar | Solar = 74.5 MW | Solar Photovoltaic | 74.5 | 74.5 | [9 empty] | 74.5 |  |  | EIA-860, EIA-860M and EIA-923 | 202406 | -80.7581 | 27.6079
-9137180.9487 | 3179573.6078 | 46474 | 64301 | Willow Solar Energy Center | 6452 | Florida Power & Light Co | Electric Utility | 44300 State Road 64 East | Myakka City | Manatee | Florida | 34251 | solar | Solar = 74.5 MW | Solar Photovoltaic | 74.5 | 74.5 | [9 empty] | 74.5 |  |  | EIA-860, EIA-860M and EIA-923 | 202406 | -82.0807 | 27.4481
-9862540.7545 | 5198737.9182 | 46475 | 64302 | Lafayette 2 - McHenry Franks 1 | 61944 | MN8 Energy LLC | IPP Non-CHP | Greenlee St. | Marengo | McHenry | Illinois | 60152 | solar | Solar = 2 MW | Solar Photovoltaic | 2 | 2 | [9 empty] | 2 |  |  | EIA-860, EIA-860M and EIA-923 | 202406 | -88.5967 | 42.2516
-9850873.9152 | 5193214.1554 | 46476 | 64303 | Lafayette 2 - McHenry Franks 2 | 61944 | MN8 Energy LLC | IPP Non-CHP | 7814 Seeman Rd | Huntley | McHenry | Illinois | 60142 | solar | Solar = 2 MW | Solar Photovoltaic | 2 | 2 | [9 empty] | 2 |  |  | EIA-860, EIA-860M and EIA-923 | 202406 | -88.4919 | 42.2148
-9781565.0644 | 5026698.8321 | 46477 | 64304 | Lafayette 2 - Kankakee Yonke | 61944 | MN8 Energy LLC | IPP Non-CHP | S Schuyler Ave | Kankakee | Kankakee | Illinois | 60901 | solar | Solar = 2 MW | Solar Photovoltaic | 2 | 2 | [9 empty] | 2 |  |  | EIA-860, EIA-860M and EIA-923 | 202406 | -87.8693 | 41.0973
-10021969.9688 | 3501514.6928 | 46478 | 64305 | TCI France | 13478 | Entergy New Orleans, LLC | Electric Utility | 3900 France Road | New Orleans | Orleans | Louisiana | 70126 | solar | Solar = 1.5 MW | Solar Photovoltaic | 1.5 | 1.5 | [9 empty] | 1.5 |  |  | EIA-860, EIA-860M and EIA-923 | 202406 | -90.0289 | 29.9842
-10021939.1333 | 3502550.0933 | 46479 | 64306 | TCI Alvar | 13478 | Entergy New Orleans, LLC | Electric Utility | 3401 Alvar Street | New Orleans | Orleans | Louisiana | 70126 | solar | Solar = 1.9 MW | Solar Photovoltaic | 1.9 | 1.9 | [9 empty] | 1.9 |  |  | EIA-860, EIA-860M and EIA-923 | 202406 | -90.0286 | 29.9922
-10009848.6121 | 3505478.0994 | 46480 | 64307 | New Orleans Solar Station | 13478 | Entergy New Orleans, LLC | Electric Utility | 13800 Old Gentilly Road | New Orleans | Orleans | Louisiana | 70129 | solar | Solar = 20 MW | Solar Photovoltaic | 20 | 20 | [9 empty] | 20 |  |  | EIA-860, EIA-860M and EIA-923 | 202406 | -89.92 | 30.015
-13677401.5952 | 4662314.7889 | 46481 | 64308 | Dissigno Healdsburg FPV, LLC | 63248 | Palmetto Power Management LLC | IPP Non-CHP | 340 Foreman Lane | Healdsburg | Sonoma | California | 95448 | solar | Solar = 3 MW | Solar Photovoltaic | 3 | 3 | [9 empty] | 3 |  |  | EIA-860, EIA-860M and EIA-923 | 202406 | -122.8662 | 38.5844
-10689943.9092 | 4816251.8486 | 46482 | 64309 | Soldier Creek Wind | 63887 | Soldier Creek Wind LLC | IPP Non-CHP | 656 N Road | Corning | Nemaha | Kansas | 66417 | wind | Wind = 300 MW | Onshore Wind Turbine | 300 | 300 | [10 empty] | 300 |  | EIA-860, EIA-860M and EIA-923 | 202406 | -96.0294 | 39.6572
-8784674.0888 | 5312134.1044 | 46483 | 64310 | Corning Riverview (CSG) | 63900 | Corning Riverview Project | IPP Non-CHP | 500 Riverwalk Pkwy | Tonawanda | Erie | New York | 14150 | solar | Solar = 5 MW | Solar Photovoltaic | 5 | 5 | [9 empty] | 5 |  |  | EIA-860, EIA-860M and EIA-923 | 202406 | -78.9141 | 43.0011
-8655090.4092 | 4308880.4233 | 46484 | 64311 | Sun Farm VIII, LLC | 63898 | Sun Farm VIII, LLC | IPP Non-CHP | 6582 N US HWY 301 | Battleboro | Nash | North Carolina | 27809 | solar | Solar = 4 MW | Solar Photovoltaic | 4 | 4 | [9 empty] | 4 |  |  | EIA-860, EIA-860M and EIA-923 | 202406 | -77.75 | 36.06
-11046430.9975 | 3598736.9706 | 46485 | 64312 | Bat Cave | 56201 | Engie North America | IPP Non-CHP | 2051 Post Hill Street | Mason | Mason | Texas | 76856 | batteries | Battery = 100 MW | Batteries | 100 | 100 | 100 | [11 empty] | EIA-860, EIA-860M and EIA-923 | 202406 | -99.2318 | 30.7377
-10581695.3892 | 3434485.4782 | 46486 | 64314 | Dickinson | 56201 | Engie North America | IPP Non-CHP | 2320 Hollywood St. | Dickinson | Galveston | Texas | 77539 | batteries | Battery = 9.9 MW | Batteries | 9.9 | 9.9 | 9.9 | [11 empty] | EIA-860, EIA-860M and EIA-923 | 202406 | -95.057 | 29.4613
-10806324.7633 | 3352308.0872 | 46487 | 64315 | Loop 463 | 56201 | Engie North America | IPP Non-CHP | 17206 NW Zac Lentz Pkwy | Victoria | Victoria | Texas | 77905 | batteries | Battery = 9.9 MW | Batteries | 9.9 | 9.9 | 9.9 | [11 empty] | EIA-860, EIA-860M and EIA-923 | 202406 | -97.0749 | 28.8165
-11032809.9446 | 3084497.1645 | 46488 | 64316 | Lopeno | 56201 | Engie North America | IPP Non-CHP | 4676 S US Hwy 83 | Zapata | Zapata | Texas | 78076 | batteries | Battery = 9.9 MW | Batteries | 9.9 | 9.9 | 9.9 | [11 empty] | EIA-860, EIA-860M and EIA-923 | 202406 | -99.1094 | 26.6876
-10895473.9756 | 3600188.9092 | 46489 | 64317 | North Fork TX | 56201 | Engie North America | IPP Non-CHP | 51 PVR 905 Liberty Hill | Liberty Hill | Williamson | Texas | 78642 | batteries | Battery = 100 MW | Batteries | 100 | 100 | 100 | [11 empty] | EIA-860, EIA-860M and EIA-923 | 202406 | -97.8757 | 30.749
-11183568.8178 | 3334844.7759 | 46490 | 64318 | Pueblo BA | 56201 | Engie North America | IPP Non-CHP | 3301 El Indio Hwy | Eagle Pass | Maverick | Texas | 78852 | batteries | Battery = 19.8 MW | Batteries | 19.8 | 19.8 | 19.8 | [11 empty] | EIA-860, EIA-860M and EIA-923 | 202406 | -100.4637 | 28.6789
-10991235.4544 | 3454526.4805 | 46491 | 64319 | Ranchtown | 56201 | Engie North America | IPP Non-CHP | 12175 Pablo Hernandez Ln | San Antonio | Bexar | Texas | 78023 | batteries | Battery = 9.9 MW | Batteries | 9.9 | 9.9 | 9.9 | [11 empty] | EIA-860, EIA-860M and EIA-923 | 202406 | -98.7359 | 29.6179
-10651854.4983 | 3382726.4843 | 46492 | 64321 | Sweeny | 56201 | Engie North America | IPP Non-CHP | 1511 CR 372 | Sweeny | Brazoria | Texas | 77480 | batteries | Battery = 9.9 MW | Batteries | 9.9 | 9.9 | 9.9 | [11 empty] | EIA-860, EIA-860M and EIA-923 | 202406 | -95.6872 | 29.0556
-11046645.8441 | 3115062.8951 | 46493 | 64322 | Zapata | 56201 | Engie North America | IPP Non-CHP | 3112 State Hwy 16 | Zapata | Zapata | Texas | 78076 | batteries | Battery = 19.8 MW | Batteries | 19.8 | 19.8 | 19.8 | [11 empty] | EIA-860, EIA-860M and EIA-923 | 202406 | -99.2337 | 26.9327
-12977592.8408 | 4016415.1144 | 46494 | 64323 | Coachella Hills Wind | 2770 | Terra-Gen Operating Co-Wind | IPP Non-CHP | TBD | Palm Springs | Riverside | California | 92258 | wind | Wind = 61.2 MW | Onshore Wind Turbine | 61.2 | 61.2 | [10 empty] | 61.2 |  | EIA-860, EIA-860M and EIA-923 | 202406 | -116.5797 | 33.9077
-11448631.4347 | 3799570.2032 | 46495 | 64325 | Prospero Solar II | 65896 | Prospero Solar II, LLC (Longroad) | IPP Non-CHP | 7510 SW 900 | Andrews | Andrews | Texas | 79714 | solar | Solar = 250 MW | Solar Photovoltaic | 250 | 250 | [9 empty] | 250 |  |  | EIA-860, EIA-860M and EIA-923 | 202406 | -102.8448 | 32.2758
-13546543.4187 | 4545739.1904 | 46496 | 64326 | Summit Winds | 60025 | Greenbacker Renewable Energy Corporation | IPP Non-CHP | 4388 Dyer Road | Livermore | Alameda | California | 94551 | wind | Wind = 56.2 MW | Onshore Wind Turbine | 57.5 | 56.2 | [10 empty] | 56.2 |  | EIA-860, EIA-860M and EIA-923 | 202406 | -121.6907 | 37.7612
-8264136.3575 | 4863617.4754 | 46497 | 64327 | EDF Ph1 Toms River | 61944 | MN8 Energy LLC | IPP Non-CHP | 227 Oak Ridge Parkway | Tom's River | Ocean | New Jersey | 8755 | solar | Solar = 21.3 MW | Solar Photovoltaic | 21.3 | 21.3 | [9 empty] | 21.3 |  |  | EIA-860, EIA-860M and EIA-923 | 202406 | -74.238 | 39.984
-9758985.7982 | 5040596.4915 | 46498 | 64328 | AES Griggs Solar, LLC | 63893 | AES Griggs Solar, LLC | IPP Non-CHP | 4848 N. Rte. 1-17 | Grant Park | Kankakee | Illinois | 60940 | solar | Solar = 2 MW | Solar Photovoltaic | 2 | 2 | [9 empty] | 2 |  |  | EIA-860, EIA-860M and EIA-923 | 202406 | -87.6665 | 41.1913
-9800982.6345 | 5082170.4842 | 46499 | 64329 | IGS East Central, LLC | 63894 | IGS East Central, LLC | IPP Non-CHP | 2600 East Road | Joliet | Will | Illinois | 60433 | solar | Solar = 2 MW | Solar Photovoltaic | 2 | 2 | [9 empty] | 2 |  |  | EIA-860, EIA-860M and EIA-923 | 202406 | -88.0437 | 41.4717
-9849367.3173 | 5154226.3744 | 46500 | 64330 | SV CSG Lily Lake 2 LLC | 63895 | SV CSG Lily Lake 2 LLC | IPP Non-CHP | 6N066 IL-47 | Maple Park | Kane | Illinois | 60151 | solar | Solar = 2 MW | Solar Photovoltaic | 2 | 2 | [9 empty] | 2 |  |  | EIA-860, EIA-860M and EIA-923 | 202406 | -88.4784 | 41.9549
-9997377.4896 | 5216859.6182 | 46501 | 64331 | Cedarville Road | 63896 | SRC P9 - Lena Solar, LLC | IPP Non-CHP | 9998 North Cedarville Road | Lena | Stephenson | Illinois | 61048 | solar | Solar = 2 MW | Solar Photovoltaic | 2 | 2 | [9 empty] | 2 |  |  | EIA-860, EIA-860M and EIA-923 | 202406 | -89.808 | 42.3719
-12112296.3088 | 5796814.2415 | 46502 | 64332 | Two Dot Wind Broadview East LLC | 63903 | Two Dot Wind Broadview East LLC | IPP Non-CHP | 11128 21 Mile Road | Broadview | Yellowstone | Montana | 59015 | wind | Wind = 1.6 MW | Onshore Wind Turbine | 1.8 | 1.6 | [10 empty] | 1.6 |  | EIA-860, EIA-860M and EIA-923 | 202406 | -108.8066 | 46.1026
-7984086.241 | 5115782.9587 | 46503 | 64333 | WED Coventry Seven, LLC | 63904 | WED Coventry Seven, LLC | IPP Non-CHP | 5641 Flat River Road | Coventry | Kent | Rhode Island | 2827 | solar | Solar = 3 MW | Solar Photovoltaic | 3 | 3 | [9 empty] | 3 |  |  | EIA-860, EIA-860M and EIA-923 | 202406 | -71.7223 | 41.6976
-7970056.8682 | 5140261.9174 | 46504 | 64334 | GD Glocester White Oak I, LLC | 63905 | GD Glocester White Oak I, LLC | IPP Non-CHP | 74 White Oak Lane | Glocester | Providence | Rhode Island | 2857 | solar | Solar = 1.8 MW | Solar Photovoltaic | 1.8 | 1.8 | [9 empty] | 1.8 |  |  | EIA-860, EIA-860M and EIA-923 | 202406 | -71.5962 | 41.8615
-9312059.082 | 3614846.6391 | 46505 | 64335 | Quitman II Solar | 63957 | Quitman II Solar, LLC | IPP Non-CHP | 7015 Barwick Rd | Quitman | Brooks | Georgia | 31643 | solar | Solar = 150 MW | Solar Photovoltaic | 150 | 150 | [9 empty] | 150 |  |  | EIA-860, EIA-860M and EIA-923 | 202406 | -83.6517 | 30.862
-10954682.3637 | 4907360.0544 | 46506 | 64336 | Little Blue Wind Project, LLC | 63956 | Little Blue Wind Project, LLC | IPP Non-CHP | 2045 Rd 1800 | Blue Hill | Webster | Nebraska | 68930 | wind | Wind = 250.7 MW | Onshore Wind Turbine | 250.7 | 250.7 | [10 empty] | 250.7 |  | EIA-860, EIA-860M and EIA-923 | 202406 | -98.4076 | 40.2844
-7803589.2564 | 5567317.4752 | 46507 | 64337 | Farmington Solar | 63955 | Farmington Solar, LLC | IPP Non-CHP | 362 Farmington Falls Road | Farmington | Franklin | Maine | 4938 | solar | Solar = 77 MW | Solar Photovoltaic | 77 | 77 | [9 empty] | 77 |  |  | EIA-860, EIA-860M and EIA-923 | 202406 | -70.1008 | 44.6547
-10863614.8939 | 4299159.7621 | 46508 | 64339 | Horizon Hill Wind Project | 63959 | Horizon Hill Wind, LLC | IPP Non-CHP | TBD | Crescent | Logan | Oklahoma | 73028 | wind | Wind = 201.5 MW | Onshore Wind Turbine | 201.5 | 201.5 | [10 empty] | 201.5 |  | EIA-860, EIA-860M and EIA-923 | 202406 | -97.5895 | 35.9894
-10937906.9617 | 4159375.7451 | 46509 | 64340 | White Rock West Wind Project | 63960 | White Rock Wind West, LLC | IPP Non-CHP | TBD | Anadarko | Caddo | Oklahoma | 73005 | wind | Wind = 99.5 MW | Onshore Wind Turbine | 99.5 | 99.5 | [10 empty] | 99.5 |  | EIA-860, EIA-860M and EIA-923 | 202406 | -98.2569 | 34.9668
-10929922.126 | 4160385.0894 | 46510 | 64341 | White Rock East Wind Project | 63961 | White Rock Wind East, LLC | IPP Non-CHP | TBD | Anadarko | Caddo | Oklahoma | 73005 | wind | Wind = 201.5 MW | Onshore Wind Turbine | 201.5 | 201.5 | [10 empty] | 201.5 |  | EIA-860, EIA-860M and EIA-923 | 202406 | -98.1852 | 34.9743
-8542992.9065 | 4748865.069 | 46511 | 64343 | 6685 Santa Barbara Ct | 63979 | 6685 Santa Barbara Ct | IPP Non-CHP | 6685 Santa Barbara Ct | Elkridge | Howard | Maryland | 21075 | solar | Solar = 1 MW | Solar Photovoltaic | 1 | 1 | [9 empty] | 1 |  |  | EIA-860, EIA-860M and EIA-923 | 202406 | -76.743 | 39.1896
-8122508.5769 | 4985685.3111 | 46512 | 64350 | Orbit Bloom Fuel Cell | 63963 | DG Fuel Cell, LLC | IPP Non-CHP | 3601 Horseblock Road | Medford | Suffolk | New York | 11763 | natural gas | Natural Gas = 6 MW | Other Natural Gas | 6 | 6 | [6 empty] | 6 | [5 empty] | EIA-860, EIA-860M and EIA-923 | 202406 | -72.9657 | 40.819
-8258517.0609 | 4956289.8022 | 46513 | 64351 | Amazon JFK8 Solar Project | 63962 | Solar Star Prime 2, LLC | IPP Non-CHP | 546 Gulf Ave | Staten Island | Richmond | New York | 10314 | solar | Solar = 4.9 MW | Solar Photovoltaic | 4.9 | 4.9 | [9 empty] | 4.9 |  |  | EIA-860, EIA-860M and EIA-923 | 202406 | -74.1875 | 40.6189
-11491926.8129 | 4955507.4288 | 46514 | 64352 | Mtn Solar 6 LLC (CSG) | 61227 | Nautilus Solar Solutions | IPP Non-CHP | 12030 Hwy 61 | Sterling | Logan | Colorado | 80751 | solar | Solar = 2 MW | Solar Photovoltaic | 2 | 2 | [9 empty] | 2 |  |  | EIA-860, EIA-860M and EIA-923 | 202406 | -103.2337 | 40.6136
-11491926.8129 | 4955507.4288 | 46515 | 64353 | NSE Camber Solar PS11 LLC (CSG) | 61227 | Nautilus Solar Solutions | IPP Non-CHP | 12030 Hwy 61 | Sterling | Logan | Colorado | 80751 | solar | Solar = 2 MW | Solar Photovoltaic | 2 | 2 | [9 empty] | 2 |  |  | EIA-860, EIA-860M and EIA-923 | 202406 | -103.2337 | 40.6136
-11549097.2751 | 4609015.1048 | 46516 | 64355 | NSE Camber BH CSG 2, LLC | 61227 | Nautilus Solar Solutions | IPP Non-CHP | 6634 CO 71 | Ordway | Crowley | Colorado | 80651 | solar | Solar = 2 MW | Solar Photovoltaic | 2 | 2 | [9 empty] | 2 |  |  | EIA-860, EIA-860M and EIA-923 | 202406 | -103.7473 | 38.2092
-11483594.6603 | 4956317.96 | 46517 | 64356 | NSE Camber Solar PS13 LLC (CSG) | 61227 | Nautilus Solar Solutions | IPP Non-CHP | 12268 Hwy 61 | Sterling | Logan | Colorado | 80751 | solar | Solar = 2 MW | Solar Photovoltaic | 2 | 2 | [9 empty] | 2 |  |  | EIA-860, EIA-860M and EIA-923 | 202406 | -103.1589 | 40.6191
-11668973.4499 | 4903904.3808 | 46518 | 64357 | NSE Camber Solar PS6 LLC CSG | 61227 | Nautilus Solar Solutions | IPP Non-CHP | 12298 Co Rd 38 | Platteville | Weld | Colorado | 80651 | solar | Solar = 2 MW | Solar Photovoltaic | 2 | 2 | [9 empty] | 2 |  |  | EIA-860, EIA-860M and EIA-923 | 202406 | -104.8242 | 40.2607
-11670681.2022 | 4902370.7617 | 46519 | 64358 | NSE Camber Solar PS5 LLC (CSG) | 61227 | Nautilus Solar Solutions | IPP Non-CHP | 11489 CR36 | Platteville | Weld | Colorado | 80651 | solar | Solar = 2 MW | Solar Photovoltaic | 2 | 2 | [9 empty] | 2 |  |  | EIA-860, EIA-860M and EIA-923 | 202406 | -104.8395 | 40.2502
-11491926.8129 | 4955507.4288 | 46520 | 64359 | Pivot Solar 12 LLC(CSG) | 61227 | Nautilus Solar Solutions | IPP Non-CHP | 12030 Hwy 61 | Sterling | Logan | Colorado | 80751 | solar | Solar = 1 MW | Solar Photovoltaic | 1 | 1 | [9 empty] | 1 |  |  | EIA-860, EIA-860M and EIA-923 | 202406 | -103.2337 | 40.6136
-8331249.7653 | 4878383.4264 | 46521 | 64360 | American Goldfinch SCS ACY2 NJ, LLC | 61677 | Sol Systems | IPP Non-CHP | 1101 E Pearl Street | Burlington | Burlington | New Jersey | 8016 | solar | Solar = 3.9 MW | Solar Photovoltaic | 3.9 | 3.9 | [9 empty] | 3.9 |  |  | EIA-860, EIA-860M and EIA-923 | 202406 | -74.8409 | 40.0856
-10039157.4756 | 4663360.1222 | 46522 | 64362 | SCS American Bottoms 009885 Sauget, LLC | 61677 | Sol Systems | IPP Non-CHP | 1 American Bottoms Road | Sauget | St Clair | Illinois | 62201 | solar | Solar = 1.8 MW | Solar Photovoltaic | 1.8 | 1.8 | [9 empty] | 1.8 |  |  | EIA-860, EIA-860M and EIA-923 | 202406 | -90.1833 | 38.5917
-8785531.3602 | 4367703.0493 | 46523 | 64363 | ESA Boston Solar, LLC | 61677 | Sol Systems | IPP Non-CHP | 8117 Boston Road | Roxboro | Person | North Carolina | 27574 | solar | Solar = 5 MW | Solar Photovoltaic | 5 | 5 | [9 empty] | 5 |  |  | EIA-860, EIA-860M and EIA-923 | 202406 | -78.9218 | 36.486
-9982055.5862 | 5126142.6128 | 46524 | 64364 | SCS Beltway 011754 Rock Falls, LLC | 61677 | Sol Systems | IPP Non-CHP | 4 Beltway Lane | Rock Falls | Whiteside | Illinois | 61071 | solar | Solar = 1 MW | Solar Photovoltaic | 1 | 1 | [9 empty] | 1 |  |  | EIA-860, EIA-860M and EIA-923 | 202406 | -89.6703 | 41.767
-11538153.9012 | 5144366.6572 | 46525 | 64365 | Western Meadowlark Solar SCS NE 1, LLC | 61677 | Sol Systems | IPP Non-CHP | Section 12, Township 22N, Rang | Scottsbluff | Scotts Bluff | Nebraska | 69361 | solar | Solar = 4.4 MW | Solar Photovoltaic | 4.4 | 4.4 | [9 empty] | 4.4 |  |  | EIA-860, EIA-860M and EIA-923 | 202406 | -103.649 | 41.889
-8705657.2879 | 4070836.9511 | 46526 | 64366 | Trojan Solar, LLC | 61677 | Sol Systems | IPP Non-CHP | 60 Dream Ave | Delco | Columbus | North Carolina | 28436 | solar | Solar = 5 MW | Solar Photovoltaic | 5 | 5 | [9 empty] | 5 |  |  | EIA-860, EIA-860M and EIA-923 | 202406 | -78.2043 | 34.3125
-8842984.9079 | 4371155.4693 | 46527 | 64367 | Zuma Solar, LLC | 61677 | Sol Systems | IPP Non-CHP | 2943 Shady Grove Road | Providence | Caswell | North Carolina | 27315 | solar | Solar = 3 MW | Solar Photovoltaic | 3 | 3 | [9 empty] | 3 |  |  | EIA-860, EIA-860M and EIA-923 | 202406 | -79.4379 | 36.5109
-8003982.7075 | 5113164.8723 | 46528 | 64370 | Plainfield Solar 1 | 58135 | Ecos Energy LLC | IPP Non-CHP | 49 Plainfield Pike | Plainfield | Windham | Connecticut | 6374 | solar | Solar = 1 MW | Solar Photovoltaic | 1 | 1 | [9 empty] | 1 |  |  | EIA-860, EIA-860M and EIA-923 | 202406 | -71.901 | 41.68
-8477478.6031 | 5252312.1133 | 46529 | 64371 | Cortlandville I Solar CSG | 63991 | DG New York CS, LLC | IPP Non-CHP | 1853 Riley Road | Cortland | Cortland | New York | 13045 | solar | Solar = 5 MW | Solar Photovoltaic | 5 | 5 | [9 empty] | 5 |  |  | EIA-860, EIA-860M and EIA-923 | 202406 | -76.1545 | 42.6068
-8395721.5616 | 5300474.7147 | 46530 | 64372 | Sangerfield Solar CSG | 63991 | DG New York CS, LLC | IPP Non-CHP | 1309 Brothertown Road | Waterville | Oneida | New York | 13480 | solar | Solar = 5 MW | Solar Photovoltaic | 5 | 5 | [9 empty] | 5 |  |  | EIA-860, EIA-860M and EIA-923 | 202406 | -75.4201 | 42.9244
-8483875.4664 | 5341627.562 | 46531 | 64373 | Clay Solar CSG | 63991 | DG New York CS, LLC | IPP Non-CHP | 4421 Ver Plank Road | Clay | Onondaga | New York | 13041 | solar | Solar = 5 MW | Solar Photovoltaic | 5 | 5 | [9 empty] | 5 |  |  | EIA-860, EIA-860M and EIA-923 | 202406 | -76.212 | 43.1945
-8407913.4949 | 5244158.4987 | 46532 | 64374 | Norwich Solar and Energy Storage CSG | 63991 | DG New York CS, LLC | IPP Non-CHP | 103 Lindy View Drive | Norwich | Chenango | New York | 13815 | solar | Battery = 5 MW, Solar = 5 MW | Batteries; Solar Photovoltaic; | 10 | 10 | 5 | [8 empty] | 5 |  |  | EIA-860, EIA-860M and EIA-923 | 202406 | -75.5296 | 42.5529
-10218350.0184 | 5361418.7022 | 46533 | 64375 | Decorah Battery | 9417 | Interstate Power and Light Co | Electric Utility | 602 Highland Dr | Decorah | Winneshiek | Iowa | 52101 | batteries | Battery = 2.5 MW | Batteries | 2.5 | 2.5 | 2.5 | [11 empty] | EIA-860, EIA-860M and EIA-923 | 202406 | -91.793 | 43.324
-13385716.8108 | 4390159.0495 | 46534 | 64376 | Tranquillity ID | 63992 | Tranquillity Solar 1, LLC | IPP Non-CHP | 25347 W. Silveria Ave | Tranquillity | Fresno | California | 93668 | solar | Solar = 1.3 MW | Solar Photovoltaic | 1.3 | 1.3 | [9 empty] | 1.3 |  |  | EIA-860, EIA-860M and EIA-923 | 202406 | -120.2459 | 36.648
-10822544.0131 | 4935740.3386 | 46535 | 64377 | Milligan 1 Wind Farm | 63993 | Milligan 1 Wind, LLC | IPP Non-CHP | 1003 County Rd M | Western | Saline | Nebraska | 68464 | wind | Wind = 300 MW | Onshore Wind Turbine | 300 | 300 | [10 empty] | 300 |  | EIA-860, EIA-860M and EIA-923 | 202406 | -97.2206 | 40.4786
-7908873.227 | 5220125.6986 | 46536 | 64378 | Signature Breads Chelsea | 64585 | JDC 65R Owner, LLC | Industrial Non-CHP | 100 Justin Drive | Chelsea | Suffolk | Massachusetts | 2150 | petroleum | Petroleum = 1.5 MW | Petroleum Liquids | 1.5 | 1.5 | [8 empty] | 1.5 |  |  |  | EIA-860, EIA-860M and EIA-923 | 202406 | -71.0466 | 42.3936
-8568920.2177 | 4699754.9724 | 46537 | 64379 | Ridgecrest | 60025 | Greenbacker Renewable Energy Corporation | IPP Non-CHP | 1910-2001 Ridgecrest CT SE | Washington | District of Columbia | District of Columbia | 20020 | solar | Solar = 1.7 MW | Solar Photovoltaic | 1.7 | 1.7 | [9 empty] | 1.7 |  |  | EIA-860, EIA-860M and EIA-923 | 202406 | -76.9759 | 38.8468
-8288455.2135 | 4947479.5019 | 46538 | 64380 | Cascades | 60025 | Greenbacker Renewable Energy Corporation | IPP Non-CHP | 1 Turner Place | Piscataway Township | Middlesex | New Jersey | 8854 | solar | Solar = 2 MW | Solar Photovoltaic | 2 | 2 | [9 empty] | 2 |  |  | EIA-860, EIA-860M and EIA-923 | 202406 | -74.4565 | 40.5588
-9985455.84 | 4903997.8876 | 46539 | 64381 | Glacier Sands Wind Power, LLC | 63995 | Glacier Sands Wind Power, LLC | IPP Non-CHP | TBD | Mason City | Mason | Illinois | 62664 | wind | Wind = 185 MW | Onshore Wind Turbine | 185 | 185 | [10 empty] | 185 |  | EIA-860, EIA-860M and EIA-923 | 202406 | -89.7009 | 40.2614
-7893751.6987 | 5248183.25 | 46540 | 64382 | IXYS - Beverly | 63994 | IXYS Integrated Circuits Division, LLC | Industrial Non-CHP | 78 Cherry Hill Drive | Beverly | Essex | Massachusetts | 1915 | natural gas | Natural Gas = 2.1 MW, Petroleum = 0.6 MW | Natural Gas Internal Combustion Engine; Petroleum Liquids; | 2.7 | 2.7 | [6 empty] | 2.1 |  | 0.6 |  |  |  | EIA-860, EIA-860M and EIA-923 | 202406 | -70.9108 | 42.5795
-10644400.5452 | 3436917.712 | 46541 | 64383 | Braes Bayou Plant | 63082 | ProEnergy Services | IPP Non-CHP | 2929 Lockwood Gubble Road | Richmond | Fort Bend | Texas | 77469 | natural gas | Natural Gas = 356 MW | Natural Gas Fired Combustion Turbine | 484 | 356 | [6 empty] | 356 | [5 empty] | EIA-860, EIA-860M and EIA-923 | 202406 | -95.6203 | 29.4803
-12338528.5723 | 3780310.5024 | 46542 | 64384 | Amazon TUS2 | 63432 | SkyHigh 2 Solar | Commercial Non-CHP | 6701 South Kolb Road | Tucson | Pima | Arizona | 85756 | solar | Solar = 2.6 MW | Solar Photovoltaic | 2.6 | 2.6 | [9 empty] | 2.6 |  |  | EIA-860, EIA-860M and EIA-923 | 202406 | -110.8389 | 32.1294
-8527470.4053 | 4342202.2006 | 46543 | 64385 | Gliden (Op Zone) | 60025 | Greenbacker Renewable Energy Corporation | IPP Non-CHP | 646 Gliden Rd | Tyner | Chowan | North Carolina | 27980 | solar | Solar = 5 MW | Solar Photovoltaic | 5 | 5 | [9 empty] | 5 |  |  | EIA-860, EIA-860M and EIA-923 | 202406 | -76.6036 | 36.3016
-11663026.2061 | 4912256.3878 | 46544 | 64386 | Gilcrest V CSG | 60970 | SunShare Management | IPP Non-CHP | 15250 Country Road 46 | Platteville | Weld | Colorado | 80651 | solar | Solar = 4.8 MW | Solar Photovoltaic | 4.8 | 4.8 | [9 empty] | 4.8 |  |  | EIA-860, EIA-860M and EIA-923 | 202406 | -104.7707 | 40.318
-8007487.1564 | 5123584.0647 | 46545 | 64387 | Quinebaug Solar | 63999 | Quinebaug Solar, LLC | IPP Non-CHP | 253 Wauregan Road | Canterbury | Windham | Connecticut | 6331 | solar | Solar = 49.4 MW | Solar Photovoltaic | 49.4 | 49.4 | [9 empty] | 49.4 |  |  | EIA-860, EIA-860M and EIA-923 | 202406 | -71.9325 | 41.7499
-11685554.2654 | 4840646.8718 | 46546 | 64388 | TruStile Doors - Denver | 63432 | SkyHigh 2 Solar | Commercial Non-CHP | 1111 E. 7th Avenue | Denver | Adams | Colorado | 80229 | solar | Solar = 1.2 MW | Solar Photovoltaic | 1.2 | 1.2 | [9 empty] | 1.2 |  |  | EIA-860, EIA-860M and EIA-923 | 202406 | -104.9731 | 39.8257
-10906771.7907 | 3450846.0662 | 46547 | 64389 | Niagara Bottling - Seguin | 63432 | SkyHigh 2 Solar | Industrial Non-CHP | 1730 8th St | Seguin | Guadalupe | Texas | 78155 | solar | Solar = 4.9 MW | Solar Photovoltaic | 4.9 | 4.9 | [9 empty] | 4.9 |  |  | EIA-860, EIA-860M and EIA-923 | 202406 | -97.9772 | 29.5891
-13435628.6856 | 4245156.2059 | 46548 | 64391 | Firestone Walker Brewery - Phase 1 | 63432 | SkyHigh 2 Solar | Industrial Non-CHP | 1400 Ramada Drive | Paso Robles | San Luis Obispo | California | 93446 | solar | Solar = 1.6 MW | Solar Photovoltaic | 1.6 | 1.6 | [9 empty] | 1.6 |  |  | EIA-860, EIA-860M and EIA-923 | 202406 | -120.6943 | 35.5959
-10455767.5529 | 4205568.4317 | 46549 | 64392 | Branch Solar Farm | 14063 | Oklahoma Gas & Electric Co | Electric Utility | 2388 E. Hwy 22 | Branch | Franklin | Arkansas | 72928 | solar | Solar = 5 MW | Solar Photovoltaic | 5 | 5 | [9 empty] | 5 |  |  | EIA-860, EIA-860M and EIA-923 | 202406 | -93.9258 | 35.3062
-10057651.4279 | 5303689.1914 | 46550 | 64393 | Badger Hollow II | 20847 | Wisconsin Electric Power Co | Electric Utility | 301 Vickerman Rd. | Cobb | Iowa | Wisconsin | 53526 | solar | Solar = 150 MW | Solar Photovoltaic | 150 | 150 | [9 empty] | 150 |  |  | EIA-860, EIA-860M and EIA-923 | 202406 | -90.3494 | 42.9456
-8038380.4302 | 5195494.8362 | 46551 | 64395 | ZPD-PT Solar Project 2017-006 LLC Hybrid | 61012 | AES Distributed Energy | IPP Non-CHP | 334 Coy Hill Road | Warren | Worcester | Massachusetts | 1083 | solar | Battery = 4 MW, Solar = 4 MW | Batteries; Solar Photovoltaic; | 6.5 | 8 | 4 | [8 empty] | 4 |  |  | EIA-860, EIA-860M and EIA-923 | 202406 | -72.21 | 42.23
-13045270.6385 | 3996618.5579 | 46552 | 64396 | EMWD - Perris Valley RWRF | 63432 | SkyHigh 2 Solar | Commercial Non-CHP | 1301 Case Road | Perris | Riverside | California | 92585 | solar | Solar = 3.4 MW | Solar Photovoltaic | 3.4 | 3.4 | [9 empty] | 3.4 |  |  | EIA-860, EIA-860M and EIA-923 | 202406 | -117.1877 | 33.76
-13026226.9905 | 4001783.7799 | 46553 | 64397 | EMWD - San Jacinto RWRF NEM | 63432 | SkyHigh 2 Solar | Commercial Non-CHP | 770 North Sanderson Avenue | San Jacinto | Riverside | California | 92582 | solar | Solar = 1.3 MW | Solar Photovoltaic | 1.3 | 1.3 | [9 empty] | 1.3 |  |  | EIA-860, EIA-860M and EIA-923 | 202406 | -117.0166 | 33.7985
-13048717.2012 | 3988074.4667 | 46554 | 64398 | EMWD - Sun City RWRF | 63432 | SkyHigh 2 Solar | Commercial Non-CHP | 29285 Valley Boulevard | Menifee | Riverside | California | 92584 | solar | Solar = 1.5 MW | Solar Photovoltaic | 1.6 | 1.5 | [9 empty] | 1.5 |  |  | EIA-860, EIA-860M and EIA-923 | 202406 | -117.2186 | 33.6961
-13027003.8893 | 4002362.764 | 46555 | 64399 | EMWD - San Jacinto RES BCT | 63432 | SkyHigh 2 Solar | Commercial Non-CHP | 770 North Sanderson Avenue | San Jacinto | Riverside | California | 92582 | solar | Solar = 4.2 MW | Solar Photovoltaic | 4.2 | 4.2 | [9 empty] | 4.2 |  |  | EIA-860, EIA-860M and EIA-923 | 202406 | -117.0236 | 33.8029
-17580136.8174 | 2468450.117 | 46556 | 64400 | BYU - Hawaii | 63432 | SkyHigh 2 Solar | Commercial Non-CHP | 55-220 Kulaniui Street | Laie | Honolulu | Hawaii | 96762 | solar | Battery = 1.9 MW, Solar = 3.1 MW | Batteries; Solar Photovoltaic; | 5 | 5 | 1.9 | [8 empty] | 3.1 |  |  | EIA-860, EIA-860M and EIA-923 | 202406 | -157.9251 | 21.6408
-13568064.8158 | 4485764.8988 | 46557 | 64401 | CSU San Jose State University | 63432 | SkyHigh 2 Solar | Industrial Non-CHP | 1 Washington Square | San Jose | Santa Clara | California | 95192 | solar | Solar = 1.7 MW | Solar Photovoltaic | 1.7 | 1.7 | [9 empty] | 1.7 |  |  | EIA-860, EIA-860M and EIA-923 | 202406 | -121.884 | 37.334
-13450539.9314 | 4678525.2055 | 46558 | 64402 | El Dorado County | 63432 | SkyHigh 2 Solar | Commercial Non-CHP | 212 Industrial Drive | Placerville | El Dorado | California | 95667 | solar | Solar = 1.5 MW | Solar Photovoltaic | 1.5 | 1.5 | [9 empty] | 1.5 |  |  | EIA-860, EIA-860M and EIA-923 | 202406 | -120.8283 | 38.6981
-13251847.8873 | 4050583.269 | 46559 | 64403 | California State Univ at Channel Islands | 63432 | SkyHigh 2 Solar | Industrial Non-CHP | 1947 Potrero Road | Camarillo | Ventura | California | 93446 | solar | Solar = 3.7 MW | Solar Photovoltaic | 3.7 | 3.7 | [9 empty] | 3.7 |  |  | EIA-860, EIA-860M and EIA-923 | 202406 | -119.0434 | 34.1621
-12423477.8115 | 3941453.5048 | 46560 | 64404 | Mesa Carport PV | 57369 | Apple, Inc | Commercial Non-CHP | 3740 S Signal Butte Road | Mesa | Maricopa | Arizona | 85212 | solar | Solar = 4.6 MW | Solar Photovoltaic | 4.6 | 4.6 | [9 empty] | 4.6 |  |  | EIA-860, EIA-860M and EIA-923 | 202406 | -111.602 | 33.347
-13048208.9164 | 4011125.1778 | 46561 | 64406 | EMWD - Moreno Valley RWRF | 63432 | SkyHigh 2 Solar | Commercial Non-CHP | 17140 Kitching Street | Moreno Valley | Riverside | California | 92551 | solar | Solar = 2.4 MW | Solar Photovoltaic | 2.4 | 2.4 | [9 empty] | 2.4 |  |  | EIA-860, EIA-860M and EIA-923 | 202406 | -117.2141 | 33.8683
-10953862.9409 | 4501592.9805 | 46562 | 64407 | Flat Ridge 3 | 64000 | Flat Ridge 3 Wind Energy, LLC | IPP Non-CHP | 13127 SW 140th Ave | Zenda | Kingman | Kansas | 67159 | wind | Wind = 128 MW | Onshore Wind Turbine | 128 | 128 | [10 empty] | 128 |  | EIA-860, EIA-860M and EIA-923 | 202406 | -98.4002 | 37.447
-7703520.2699 | 5517135.7126 | 46563 | 64408 | Georges River Energy | 16191 | Robbins Lumber Inc | IPP CHP | 53 Ghent Road, P. O. Box 9 | Searsmont | Waldo | Maine | 4973 | biomass | Biomass = 8.5 MW | Wood/Wood Waste Biomass | 10 | 8.5 |  | 8.5 | [10 empty] | EIA-860, EIA-860M and EIA-923 | 202406 | -69.2019 | 44.3331
-9203465.4716 | 4095289.0406 | 46564 | 64409 | Anderson (SC) | 64050 | Anderson Solar Farm, LLC | IPP Non-CHP | 914 Lewis Street | Anderson | Anderson | South Carolina | 29624 | solar | Solar = 2 MW | Solar Photovoltaic | 2 | 2 | [9 empty] | 2 |  |  | EIA-860, EIA-860M and EIA-923 | 202406 | -82.6761 | 34.4937
-9139478.2491 | 4040187.5653 | 46565 | 64410 | Briarwood | 64051 | Briarwood Solar, LLC | IPP Non-CHP | 1325 Florida Avenue | Greenwood | Greenwood | South Carolina | 29646 | solar | Solar = 2 MW | Solar Photovoltaic | 2 | 2 | [9 empty] | 2 |  |  | EIA-860, EIA-860M and EIA-923 | 202406 | -82.1013 | 34.0847
-8341759.4384 | 4873117.7349 | 46566 | 64411 | Delanco | 64052 | Delanco Coopertown Rd Solar 2, LLC | IPP Non-CHP | 900 Cooper Town Road | Delanco Township | Burlington | New Jersey | 8075 | solar | Solar = 2.4 MW | Solar Photovoltaic | 2.4 | 2.4 | [9 empty] | 2.4 |  |  | EIA-860, EIA-860M and EIA-923 | 202406 | -74.9353 | 40.0494
-9153389.8458 | 4038554.6032 | 46567 | 64412 | Gold Mine | 64053 | Gold Mine Solar, LLC | IPP Non-CHP | 280 Gold Mine Road | Bradley | Greenwood | South Carolina | 29819 | solar | Solar = 1.5 MW | Solar Photovoltaic | 1.5 | 1.5 | [9 empty] | 1.5 |  |  | EIA-860, EIA-860M and EIA-923 | 202406 | -82.2263 | 34.0726
-10456282.5169 | 5452506.2654 | 46568 | 64413 | Schull CSG | 64063 | Schull CSG LLC | IPP Non-CHP | 12294 590th Ave | Mapleton | Blue Earth | Minnesota | 56065 | solar | Solar = 0.4 MW | Solar Photovoltaic | 1 | 0.4 | [9 empty] | 0.4 |  |  | EIA-860, EIA-860M and EIA-923 | 202406 | -93.9304 | 43.9164
-9865689.8716 | 5000263.0349 | 46569 | 64414 | Pontiac | 64054 | Pontiac Solar, LLC | IPP Non-CHP | 15901 East 2000 North Road | Pontiac | Livingston | Illinois | 61764 | solar | Solar = 2 MW | Solar Photovoltaic | 2 | 2 | [9 empty] | 2 |  |  | EIA-860, EIA-860M and EIA-923 | 202406 | -88.625 | 40.9181
-9911537.917 | 5185835.9119 | 46570 | 64415 | Rockford CSG | 64055 | Rockford Baxter Rd Holdco LLC CSG | IPP Non-CHP | 3749 Baxter Road | Rockford | Winnebago | Illinois | 61109 | solar | Solar = 2 MW | Solar Photovoltaic | 2 | 2 | [9 empty] | 2 |  |  | EIA-860, EIA-860M and EIA-923 | 202406 | -89.0369 | 42.1657
-9924060.0239 | 4663098.0668 | 46571 | 64416 | Sandoval | 64056 | Sandoval Holdco, LLC | IPP Non-CHP | 29600 Sand Ridge Road | Centralia | Clinton | Illinois | 62801 | solar | Solar = 2 MW | Solar Photovoltaic | 2 | 2 | [9 empty] | 2 |  |  | EIA-860, EIA-860M and EIA-923 | 202406 | -89.1493 | 38.5899
-8057448.3458 | 5176557.3891 | 46572 | 64417 | Wilbraham | 64057 | BWC East Brook, LLC | IPP Non-CHP | 126V Beebe Road | Wilbraham | Hampden | Massachusetts | 1095 | solar | Solar = 4 MW | Solar Photovoltaic | 4 | 4 | [9 empty] | 4 |  |  | EIA-860, EIA-860M and EIA-923 | 202406 | -72.3813 | 42.1039
-13157167.9887 | 4030854.8815 | 46573 | 64418 | Big Bear | 60281 | Altus Power America Management, LLC | IPP Non-CHP | 3820 Union Pacific Ave | Los Angeles | Los Angeles | California | 90023 | solar | Solar = 5.5 MW | Solar Photovoltaic | 5.5 | 5.5 | [9 empty] | 5.5 |  |  | EIA-860, EIA-860M and EIA-923 | 202406 | -118.1929 | 34.0153
-7919470.8425 | 5129830.6916 | 46574 | 64419 | Elm Street | 64067 | ISM Solar Dighton 3, LLC | IPP Non-CHP | 2734 Elm Street | Dighton | Bristol | Massachusetts | 2715 | solar | Solar = 2.8 MW | Solar Photovoltaic | 2.8 | 2.8 | [9 empty] | 2.8 |  |  | EIA-860, EIA-860M and EIA-923 | 202406 | -71.1418 | 41.7917
-10761158.5497 | 5111438.9033 | 46575 | 64420 | Scribner Diesel Generation Facility | 64065 | City of Scribner | Electric Utility | 145 Bridge Street | Scribner | Dodge | Nebraska | 68057 | petroleum | Petroleum = 4 MW | Petroleum Liquids | 4 | 4 | [8 empty] | 4 |  |  |  | EIA-860, EIA-860M and EIA-923 | 202406 | -96.6691 | 41.6684
-8464945.587 | 5318778.1196 | 46576 | 64421 | Sunvestment Energy Group NY 63 LLC | 62719 | Green Street Power Partners | IPP Non-CHP | 6330 Fisher Road | East Syracuse | Onondaga | New York | 13057 | solar | Solar = 2 MW | Solar Photovoltaic | 2 | 2 | [9 empty] | 2 |  |  | EIA-860, EIA-860M and EIA-923 | 202406 | -76.0419 | 43.0447
-8291281.6153 | 4936045.6257 | 46577 | 64422 | GSPP Onyx New Brunswick LLC | 62719 | Green Street Power Partners | IPP Non-CHP | 1000 Somerset St | New Brunswick | Middlesex | New Jersey | 8901 | solar | Solar = 1.1 MW | Solar Photovoltaic | 1.1 | 1.1 | [9 empty] | 1.1 |  |  | EIA-860, EIA-860M and EIA-923 | 202406 | -74.4818 | 40.4807
-11506057.1525 | 3658478.2849 | 46578 | 64423 | TX7 Flat Top | 63289 | Key Capture Energy | IPP Non-CHP | 1723 FM 2007 | Pecos | Reeves | Texas | 79772 | batteries | Battery = 9.9 MW | Batteries | 9.9 | 9.9 | 9.9 | [11 empty] | EIA-860, EIA-860M and EIA-923 | 202406 | -103.3607 | 31.1979
-11503360.9944 | 3679144.9456 | 46579 | 64424 | TX8 Worsham | 63289 | Key Capture Energy | IPP Non-CHP | 1196 FM 1450 | Pecos | Pecos | Texas | 79772 | batteries | Battery = 9.9 MW | Batteries | 9.9 | 9.9 | 9.9 | [11 empty] | EIA-860, EIA-860M and EIA-923 | 202406 | -103.3364 | 31.3566
-10762786.9312 | 3323150.4433 | 46580 | 64425 | TX2 Port Lavaca | 63289 | Key Capture Energy | IPP Non-CHP | 4577 State Hwy 35 South | Port Lavaca | Calhoun | Texas | 77979 | batteries | Battery = 9.9 MW | Batteries | 9.9 | 9.9 | 9.9 | [11 empty] | EIA-860, EIA-860M and EIA-923 | 202406 | -96.6838 | 28.5867
-12344516.225 | 3769022.2962 | 46581 | 64426 | Wilmot Energy Center LLC | 64002 | Wilmot Energy Center LLC | IPP Non-CHP | 11425 S Swan Rd | Tucson | Pima | Arizona | 85756 | solar | Battery = 30 MW, Solar = 100 MW | Batteries; Solar Photovoltaic; | 160 | 130 | 30 | [8 empty] | 100 |  |  | EIA-860, EIA-860M and EIA-923 | 202406 | -110.8927 | 32.0435
-13491772.0028 | 4566961.5994 | 46582 | 64429 | Amazon - Stockton - Roof (SCK1) - (CA) | 62856 | Forefront Power, LLC | IPP Non-CHP | 4532 Newcastle Road | Stockton | San Joaquin | California | 95215 | solar | Solar = 2.6 MW | Solar Photovoltaic | 2.6 | 2.6 | [9 empty] | 2.6 |  |  | EIA-860, EIA-860M and EIA-923 | 202406 | -121.1987 | 37.9117
-9746614.3066 | 5509399.5779 | 46583 | 64431 | Point Beach Solar | 64081 | Point Beach Solar | IPP Non-CHP | TBD | Two Creeks | Manitowoc | Wisconsin | 54241 | solar | Solar = 100 MW | Solar Photovoltaic | 100 | 100 | [9 empty] | 100 |  |  | EIA-860, EIA-860M and EIA-923 | 202406 | -87.5553 | 44.2834
-8050158.2549 | 5187088.5532 | 46584 | 64432 | Breckenridge Solar | 64069 | Breckenridge Street Solar 1, LLC | IPP Non-CHP | 271 Breckenridge Street | Palmer | Hampden | Massachusetts | 1069 | solar | Battery = 2.2 MW, Solar = 5 MW | Batteries; Solar Photovoltaic; | 7.2 | 7.2 | 2.2 | [8 empty] | 5 |  |  | EIA-860, EIA-860M and EIA-923 | 202406 | -72.3158 | 42.1741
-8806291.5547 | 4774349.9806 | 46585 | 64433 | Black Rock Wind | 64068 | Black Rock Wind Force, LLC | IPP Non-CHP | 2053 Pinnacle Road | Elk Garden | Mineral | West Virginia | 26717 | wind | Wind = 115 MW | Onshore Wind Turbine | 115 | 115 | [10 empty] | 115 |  | EIA-860, EIA-860M and EIA-923 | 202406 | -79.1083 | 39.3668
-7884595.5593 | 5121870.3913 | 46586 | 64434 | Rounseville Solar | 64071 | Rounseville Solar 1, LLC | IPP Non-CHP | 453 Rounseville Road | Rochester | Plymouth | Massachusetts | 2770 | solar | Solar = 2.7 MW | Solar Photovoltaic | 2.7 | 2.7 | [9 empty] | 2.7 |  |  | EIA-860, EIA-860M and EIA-923 | 202406 | -70.8285 | 41.7384
-8047901.8089 | 5200529.8477 | 46587 | 64435 | Town of Ware - Canadian Tree(CSG) | 64072 | MA CS Ware West, LLC | IPP Non-CHP | 417 Belchertown Rd | Ware | Hampshire | Massachusetts | 1082 | solar | Solar = 1.4 MW | Solar Photovoltaic | 1.4 | 1.4 | [9 empty] | 1.4 |  |  | EIA-860, EIA-860M and EIA-923 | 202406 | -72.2955 | 42.2635
-7943040.2957 | 5164732.4016 | 46588 | 64436 | Wilmarth Solar | 64073 | Wilmarth Lane Solar 1, LLC | IPP Non-CHP | 15 Wilmarth Lane | Plainville | Norfolk | Massachusetts | 2762 | solar | Battery = 2.3 MW, Solar = 5 MW | Batteries; Solar Photovoltaic; | 7.3 | 7.3 | 2.3 | [8 empty] | 5 |  |  | EIA-860, EIA-860M and EIA-923 | 202406 | -71.3535 | 42.025
-8015729.0289 | 5173239.524 | 46589 | 64437 | Dresser Hill CSG | 64070 | Dresser Hill Solar, LLC | IPP Non-CHP | 199 Torrey Rd | Southbridge | Worcester | Massachusetts | 1550 | solar | Solar = 3.7 MW | Solar Photovoltaic | 3.7 | 3.7 | [9 empty] | 3.7 |  |  | EIA-860, EIA-860M and EIA-923 | 202406 | -72.0065 | 42.0818
-13044087.2009 | 3923548.5281 | 46590 | 64438 | Vallecitos Water District | 64088 | SSA Solar of CA 5, LLC | IPP Non-CHP | 3566 N Twin Oaks Valley Rd | San Marcos | San Diego | California | 92069 | solar | Solar = 1.4 MW | Solar Photovoltaic | 1.4 | 1.4 | [9 empty] | 1.4 |  |  | EIA-860, EIA-860M and EIA-923 | 202406 | -117.177 | 33.2125
-9870081.2028 | 5112328.1536 | 46591 | 64439 | Pine Road Solar, LLC CSG | 64089 | Pine Road Solar, LLC | IPP Non-CHP | 14750 Pine Road | Sandwich | DeKalb | Illinois | 60548 | solar | Solar = 2 MW | Solar Photovoltaic | 2 | 2 | [9 empty] | 2 |  |  | EIA-860, EIA-860M and EIA-923 | 202406 | -88.6644 | 41.6744
-8210141.9517 | 5017062.8029 | 46592 | 64440 | White Plains Hospital Medical Center | 64093 | White Plains Hospital Medical Center | Commercial Non-CHP | 41 East Post Rd | White Plains | Westchester | New York | 10601 | petroleum | Petroleum = 5.7 MW | Petroleum Liquids | 5.7 | 5.7 | [8 empty] | 5.7 |  |  |  | EIA-860, EIA-860M and EIA-923 | 202406 | -73.753 | 41.032
-12861592.3655 | 3880138.3821 | 46593 | 64441 | Valencia 3 | 60025 | Greenbacker Renewable Energy Corporation | IPP Non-CHP | 20 W. Harris Rd | Imperial | Imperial | California | 92251 | solar | Solar = 3 MW | Solar Photovoltaic | 3 | 3 | [9 empty] | 3 |  |  | EIA-860, EIA-860M and EIA-923 | 202406 | -115.5376 | 32.8857
-8212211.381 | 5027101.3719 | 46594 | 64442 | Mt Pleasant Community Center | 57365 | Consolidated Edison Solutions Inc. | IPP Non-CHP | 125 Lozza Drive | Valhalla | Westchester | New York | 10595 | batteries | Battery = 0.7 MW, Solar = 0.5 MW | Batteries; Solar Photovoltaic; | 1.2 | 1.2 | 0.7 | [8 empty] | 0.5 |  |  | EIA-860, EIA-860M and EIA-923 | 202406 | -73.7716 | 41.1
-8011801.7886 | 5532875.5613 | 46595 | 64443 | Golden Solar | 62627 | Cardinal Renewables | IPP Non-CHP | 2703 Partland St. | St. Johnsbury | Caledonia | Vermont | 5819 | solar | Solar = 2.2 MW | Solar Photovoltaic | 2.2 | 2.2 | [9 empty] | 2.2 |  |  | EIA-860, EIA-860M and EIA-923 | 202406 | -71.9712 | 44.4342
-10434421.15 | 4204861.4497 | 46596 | 64444 | City of Paris Solar | 61204 | Today's Power, Inc. | Electric Utility | 1022 N. Hickory St. | Paris | Logan | Arkansas | 72855 | solar | Solar = 1.5 MW | Solar Photovoltaic | 1.5 | 1.5 | [9 empty] | 1.5 |  |  | EIA-860, EIA-860M and EIA-923 | 202406 | -93.734 | 35.301
-8223932.7668 | 5105923.5773 | 46597 | 64445 | County of Dutchess, NY (Airport) | 57313 | Tesla Inc. | IPP Non-CHP | 1682 NY-376 | Wappinger Falls | Dutchess | New York | 12603 | solar | Solar = 1.8 MW | Solar Photovoltaic | 1.8 | 1.8 | [9 empty] | 1.8 |  |  | EIA-860, EIA-860M and EIA-923 | 202406 | -73.8768 | 41.6314
-13597698.0643 | 6132870.3888 | 46598 | 64446 | Arlington Microgrid | 17470 | PUD No 1 of Snohomish County | Electric Utility | 17601 - 59th Ave NE | Arlington | Snohomish | Washington | 98223 | batteries | Battery = 1 MW, Solar = 0.5 MW | Batteries; Solar Photovoltaic; | 1.5 | 1.5 | 1 | [8 empty] | 0.5 |  |  | EIA-860, EIA-860M and EIA-923 | 202406 | -122.1502 | 48.1561
-10649156.4478 | 3399978.5884 | 46599 | 64447 | Brazoria West | 64108 | Brazoria West Solar Project, LLC | IPP Non-CHP | 2546 County Road 23 | Damon | Brazoria | Texas | 77422 | solar | Solar = 200 MW | Solar Photovoltaic | 200 | 200 | [9 empty] | 200 |  |  | EIA-860, EIA-860M and EIA-923 | 202406 | -95.663 | 29.191
-8671515.8227 | 4333545.0116 | 46600 | 64450 | Grissom Solar, LLC | 64118 | Grissom Solar, LLC | IPP Non-CHP | 1987 Medoc Mountain Rd | Enfield | Halifax | North Carolina | 27823 | batteries | Battery = 10 MW, Solar = 5 MW | Batteries; Solar Photovoltaic; | 15 | 15 | 10 | [8 empty] | 5 |  |  | EIA-860, EIA-860M and EIA-923 | 202406 | -77.8976 | 36.2389
-8297936.2945 | 5117835.6817 | 46601 | 64451 | Rosemond Solar Community Solar | 61610 | Delaware River Solar, LLC | IPP Non-CHP | 191 Rosemond Road | Fallsburg | Sullivan | New York | 12789 | solar | Solar = 2 MW | Solar Photovoltaic | 2 | 2 | [9 empty] | 2 |  |  | EIA-860, EIA-860M and EIA-923 | 202406 | -74.5416 | 41.7113
-8499688.4 | 5364020.3986 | 46602 | 64453 | Volney II | 63991 | DG New York CS, LLC | IPP Non-CHP | 3026 State Route 3 | Fulton | Oswego | New York | 13069 | batteries | Battery = 3 MW, Solar = 1.5 MW | Batteries; Solar Photovoltaic; | 4.5 | 4.5 | 3 | [8 empty] | 1.5 |  |  | EIA-860, EIA-860M and EIA-923 | 202406 | -76.354 | 43.341
-7959473.5016 | 5283306.0377 | 46603 | 64454 | Merrimack Solar Farm, LLC | 64119 | Merrimack Solar Farm | IPP Non-CHP | 2 Contra Way | Merrimack | Hillsborough | New Hampshire | 3054 | solar | Solar = 2.4 MW | Solar Photovoltaic | 2.4 | 2.4 | [9 empty] | 2.4 |  |  | EIA-860, EIA-860M and EIA-923 | 202406 | -71.5012 | 42.8114
-9467565.0636 | 5210037.2195 | 46604 | 64456 | 13 Mile Solar, LLC | 64103 | 13 Mile Solar, LLC | IPP Non-CHP | 12998 L Drive N | Battle Creek | Calhoun | Michigan | 49014 | solar | Solar = 2 MW | Solar Photovoltaic | 2 | 2 | [9 empty] | 2 |  |  | EIA-860, EIA-860M and EIA-923 | 202406 | -85.0486 | 42.3267
-9326527.4989 | 5327287.2973 | 46605 | 64457 | Captain Solar, LLC | 64104 | Captain Solar, LLC | IPP Non-CHP | 5245 W Stanley Rd | Mt. Morris | Genesee | Michigan | 48458 | solar | Solar = 2 MW | Solar Photovoltaic | 2 | 2 | [9 empty] | 2 |  |  | EIA-860, EIA-860M and EIA-923 | 202406 | -83.7816 | 43.1005
-9326020.8839 | 5326190.5652 | 46606 | 64458 | Coldwater Solar, LLC | 64105 | Coldwater Solar, LLC | IPP Non-CHP | 4092 Coldwater Rd | Flint | Genesee | Michigan | 48504 | solar | Solar = 2 MW | Solar Photovoltaic | 2 | 2 | [9 empty] | 2 |  |  | EIA-860, EIA-860M and EIA-923 | 202406 | -83.7771 | 43.0933
-9364046.6201 | 5378231.6286 | 46607 | 64459 | Geddes 1 Solar, LLC | 64106 | Geddes 1 Solar, LLC | IPP Non-CHP | 2747 N Thomas Rd | Saginaw | Saginaw | Michigan | 48609 | solar | Solar = 2 MW | Solar Photovoltaic | 2 | 2 | [9 empty] | 2 |  |  | EIA-860, EIA-860M and EIA-923 | 202406 | -84.1187 | 43.4338
-9315122.7057 | 5334721.7635 | 46608 | 64460 | Jack Francis Solar, LLC | 64111 | Jack Francis Solar, LLC | IPP Non-CHP | 1367 E Dodge Rd | Clio | Genesee | Michigan | 48420 | solar | Solar = 2 MW | Solar Photovoltaic | 2 | 2 | [9 empty] | 2 |  |  | EIA-860, EIA-860M and EIA-923 | 202406 | -83.6792 | 43.1493
-9316427.3702 | 5335004.196 | 46609 | 64461 | May Shannon Solar, LLC | 64112 | May Shannon Solar, LLC | IPP Non-CHP | 166 E Dodge Rd | Clio | Genesee | Michigan | 48420 | solar | Solar = 2 MW | Solar Photovoltaic | 2 | 2 | [9 empty] | 2 |  |  | EIA-860, EIA-860M and EIA-923 | 202406 | -83.6909 | 43.1511
-9350457.5159 | 5389428.2883 | 46610 | 64462 | Stoneheart Solar, LLC | 64113 | Stoneheart Solar, LLC | IPP Non-CHP | 4097 Pierce Rd | Saginaw | Saginaw | Michigan | 48604 | solar | Solar = 2 MW | Solar Photovoltaic | 2 | 2 | [9 empty] | 2 |  |  | EIA-860, EIA-860M and EIA-923 | 202406 | -83.9966 | 43.5068
-9485758.7872 | 5507879.2561 | 46611 | 64463 | Workman Road Solar Farm, LLC | 64114 | Workman Road Solar Farm, LLC | IPP Non-CHP | 5731 Workman Road | Lake City | Missaukee | Michigan | 49651 | solar | Solar = 2 MW | Solar Photovoltaic | 2 | 2 | [9 empty] | 2 |  |  | EIA-860, EIA-860M and EIA-923 | 202406 | -85.212 | 44.2736
-9908712.9623 | 4555331.2983 | 46612 | 64464 | Clendenin A Community Solar, LLC CSG | 64098 | Clendenin A Community Solar, LLC | IPP Non-CHP | 820 E. Mine B. Rd. | Herrin | Williamson | Illinois | 62948 | solar | Solar = 2 MW | Solar Photovoltaic | 2 | 2 | [9 empty] | 2 |  |  | EIA-860, EIA-860M and EIA-923 | 202406 | -89.0115 | 37.8292
-9902135.7615 | 4564956.949 | 46613 | 64465 | Kern A Community Solar, LLC CSG | 64099 | Kern A Community Solar, LLC | IPP Non-CHP | 12154 IL-149 | West Frankfort | Franklin | Illinois | 62896 | solar | Solar = 2 MW | Solar Photovoltaic | 2 | 2 | [9 empty] | 2 |  |  | EIA-860, EIA-860M and EIA-923 | 202406 | -88.9524 | 37.8975
-9912157.1874 | 4556307.2052 | 46614 | 64466 | Lukuc B Community Solar LLC CSG | 64100 | Lukuc B Community Solar LLC | IPP Non-CHP | 3101 Big Buck Hill | Herrin | Williamson | Illinois | 62948 | solar | Solar = 2 MW | Solar Photovoltaic | 2 | 2 | [9 empty] | 2 |  |  | EIA-860, EIA-860M and EIA-923 | 202406 | -89.0424 | 37.8362
-9955651.1596 | 5170819.024 | 46615 | 64467 | CSG Mt. Morris 2, LLC | 64101 | CSG Mt. Morris 2, LLC | IPP Non-CHP | 3620 N Mt. Morris RD | Mt. Morries | Ogle | Illinois | 61054 | solar | Solar = 2 MW | Solar Photovoltaic | 2 | 2 | [9 empty] | 2 |  |  | EIA-860, EIA-860M and EIA-923 | 202406 | -89.4331 | 42.0657
-9899106.6469 | 5131847.4503 | 46616 | 64468 | Tower Road Solar, LLC CSG | 64102 | Tower Road Solar, LLC | IPP Non-CHP | 10480 Tower Rd | Lee | Dekalb | Illinois | 60530 | solar | Solar = 2 MW | Solar Photovoltaic | 2 | 2 | [9 empty] | 2 |  |  | EIA-860, EIA-860M and EIA-923 | 202406 | -88.9252 | 41.8052
-9639370.6676 | 3633759.1761 | 46617 | 64469 | OE_ALD | 64086 | OE_ALD | IPP Non-CHP | TBD | Wing | Covington | Alabama | 36483 | solar | Solar = 80 MW | Solar Photovoltaic | 80 | 80 | [9 empty] | 80 |  |  | EIA-860, EIA-860M and EIA-923 | 202406 | -86.5919 | 31.0078
-9325345.5085 | 5327189.876 | 46618 | 64470 | Interchange Solar, LLC | 64107 | Interchange Solar, LLC | IPP Non-CHP | 6258 N Linden Rd | Mt. Morris | Genesee | Michigan | 48458 | solar | Solar = 2 MW | Solar Photovoltaic | 2 | 2 | [9 empty] | 2 |  |  | EIA-860, EIA-860M and EIA-923 | 202406 | -83.771 | 43.0999
-13538376.7982 | 4557850.6047 | 46619 | 64471 | Byron Highway Solar | 64095 | RPCA Solar 3, LLC | IPP Non-CHP | 16301 Byron Highway | Byron | Contra Costa | California | 94514 | solar | Solar = 5 MW | Solar Photovoltaic | 5 | 5 | [9 empty] | 5 |  |  | EIA-860, EIA-860M and EIA-923 | 202406 | -121.6173 | 37.8471
-9164787.9598 | 4114963.9531 | 46620 | 64472 | Berry Road Solar | 64096 | RPSC Solar 3, LLC | IPP Non-CHP | 170 Berry Road | Pelzer | Greenville | South Carolina | 29669 | solar | Solar = 2 MW | Solar Photovoltaic | 2 | 2 | [9 empty] | 2 |  |  | EIA-860, EIA-860M and EIA-923 | 202406 | -82.3287 | 34.6392
-10838104.9194 | 4194760.6307 | 46621 | 64473 | Norman Solar | 64083 | DG Central 1, LLC | IPP Non-CHP | 5550 E Robinson St | Norman | Cleveland | Oklahoma | 73026 | solar | Solar = 2 MW | Solar Photovoltaic | 2 | 2 | [9 empty] | 2 |  |  | EIA-860, EIA-860M and EIA-923 | 202406 | -97.3604 | 35.2269
-8595023.5251 | 4138214.5735 | 46622 | 64476 | Swansboro Solar, LLC | 64115 | Swansboro Solar, LLC | IPP Non-CHP | 1840 Belgrade Swansboro Road | Maysville | Onslow | North Carolina | 28555 | solar | Solar = 4.9 MW | Solar Photovoltaic | 4.9 | 4.9 | [9 empty] | 4.9 |  |  | EIA-860, EIA-860M and EIA-923 | 202406 | -77.2104 | 34.8109
-8679531.0487 | 4232594.8582 | 46623 | 64477 | Suncaster, LLC | 64116 | Suncaster, LLC | IPP Non-CHP | 345 Big Daddy Road | Pikeville | Wayne | North Carolina | 27863 | solar | Solar = 2.4 MW | Solar Photovoltaic | 2.4 | 2.4 | [9 empty] | 2.4 |  |  | EIA-860, EIA-860M and EIA-923 | 202406 | -77.9696 | 35.5041
-8627122.389 | 4134662.4453 | 46624 | 64478 | 1034 Catherine Lake Solar, LLC | 64117 | 1034 Catherine Lake Solar, LLC | IPP Non-CHP | 1164 Pony Farm Road | Jacksonville | Onslow | North Carolina | 28540 | solar | Solar = 4.9 MW | Solar Photovoltaic | 4.9 | 4.9 | [9 empty] | 4.9 |  |  | EIA-860, EIA-860M and EIA-923 | 202406 | -77.4988 | 34.7847
-10662827.7057 | 5587278.9665 | 46625 | 64479 | Novel Handeland Solar LLC (CSG) | 63359 | REA Investments, LLC | IPP Non-CHP | 2303 Wycliff Street Floor 3 | Clarkfield | Yellow Medicine | Minnesota | 55114 | solar | Solar = 1 MW | Solar Photovoltaic | 1 | 1 | [9 empty] | 1 |  |  | EIA-860, EIA-860M and EIA-923 | 202406 | -95.7858 | 44.7821
-10403649.1032 | 5499569.6901 | 46626 | 64480 | Rice Two Solar CSG | 64147 | Rice Community Solar Two LLC | IPP Non-CHP | 9713 255th Street West | Morrison | Rice | Minnesota | 55052 | solar | Solar = 0.8 MW | Solar Photovoltaic | 0.8 | 0.8 | [9 empty] | 0.8 |  |  | EIA-860, EIA-860M and EIA-923 | 202406 | -93.4576 | 44.2201
-12776688.3219 | 3987369.9036 | 46627 | 64481 | Arlington Energy Center II | 64144 | Arlington Energy Center II | IPP Non-CHP | Dracker Drive | Blythe | Riverside | California | 92225 | solar | Battery = 132 MW, Solar = 233 MW | Batteries; Solar Photovoltaic; | 365 | 365 | 132 | [8 empty] | 233 |  |  | EIA-860, EIA-860M and EIA-923 | 202406 | -114.7749 | 33.6909
-10620096.4947 | 5727118.2998 | 46628 | 64482 | Novel Stavem Solar LLC CSG | 63359 | REA Investments, LLC | IPP Non-CHP | 16420 230th Ave | Glenwood | Pope | Minnesota | 56334 | solar | Solar = 1 MW | Solar Photovoltaic | 1 | 1 | [9 empty] | 1 |  |  | EIA-860, EIA-860M and EIA-923 | 202406 | -95.4019 | 45.6668
-10302196.7494 | 5503572.481 | 46629 | 64483 | Novel Sunnyfield Farms Solar LLC CSG | 63359 | REA Investments, LLC | IPP Non-CHP | 43724 595th St | Mazeppa | Wabasha | Minnesota | 55956 | solar | Solar = 1 MW | Solar Photovoltaic | 1 | 1 | [9 empty] | 1 |  |  | EIA-860, EIA-860M and EIA-923 | 202406 | -92.5462 | 44.2459
-10598238.5787 | 5590754.608 | 46630 | 64484 | Novel Schroeder Solar LLC CSG | 63359 | REA Investments, LLC | IPP Non-CHP | 23594 840th Avenue | Renville | Renville | Minnesota | 56284 | solar | Solar = 1 MW | Solar Photovoltaic | 1 | 1 | [9 empty] | 1 |  |  | EIA-860, EIA-860M and EIA-923 | 202406 | -95.2056 | 44.8042
-10341496.5372 | 5696233.8267 | 46631 | 64485 | Novel Caroline Solar, LLC CSG | 63359 | REA Investments, LLC | IPP Non-CHP | 36000 Kost Trl | North Branch | Chisago | Minnesota | 55056 | solar | Solar = 1 MW | Solar Photovoltaic | 1 | 1 | [9 empty] | 1 |  |  | EIA-860, EIA-860M and EIA-923 | 202406 | -92.8992 | 45.4726
-10408552.2815 | 5465503.6202 | 46632 | 64486 | Novel David Solar LLC CSG | 63359 | REA Investments, LLC | IPP Non-CHP | 29995 State Hwy 13 | Waseca | Waseca | Minnesota | 56093 | solar | Solar = 1 MW | Solar Photovoltaic | 1 | 1 | [9 empty] | 1 |  |  | EIA-860, EIA-860M and EIA-923 | 202406 | -93.5016 | 44.0004
-10315406.3655 | 5506904.0386 | 46633 | 64487 | Novel Huneke Solar LLC CSG | 63359 | REA Investments, LLC | IPP Non-CHP | 47054 180th Avenue | Zumbrota | Goodhue | Minnesota | 55992 | solar | Solar = 1 MW | Solar Photovoltaic | 1 | 1 | [9 empty] | 1 |  |  | EIA-860, EIA-860M and EIA-923 | 202406 | -92.6649 | 44.2673
-10214997.298 | 5481102.2344 | 46634 | 64488 | Novel Denzer Solar LLC CSG | 63359 | REA Investments, LLC | IPP Non-CHP | 25915 Stewart Valley Drive | Minnesota City | Winona | Minnesota | 55959 | solar | Solar = 1 MW | Solar Photovoltaic | 1 | 1 | [9 empty] | 1 |  |  | EIA-860, EIA-860M and EIA-923 | 202406 | -91.7629 | 44.1011
-13085031.7342 | 4164772.6576 | 46635 | 64489 | Resurgence Solar | 64135 | Resurgence Solar | IPP Non-CHP | 41100 US Highway 395 | Boron | San Bernardino | California | 93516 | solar | Battery = 75 MW, Solar = 90 MW | Batteries; Solar Photovoltaic; | 165 | 165 | 75 | [8 empty] | 90 |  |  | EIA-860, EIA-860M and EIA-923 | 202406 | -117.5448 | 35.0066
-9338426.7732 | 5158375.7608 | 46636 | 64496 | Hendershot Solar, LLC | 64143 | Hendershot Solar, LLC | IPP Non-CHP | 6620 Hendershot Hwy | Tecumseh | Lenawee | Michigan | 49286 | solar | Solar = 2 MW | Solar Photovoltaic | 2 | 2 | [9 empty] | 2 |  |  | EIA-860, EIA-860M and EIA-923 | 202406 | -83.8885 | 41.9826
-9512640.1065 | 5373385.9547 | 46637 | 64497 | Hazel Solar, LLC | 64142 | Hazel Solar, LLC | IPP Non-CHP | 1301 Hazel St | Howard City | Montcalm | Michigan | 49239 | solar | Solar = 2 MW | Solar Photovoltaic | 2 | 2 | [9 empty] | 2 |  |  | EIA-860, EIA-860M and EIA-923 | 202406 | -85.4535 | 43.4022
-9364120.4249 | 5377351.8998 | 46638 | 64498 | Geddes 2 Solar, LLC | 64141 | Geddes 2 Solar, LLC | IPP Non-CHP | 10335 Geddes Rd | Saginaw | Saginaw | Michigan | 48609 | solar | Solar = 2 MW | Solar Photovoltaic | 2 | 2 | [9 empty] | 2 |  |  | EIA-860, EIA-860M and EIA-923 | 202406 | -84.1193 | 43.428
-9425847.6391 | 5155017.9632 | 46639 | 64499 | Bullhead Solar, LLC | 64140 | Bullhead Solar, LLC | IPP Non-CHP | 3250 Bean Rd | Fayette | Hillsdale | Michigan | 49250 | solar | Solar = 2 MW | Solar Photovoltaic | 2 | 2 | [9 empty] | 2 |  |  | EIA-860, EIA-860M and EIA-923 | 202406 | -84.6738 | 41.9602
-9462980.1477 | 5136269.2022 | 46640 | 64500 | Angola Solar, LLC | 64139 | Angola Solar, LLC | IPP Non-CHP | 540 S. Angola Rd | Coldwater | Branch | Michigan | 49036 | solar | Solar = 2 MW | Solar Photovoltaic | 2 | 2 | [9 empty] | 2 |  |  | EIA-860, EIA-860M and EIA-923 | 202406 | -85.0074 | 41.8348
-8538204.9438 | 4744616.1822 | 46641 | 64502 | 7448 Candlewood Road | 60268 | Hartz Solar, LLC | Commercial Non-CHP | 7448 Candlewood Road | Hanover | Anne Arundel | Maryland | 21076 | solar | Solar = 1.5 MW | Solar Photovoltaic | 1.5 | 1.5 | [9 empty] | 1.5 |  |  | EIA-860, EIA-860M and EIA-923 | 202406 | -76.7 | 39.16
-10329743.7593 | 5699223.9585 | 46642 | 64503 | Palmer Community Solar LLC CSG | 64149 | Palmer Community Solar LLC | IPP Non-CHP | 15505 375th St. | North Branch | Chisago | Minnesota | 55056 | solar | Solar = 1 MW | Solar Photovoltaic | 1 | 1 | [9 empty] | 1 |  |  | EIA-860, EIA-860M and EIA-923 | 202406 | -92.7937 | 45.4914
-10327820.3811 | 5697402.4201 | 46643 | 64504 | Medin 2 Community Solar LLC CSG | 64150 | Medin 2 Community Solar LLC | IPP Non-CHP | 36861 Park Trl | Center City | Chisago | Minnesota | 55012 | solar | Solar = 1 MW | Solar Photovoltaic | 1 | 1 | [9 empty] | 1 |  |  | EIA-860, EIA-860M and EIA-923 | 202406 | -92.7764 | 45.48
-12728508.4671 | 6159096.964 | 46644 | 64505 | Flathead Landfill to Gas Energy Facility | 6395 | Flathead Electric Coop Inc | Electric Utility | 4098 U.S. Highway 93 | Kalispell | Flathead | Montana | 59901 | biomass | Biomass = 3.2 MW | Landfill Gas | 3.2 | 3.2 |  | 3.2 | [10 empty] | EIA-860, EIA-860M and EIA-923 | 202406 | -114.3421 | 48.3131
-10488033.5073 | 5635263.7456 | 46645 | 64506 | Cokato CSG | 64148 | Cokato Holdco LLC | IPP Non-CHP | 4628 Quimby Ave SW | Cokato | Wright | Minnesota | 55321 | solar | Solar = 4 MW | Solar Photovoltaic | 4 | 4 | [9 empty] | 4 |  |  | EIA-860, EIA-860M and EIA-923 | 202406 | -94.2156 | 45.0872
-9906537.4455 | 4353917.7387 | 46646 | 64507 | OETN1 | 64084 | OE_TN1 | IPP Non-CHP | TBD | Obion | Obion | Tennessee | 38261 | solar | Solar = 108 MW | Solar Photovoltaic | 100 | 108 | [9 empty] | 108 |  |  | EIA-860, EIA-860M and EIA-923 | 202406 | -88.9919 | 36.3864
-8677020.3489 | 4136599.4847 | 46647 | 64508 | Hall Solar Energy Storage | 13683 | North Carolina El Member Corp | Electric Utility | 3040 S NC 11 Hwy | Teachey | Duplin | North Carolina | 28521 | batteries | Battery = 2.5 MW, Solar = 2 MW | Batteries; Solar Photovoltaic; | 4.5 | 4.5 | 2.5 | [8 empty] | 2 |  |  | EIA-860, EIA-860M and EIA-923 | 202406 | -77.947 | 34.799
-8748262.3739 | 4169654.1462 | 46648 | 64509 | South River H4 Solar Energy Storage | 13683 | North Carolina El Member Corp | Electric Utility | 2092 Leroy Autroy Road | Autryville | Sampson | North Carolina | 28318 | batteries | Battery = 0.6 MW, Solar = 0.5 MW | Batteries; Solar Photovoltaic; | 1.1 | 1.1 | 0.6 | [8 empty] | 0.5 |  |  | EIA-860, EIA-860M and EIA-923 | 202406 | -78.587 | 35.0425
-8652762.6073 | 4221055.9248 | 46649 | 64510 | Arba Solar Energy Storage | 13683 | North Carolina El Member Corp | Electric Utility | 3666 Hwy 903 S | Hamlet | Greene | North Carolina | 28530 | batteries | Battery = 5.1 MW, Solar = 5 MW | Batteries; Solar Photovoltaic; | 10.1 | 10.1 | 5.1 | [8 empty] | 5 |  |  | EIA-860, EIA-860M and EIA-923 | 202406 | -77.7291 | 35.4196
-8519945.8757 | 4250833.5642 | 46650 | 64511 | Rose Acre Solar Energy Storage | 13683 | North Carolina El Member Corp | Electric Utility | 1558 Hyde Park Canal Rd | Currituck | Hyde | North Carolina | 27860 | batteries | Battery = 2.5 MW, Solar = 2 MW | Batteries; Solar Photovoltaic; | 4.5 | 4.5 | 2.5 | [8 empty] | 2 |  |  | EIA-860, EIA-860M and EIA-923 | 202406 | -76.536 | 35.6373
-8875949.0581 | 4142979.178 | 46651 | 64512 | Hamlet Solar Energy Storage | 13683 | North Carolina El Member Corp | Electric Utility | 1200 Cooperative Way | Hamlet | Richmond | North Carolina | 28345 | solar | Battery = 0.5 MW, Solar = 0.5 MW | Batteries; Solar Photovoltaic; | 1 | 1 | 0.5 | [8 empty] | 0.5 |  |  | EIA-860, EIA-860M and EIA-923 | 202406 | -79.734 | 34.846
-8730121.861 | 4294286.3991 | 46652 | 64513 | Wake RJ3 Solar Energy Storage | 13683 | North Carolina El Member Corp | Electric Utility | 6918 Zebulon Rd | Wake Forest | Wake | North Carolina | 27587 | batteries | Battery = 0.6 MW, Solar = 0.5 MW | Batteries; Solar Photovoltaic; | 1.1 | 1.1 | 0.6 | [8 empty] | 0.5 |  |  | EIA-860, EIA-860M and EIA-923 | 202406 | -78.424 | 35.9539
-8657316.799 | 4140938.37 | 46653 | 64514 | Ludie Brown Solar Energy Storage | 13683 | North Carolina El Member Corp | Electric Utility | 372 Willie Hatcher Rd | Chinquapin | Duplin | North Carolina | 28521 | batteries | Battery = 2.5 MW, Solar = 2 MW | Batteries; Solar Photovoltaic; | 4.5 | 4.5 | 2.5 | [8 empty] | 2 |  |  | EIA-860, EIA-860M and EIA-923 | 202406 | -77.77 | 34.831
-8187768.9604 | 5020551.4279 | 46654 | 64515 | Stamford Health | 64153 | Stamford Health Systems, Inc. | Commercial Non-CHP | One Hospital Plaza | Stamford | Fairfield | Connecticut | 6904 | petroleum | Natural Gas = 2 MW, Petroleum = 8.5 MW | Other Natural Gas; Petroleum Liquids; | 10.4 | 10.5 | [6 empty] | 2 |  | 8.5 |  |  |  | EIA-860, EIA-860M and EIA-923 | 202406 | -73.552 | 41.0556
-8895482.7345 | 4261946.484 | 46655 | 64516 | Lowe Solar Energy Storage | 13683 | North Carolina El Member Corp | Electric Utility | 3084 Lowe Country Rd | Asheboro | Randolph | North Carolina | 27205 | batteries | Battery = 2.5 MW, Solar = 2 MW | Batteries; Solar Photovoltaic; | 4.5 | 4.5 | 2.5 | [8 empty] | 2 |  |  | EIA-860, EIA-860M and EIA-923 | 202406 | -79.9095 | 35.7184
-13519590.7436 | 4657139.6844 | 46656 | 64517 | Department of Justice | 58970 | Ecoplexus, Inc | IPP Non-CHP | 4949 Broadway | Sacramento | Sacramento | California | 95820 | solar | Solar = 2.4 MW | Solar Photovoltaic | 2.4 | 2.4 | [9 empty] | 2.4 |  |  | EIA-860, EIA-860M and EIA-923 | 202406 | -121.4485 | 38.5481
-13095227.1524 | 4022052.9154 | 46657 | 64518 | CA Institute for Women | 58970 | Ecoplexus, Inc | IPP Non-CHP | 16756 Chino Corona Rd | Chino | San Bernardino | California | 91708 | solar | Solar = 1 MW | Solar Photovoltaic | 1 | 1 | [9 empty] | 1 |  |  | EIA-860, EIA-860M and EIA-923 | 202406 | -117.6364 | 33.9497
-12888895.2517 | 3872208.9596 | 46658 | 64519 | Centinela State Prison | 58970 | Ecoplexus, Inc | IPP Non-CHP | 2302 Brown Rd | Sacramento | Imperial | California | 92251 | solar | Solar = 6 MW | Solar Photovoltaic | 6 | 6 | [9 empty] | 6 |  |  | EIA-860, EIA-860M and EIA-923 | 202406 | -115.7829 | 32.8258
-8895482.7345 | 4261946.484 | 46659 | 64520 | Spencer Meadow Solar Energy Storage | 13683 | North Carolina El Member Corp | Electric Utility | 276 Spencer Meadow Rd | Asheboro | Randolph | North Carolina | 27205 | batteries | Battery = 2.5 MW, Solar = 2 MW | Batteries; Solar Photovoltaic; | 4.5 | 4.5 | 2.5 | [8 empty] | 2 |  |  | EIA-860, EIA-860M and EIA-923 | 202406 | -79.9095 | 35.7184
-12855709.687 | 3916966.8406 | 46660 | 64521 | Calipatria State Prison | 58970 | Ecoplexus, Inc | IPP Non-CHP | 7018 Blair Rd | Calipatria | Imperial | California | 92233 | solar | Solar = 6 MW | Solar Photovoltaic | 6 | 6 | [9 empty] | 6 |  |  | EIA-860, EIA-860M and EIA-923 | 202406 | -115.4848 | 33.1631
-8881959.5314 | 4261202.1361 | 46661 | 64522 | Old Cedar Solar Energy Storage | 13683 | North Carolina El Member Corp | Electric Utility | 1400 Old Cedar Falls Road | Asheboro | Randolph | North Carolina | 27203 | batteries | Battery = 1.3 MW, Solar = 1 MW | Batteries; Solar Photovoltaic; | 2.3 | 2.3 | 1.3 | [8 empty] | 1 |  |  | EIA-860, EIA-860M and EIA-923 | 202406 | -79.788 | 35.713
-13428916.6769 | 4227025.8805 | 46662 | 64523 | Atascadero State Hospital | 58970 | Ecoplexus, Inc | IPP Non-CHP | 10333 El Camino Real | Atascadero | San Luis Obispo | California | 93422 | solar | Solar = 1.1 MW | Solar Photovoltaic | 1.1 | 1.1 | [9 empty] | 1.1 |  |  | EIA-860, EIA-860M and EIA-923 | 202406 | -120.634 | 35.4633
-11494191.3853 | 4085747.7256 | 46663 | 64524 | SoCore Clovis 1 | 64160 | SoCore Clovis 1 LLC | IPP Non-CHP | 3701 Coyote Rd | Clovis | Curry | New Mexico | 88101 | solar | Solar = 2 MW | Solar Photovoltaic | 2 | 2 | [9 empty] | 2 |  |  | EIA-860, EIA-860M and EIA-923 | 202406 | -103.2541 | 34.423
-8613356.7321 | 5162792.1377 | 46664 | 64525 | Troupsburg | 62923 | Solar Planet Power | IPP Non-CHP | 2985 County Road 84 | Troupsburg | Steuben | New York | 14885 | solar | Solar = 7 MW | Solar Photovoltaic | 7 | 7 | [9 empty] | 7 |  |  | EIA-860, EIA-860M and EIA-923 | 202406 | -77.3751 | 42.0121
-7873116.6273 | 5156413.2836 | 46665 | 64526 | Raboth - Marion Drive | 62915 | Madison Energy Holdings LLC | IPP Non-CHP | 0 Raboth Road | Kingston | Plymouth | Massachusetts | 2364 | solar | Solar = 3.5 MW | Solar Photovoltaic | 3.5 | 3.5 | [9 empty] | 3.5 |  |  | EIA-860, EIA-860M and EIA-923 | 202406 | -70.7254 | 41.9695
-8797835.3922 | 4244077.8951 | 46666 | 64527 | Flatwood Farm | 64778 | Strata Manager, LLC | IPP Non-CHP | 2361 Corinth Road | Moncure | Chatham | North Carolina | 27559 | solar | Solar = 5 MW | Solar Photovoltaic | 5 | 5 | [9 empty] | 5 |  |  | EIA-860, EIA-860M and EIA-923 | 202406 | -79.0323 | 35.588
-10624895.7006 | 3397047.3717 | 46667 | 64528 | Gambit Energy Storage - Angleton Storage | 57313 | Tesla Inc. | IPP Non-CHP | 998 W Live Oak St | Angleton | Brazoria | Texas | 77515 | batteries | Battery = 100 MW | Batteries | 100 | 100 | 100 | [11 empty] | EIA-860, EIA-860M and EIA-923 | 202406 | -95.4451 | 29.168
-7922100.5429 | 5156230.6227 | 46668 | 64532 | Norton | 62915 | Madison Energy Holdings LLC | IPP Non-CHP | 54 Plain Street | Norton | Bristol | Massachusetts | 2766 | solar | Solar = 1.4 MW | Solar Photovoltaic | 1.4 | 1.4 | [9 empty] | 1.4 |  |  | EIA-860, EIA-860M and EIA-923 | 202406 | -71.1654 | 41.9683
-9121695.0717 | 3203802.7445 | 46669 | 64533 | Fort Green Solar Power Plant | 6455 | Duke Energy Florida, LLC | Electric Utility | N County Road 663 | Bowling Green | Hardee | Florida | 33834 | solar | Solar = 74.9 MW | Solar Photovoltaic | 74.9 | 74.9 | [9 empty] | 74.9 |  |  | EIA-860, EIA-860M and EIA-923 | 202406 | -81.9416 | 27.6411
-8476365.4082 | 4343065.5393 | 46670 | 64535 | Camden Solar LLC | 64170 | Camden Solar LLC | IPP Non-CHP | 113 NC Hwy 343 | South Camden | Camden | North Carolina | 27921 | solar | Solar = 20 MW | Solar Photovoltaic | 20 | 20 | [9 empty] | 20 |  |  | EIA-860, EIA-860M and EIA-923 | 202406 | -76.1445 | 36.3079
-11049386.6413 | 3202992.5057 | 46671 | 64538 | Corazon Energy LLC | 64167 | Corazon Energy LLC | IPP Non-CHP | TBD | Rachito Las Lomas | Webb | Texas | 78043 | solar | Solar = 200 MW | Solar Photovoltaic | 200 | 200 | [9 empty] | 200 |  |  | EIA-860, EIA-860M and EIA-923 | 202406 | -99.2583 | 27.6347
-8220666.0964 | 5211048.204 | 46672 | 64542 | Coxsackie Solar | 64175 | FPS Coxsackie Solar LLC | IPP Non-CHP | Route 9W | Coxsackie | Greene | New York | 12051 | solar | Solar = 5 MW | Solar Photovoltaic | 5 | 5 | [9 empty] | 5 |  |  | EIA-860, EIA-860M and EIA-923 | 202406 | -73.8475 | 42.3334
-11038908.0263 | 3803877.6804 | 46673 | 64544 | Ranchland Wind Project II | 64178 | Ranchland Wind Project II, LLC | IPP Non-CHP | 11004 FM 1864 | Cisco | Callahan | Texas | 76437 | wind | Wind = 148 MW | Onshore Wind Turbine | 148 | 148 | [10 empty] | 148 |  | EIA-860, EIA-860M and EIA-923 | 202406 | -99.1642 | 32.3085
-11038908.0263 | 3803877.6804 | 46674 | 64545 | Ranchland Wind Storage | 64179 | Ranchland Wind Storage, LLC | IPP Non-CHP | 11004 FM 1864 | Cisco | Callahan | Texas | 76437 | batteries | Battery = 73 MW | Batteries | 73 | 73 | 73 | [11 empty] | EIA-860, EIA-860M and EIA-923 | 202406 | -99.1642 | 32.3085
-8927500.1125 | 2974204.7352 | 46675 | 64546 | Wynwood Energy Storage | 6452 | Florida Power & Light Co | Electric Utility | 2260 NW 1st Court | Miami | Miami Dade | Florida | 33127 | batteries | Battery = 10 MW | Batteries | 10 | 10 | 10 | [11 empty] | EIA-860, EIA-860M and EIA-923 | 202406 | -80.1971 | 25.799
-7961610.9471 | 5149357.9304 | 46676 | 64549 | Smithfield Solar Farm, LLC | 64120 | Smithfield Solar Farm | IPP Non-CHP | 900 Salem Street | Smithfield | Providence | Rhode Island | 2917 | solar | Solar = 2.4 MW | Solar Photovoltaic | 2.4 | 2.4 | [9 empty] | 2.4 |  |  | EIA-860, EIA-860M and EIA-923 | 202406 | -71.5204 | 41.9224
-11038941.4221 | 3803877.6804 | 46677 | 64551 | Ranchland Wind Project I | 64177 | Ranchland Wind Project I, LLC | IPP Non-CHP | 11004 FM 1864 | Cisco | Callahan | Texas | 76437 | wind | Wind = 114.9 MW | Onshore Wind Turbine | 114.9 | 114.9 | [10 empty] | 114.9 |  | EIA-860, EIA-860M and EIA-923 | 202406 | -99.1645 | 32.3085
-10515293.6469 | 5057284.05 | 46678 | 64552 | Downtown Generation Plant | 7626 | City of Greenfield - (IA) | Electric Utility | 116 SE Jackson St. | Greenfield | Adair | Iowa | 50849 | petroleum | Petroleum = 5 MW | Petroleum Liquids | 5 | 5 | [8 empty] | 5 |  |  |  | EIA-860, EIA-860M and EIA-923 | 202406 | -94.4605 | 41.304
-9467175.7793 | 4872664.6089 | 46679 | 64553 | Riverstart Solar Park LLC | 64181 | Riverstart Solar Park LLC | IPP Non-CHP | 3999 W 700 S | Modoc | Randolph | Indiana | 47358 | solar | Solar = 200 MW | Solar Photovoltaic | 200 | 200 | [9 empty] | 200 |  |  | EIA-860, EIA-860M and EIA-923 | 202406 | -85.0451 | 40.0462
-8653790.1975 | 5230136.2237 | 46680 | 64554 | Bright Field Solar LLC(CSG) | 61227 | Nautilus Solar Solutions | IPP Non-CHP | 246 State Route 70 | Burns | Allegany | New York | 14807 | solar | Solar = 4 MW | Solar Photovoltaic | 4 | 4 | [9 empty] | 4 |  |  | EIA-860, EIA-860M and EIA-923 | 202406 | -77.7383 | 42.46
-8710172.4064 | 5316996.1331 | 46681 | 64555 | Bright Oak Solar LLC(CSG) | 61227 | Nautilus Solar Solutions | IPP Non-CHP | 3656 Galloway Rd | Batavia | Genesee | New York | 14807 | solar | Solar = 4 MW | Solar Photovoltaic | 4 | 4 | [9 empty] | 4 |  |  | EIA-860, EIA-860M and EIA-923 | 202406 | -78.2448 | 43.033
-8649945.2223 | 5231227.227 | 46682 | 64556 | Bright Hill Solar LLC(CSG) | 61227 | Nautilus Solar Solutions | IPP Non-CHP | 721 Eveland Rd | Dansville | Livingston | New York | 14807 | solar | Solar = 5 MW | Solar Photovoltaic | 5 | 5 | [9 empty] | 5 |  |  | EIA-860, EIA-860M and EIA-923 | 202406 | -77.7038 | 42.4672
-8736112.0742 | 5171056.9976 | 46683 | 64557 | River Valley LLC (NY) (CSG) | 61227 | Nautilus Solar Solutions | IPP Non-CHP | 3215 W River Rd | Olean | Cattaraugus | New York | 14760 | solar | Solar = 5 MW | Solar Photovoltaic | 5 | 5 | [9 empty] | 5 |  |  | EIA-860, EIA-860M and EIA-923 | 202406 | -78.4778 | 42.0672
-8108218.9391 | 5077719.6704 | 46684 | 64559 | Wallingford Solar | 64187 | Wallingford Renewable Energy, LLC | IPP Non-CHP | 25 Pent Road | Wallingford | New Haven | Connecticut | 6492 | solar | Solar = 16.1 MW | Solar Photovoltaic | 16.1 | 16.1 | [9 empty] | 16.1 |  |  | EIA-860, EIA-860M and EIA-923 | 202406 | -72.8374 | 41.4417
-8492337.9741 | 5182175.0602 | 46685 | 64560 | Tioga Solar South(CSG) | 64189 | 237 State Route 96 Site 2, LLC | IPP Non-CHP | 237 State Route 96 | Owego | Tioga | New York | 13827 | solar | Solar = 5 MW | Solar Photovoltaic | 5 | 5 | [9 empty] | 5 |  |  | EIA-860, EIA-860M and EIA-923 | 202406 | -76.288 | 42.1413
-8492337.9741 | 5182175.0602 | 46686 | 64561 | Tioga Solar North(CSG) | 64190 | 237 State Route 96 Site 1, LLC | IPP Non-CHP | 237 State Route 96 | Owego | Tioga | New York | 13827 | solar | Solar = 5 MW | Solar Photovoltaic | 5 | 5 | [9 empty] | 5 |  |  | EIA-860, EIA-860M and EIA-923 | 202406 | -76.288 | 42.1413
-8256232.6737 | 5075084.1656 | 46687 | 64562 | Washingtonville(CSG) | 64193 | Washingtonville | IPP Non-CHP | 9 South Street | Washingtonville | Orange | New York | 10992 | solar | Solar = 2 MW | Solar Photovoltaic | 2 | 2 | [9 empty] | 2 |  |  | EIA-860, EIA-860M and EIA-923 | 202406 | -74.167 | 41.424
-10316651.5853 | 5682991.1739 | 46688 | 64563 | Novel Stein Solar LLC CSG | 63359 | REA Investments, LLC | IPP Non-CHP | 496 Herberg Rd | Taylors Falls | Chisago | Minnesota | 55084 | solar | Solar = 1 MW | Solar Photovoltaic | 1 | 1 | [9 empty] | 1 |  |  | EIA-860, EIA-860M and EIA-923 | 202406 | -92.6761 | 45.3891
-12776688.3219 | 3987369.9036 | 46689 | 64564 | Arlington Energy Center III | 64199 | Arlington Energy Center III | IPP Non-CHP | Dracker Drive | Blythe | Riverside | California | 92225 | solar | Battery = 110 MW, Solar = 131 MW | Batteries; Solar Photovoltaic; | 241 | 241 | 110 | [8 empty] | 131 |  |  | EIA-860, EIA-860M and EIA-923 | 202406 | -114.7749 | 33.6909
-9134938.6402 | 3940030.3771 | 46690 | 64565 | Apalachicola | 62715 | Westbound Solar LLC | IPP Non-CHP | 4045 Peach Orchard Road | Hephzibah | Richmond | Georgia | 30815 | solar | Solar = 2.5 MW | Solar Photovoltaic | 2.5 | 2.5 | [9 empty] | 2.5 |  |  | EIA-860, EIA-860M and EIA-923 | 202406 | -82.0606 | 33.3363
-12419696.2884 | 3873333.5714 | 46691 | 64566 | Central Line Solar, LLC | 61012 | AES Distributed Energy | IPP Non-CHP | 1100 W CORNMAN ROAD | Coolidge | Pinal | Arizona | 85131 | solar | Solar = 100 MW | Solar Photovoltaic | 100 | 100 | [9 empty] | 100 |  |  | EIA-860, EIA-860M and EIA-923 | 202406 | -111.568 | 32.8343
-9365896.0821 | 5173638.2008 | 46692 | 64567 | Cement City Solar, LLC | 61012 | AES Distributed Energy | IPP Non-CHP | TBD | Cement City | Lenawee | Michigan | 49233 | solar | Solar = 20 MW | Solar Photovoltaic | 20 | 20 | [9 empty] | 20 |  |  | EIA-860, EIA-860M and EIA-923 | 202406 | -84.1353 | 42.0845
-9365896.0821 | 5202198.5988 | 46693 | 64568 | Letts Creek Solar, LLC | 61012 | AES Distributed Energy | IPP Non-CHP | TBD | Grass Lake | Jackson | Michigan | 49240 | solar | Solar = 15 MW | Solar Photovoltaic | 15 | 15 | [9 empty] | 15 |  |  | EIA-860, EIA-860M and EIA-923 | 202406 | -84.1353 | 42.2746
-9277787.0391 | 3815848.544 | 46694 | 64569 | Arnold Cochran | 62715 | Westbound Solar LLC | IPP Non-CHP | 292 Beech Street | Cochran | Bleckley | Georgia | 31014 | solar | Solar = 1.7 MW | Solar Photovoltaic | 1.7 | 1.7 | [9 empty] | 1.7 |  |  | EIA-860, EIA-860M and EIA-923 | 202406 | -83.3438 | 32.3994
-9161490.6765 | 3970903.7639 | 46695 | 64570 | Columbia Substation | 62715 | Westbound Solar LLC | IPP Non-CHP | 2746 Scitts Ferry Road | Appling | Columbia | Georgia | 30802 | solar | Solar = 2 MW | Solar Photovoltaic | 2 | 2 | [9 empty] | 2 |  |  | EIA-860, EIA-860M and EIA-923 | 202406 | -82.2991 | 33.5677
-9281181.8383 | 3811583.2648 | 46696 | 64571 | Coody Cochran | 62715 | Westbound Solar LLC | IPP Non-CHP | 123 Harris Circle | Cochran | Bleckley | Georgia | 31014 | solar | Solar = 2.6 MW | Solar Photovoltaic | 2.6 | 2.6 | [9 empty] | 2.6 |  |  | EIA-860, EIA-860M and EIA-923 | 202406 | -83.3743 | 32.367
-8012648.8186 | 5169123.5409 | 46697 | 64572 | Dudley | 64197 | AMP MA Dudley | IPP Non-CHP | 72 W Dudley Road | Dudley | Worcester | Massachusetts | 1571 | solar | Solar = 3 MW | Solar Photovoltaic | 3 | 3 | [9 empty] | 3 |  |  | EIA-860, EIA-860M and EIA-923 | 202406 | -71.9788 | 42.0543
-7994452.6459 | 5176506.3755 | 46698 | 64573 | Joe Jenny | 64198 | AMP MA Joe Jenny | IPP Non-CHP | 17 Joe Jenny Road | Oxford | Worcester | Massachusetts | 1540 | solar | Solar = 1 MW | Solar Photovoltaic | 1 | 1 | [9 empty] | 1 |  |  | EIA-860, EIA-860M and EIA-923 | 202406 | -71.8154 | 42.1036
-7914129.1768 | 5114646.5233 | 46699 | 64574 | Westport Community Solar Garden | 64200 | BWC Bass River LLC | IPP Non-CHP | 205 Blossom Road | Westport | Bristol | Massachusetts | 2790 | solar | Solar = 2 MW | Solar Photovoltaic | 2 | 2 | [9 empty] | 2 |  |  | EIA-860, EIA-860M and EIA-923 | 202406 | -71.0938 | 41.6899
-7959551.7592 | 5175594.1785 | 46700 | 64575 | Mendon | 64201 | BWC Box Pond LLC | IPP Non-CHP | 38 Cape Road | Mendon | Worcester | Massachusetts | 1756 | solar | Solar = 2.6 MW | Solar Photovoltaic | 2.6 | 2.6 | [9 empty] | 2.6 |  |  | EIA-860, EIA-860M and EIA-923 | 202406 | -71.5019 | 42.0975
-8295017.6088 | 5064619.9326 | 46701 | 64577 | Minisink CSG | 64191 | Minisink Solar LLC | IPP Non-CHP | 53 Cranston Rd. | Westtown | Orange | New York | 10998 | solar | Solar = 1 MW | Solar Photovoltaic | 1 | 1 | [9 empty] | 1 |  |  | EIA-860, EIA-860M and EIA-923 | 202406 | -74.5154 | 41.3535
-8293636.0226 | 5066032.4251 | 46702 | 64578 | Slate Hill(CSG) | 64192 | Slate Hill Solar LLC | IPP Non-CHP | 28 County Rte 22 | Johnson | Orange | New York | 10933 | solar | Solar = 2 MW | Solar Photovoltaic | 2 | 2 | [9 empty] | 2 |  |  | EIA-860, EIA-860M and EIA-923 | 202406 | -74.503 | 41.363
-13061228.2875 | 4024820.1078 | 46703 | 64579 | Broadway 2 - UC Riverside | 61944 | MN8 Energy LLC | IPP Non-CHP | 4015 Canyon Crest Dr. | Riverside | Riverside | California | 92507 | solar | Solar = 3 MW | Solar Photovoltaic | 3 | 3 | [9 empty] | 3 |  |  | EIA-860, EIA-860M and EIA-923 | 202406 | -117.331 | 33.9703
-12385528.9971 | 3795931.0625 | 46704 | 64580 | Broadway 2 - Tucson Phase II | 61944 | MN8 Energy LLC | IPP Non-CHP | 14199 W Mile Wide Rd. | Tucson | Pima | Arizona | 85714 | solar | Solar = 3 MW | Solar Photovoltaic | 3 | 3 | [9 empty] | 3 |  |  | EIA-860, EIA-860M and EIA-923 | 202406 | -111.2611 | 32.2482
-9584258.5028 | 5231890.0391 | 46705 | 64581 | Pullman Solar, LLC | 61012 | AES Distributed Energy | IPP Non-CHP | TBD | Lee Township | Allegan | Michigan | 49450 | solar | Solar = 20 MW | Solar Photovoltaic | 20 | 20 | [9 empty] | 20 |  |  | EIA-860, EIA-860M and EIA-923 | 202406 | -86.0969 | 42.4716
-9126055.4562 | 3909601.1672 | 46706 | 64582 | Shawnee - GA | 62715 | Westbound Solar LLC | IPP Non-CHP | 741 GA-5 6 | Waynesboro | Burke | Georgia | 30830 | solar | Solar = 2 MW | Solar Photovoltaic | 2 | 2 | [9 empty] | 2 |  |  | EIA-860, EIA-860M and EIA-923 | 202406 | -81.9808 | 33.1076
-9120693.1963 | 3711284.5356 | 46707 | 64583 | Westberry Jesup | 62715 | Westbound Solar LLC | IPP Non-CHP | 339 Holmesville Road | Jesup | Wayne | Georgia | 31545 | solar | Solar = 2.6 MW | Solar Photovoltaic | 2.6 | 2.6 | [9 empty] | 2.6 |  |  | EIA-860, EIA-860M and EIA-923 | 202406 | -81.9326 | 31.6028
-9123771.1802 | 3621893.6007 | 46708 | 64584 | Fountain Folkston | 62715 | Westbound Solar LLC | IPP Non-CHP | 2021 GA-252 | Folkston | Charlton | Georgia | 31014 | solar | Solar = 2.1 MW | Solar Photovoltaic | 2.1 | 2.1 | [9 empty] | 2.1 |  |  | EIA-860, EIA-860M and EIA-923 | 202406 | -81.9602 | 30.9164
-9428381.2707 | 3868467.0773 | 46709 | 64585 | Harris Shiloh | 62715 | Westbound Solar LLC | IPP Non-CHP | 298 S Main Street | Shiloh | Harris | Georgia | 31826 | solar | Solar = 2.1 MW | Solar Photovoltaic | 2.1 | 2.1 | [9 empty] | 2.1 |  |  | EIA-860, EIA-860M and EIA-923 | 202406 | -84.6966 | 32.7976
-9493424.2473 | 4031439.9062 | 46710 | 64586 | Polk Cedartown | 62715 | Westbound Solar LLC | IPP Non-CHP | 645 Tenth Street | Cedartown | Polk | Georgia | 30125 | solar | Solar = 2.2 MW | Solar Photovoltaic | 2.2 | 2.2 | [9 empty] | 2.2 |  |  | EIA-860, EIA-860M and EIA-923 | 202406 | -85.2809 | 34.0196
-7931392.3808 | 5195099.4509 | 46711 | 64587 | Dover | 64202 | BWC Buckmaster Pond LLC | IPP Non-CHP | 0 Powisset Street | Dover | Norfolk | Massachusetts | 2030 | solar | Solar = 1 MW | Solar Photovoltaic | 1 | 1 | [9 empty] | 1 |  |  | EIA-860, EIA-860M and EIA-923 | 202406 | -71.2489 | 42.2274
-7916046.7663 | 5113017.614 | 46712 | 64588 | Adirondack A+B Community Solar Garden | 64203 | BWC Connecticut River LLC | IPP Non-CHP | 0 Adirondack Lane | Westport | Bristol | Massachusetts | 2790 | solar | Solar = 5 MW | Solar Photovoltaic | 5 | 5 | [9 empty] | 5 |  |  | EIA-860, EIA-860M and EIA-923 | 202406 | -71.1111 | 41.679
-7913672.5442 | 5116836.626 | 46713 | 64589 | Westport B Community Solar Garden | 64204 | BWC Hamilton Brook LLC | IPP Non-CHP | 0 Blossom Road | Westport | Bristol | Massachusetts | 2790 | solar | Solar = 4.5 MW | Solar Photovoltaic | 4.5 | 4.5 | [9 empty] | 4.5 |  |  | EIA-860, EIA-860M and EIA-923 | 202406 | -71.0897 | 41.7046
-9958524.2043 | 5311616.4429 | 46714 | 64590 | O'Brien Solar Fields | 11479 | Madison Gas & Electric Co | Electric Utility | 2652 S Seminole HWY | Fitchburg | Dane | Wisconsin | 53593 | solar | Solar = 22.1 MW | Solar Photovoltaic | 22.1 | 22.1 | [9 empty] | 22.1 |  |  | EIA-860, EIA-860M and EIA-923 | 202406 | -89.4589 | 42.9977
-10880810.4157 | 3248054.2142 | 46715 | 64591 | El Algodon Alto Wind Farm, LLC | 64209 | El Algodon Alto Wind Farm, LLC | IPP Non-CHP | TBA | Mathis | San Patricio | Texas | 78368 | wind | Wind = 200.2 MW | Onshore Wind Turbine | 200.2 | 200.2 | [10 empty] | 200.2 |  | EIA-860, EIA-860M and EIA-923 | 202406 | -97.744 | 27.9927
-11966845.2603 | 4707357.5363 | 46716 | 64592 | 3 MW LLC | 64211 | 3 MW LLC | Industrial Non-CHP | 3737 Highway 133 | Somerset | Gunnison | Colorado | 81434 | other | Other = 3 MW | Other Gases | 3 | 3 | [11 empty] | 3 | EIA-860, EIA-860M and EIA-923 | 202406 | -107.5 | 38.9
-8473763.8717 | 5228594.6984 | 46717 | 64593 | Bellisario Solar 1 | 64210 | Lapeer-Cortland Solar, LLC | IPP Non-CHP | 2162 Harvey Hill Road | Lapeer | Cortland | New York | 13803 | solar | Solar = 5 MW | Solar Photovoltaic | 5 | 5 | [9 empty] | 5 |  |  | EIA-860, EIA-860M and EIA-923 | 202406 | -76.1211 | 42.4498
-8473763.8717 | 5228920.7258 | 46718 | 64594 | Bellisario Solar 2 | 64210 | Lapeer-Cortland Solar, LLC | IPP Non-CHP | 2162 Harvey Hill Road | Lapeer | Cortland | New York | 13803 | solar | Solar = 5 MW | Solar Photovoltaic | 5 | 5 | [9 empty] | 5 |  |  | EIA-860, EIA-860M and EIA-923 | 202406 | -76.1211 | 42.4519
-8474948.7564 | 5229073.4088 | 46719 | 64595 | Bellisario Solar 3 | 64210 | Lapeer-Cortland Solar, LLC | IPP Non-CHP | 2162 Harvey Hill Road | Lapeer | Cortland | New York | 13803 | solar | Solar = 5 MW | Solar Photovoltaic | 5 | 5 | [9 empty] | 5 |  |  | EIA-860, EIA-860M and EIA-923 | 202406 | -76.1318 | 42.453
-13528633.5598 | 4540656.2371 | 46720 | 64600 | Prologis L.P | 62067 | EnterSolar | IPP Non-CHP | 188 South Mountain House Parkw | Tracy | San Joaquin | California | 95377 | solar | Solar = 3 MW | Solar Photovoltaic | 3 | 3 | [9 empty] | 3 |  |  | EIA-860, EIA-860M and EIA-923 | 202406 | -121.5298 | 37.725
-13038976.9684 | 3873243.8793 | 46721 | 64601 | County of San Diego COC Hybrid | 62854 | Solar Star California LXXVIII, LLC | IPP Non-CHP | 5500 Overland Ave. | San Diego | San Diego | California | 92123 | solar | Battery = 0.5 MW, Solar = 1.7 MW | Batteries; Solar Photovoltaic; | 2.1 | 2.2 | 0.5 | [8 empty] | 1.7 |  |  | EIA-860, EIA-860M and EIA-923 | 202406 | -117.1311 | 32.8336
-8563106.5573 | 4690060.1931 | 46722 | 64602 | Kirby Road Solar, LLC | 61227 | Nautilus Solar Solutions | IPP Non-CHP | 8100 Temple Hill Rd | Clinton | Prince Georges | Maryland | 20735 | solar | Solar = 1.3 MW | Solar Photovoltaic | 1.3 | 1.3 | [9 empty] | 1.3 |  |  | EIA-860, EIA-860M and EIA-923 | 202406 | -76.9237 | 38.779
-7968394.8682 | 5157866.0109 | 46723 | 64603 | TPE King Solar Holdings1, LLC (CSG) | 61227 | Nautilus Solar Solutions | IPP Non-CHP | Old Oxford Rd North | North Smithfield | Providence | Rhode Island | 2896 | solar | Solar = 12.7 MW | Solar Photovoltaic | 12.7 | 12.7 | [9 empty] | 12.7 |  |  | EIA-860, EIA-860M and EIA-923 | 202406 | -71.5813 | 41.9792
-8549687.104 | 4697581.7728 | 46724 | 64604 | MNCPPC Randall Farm | 60531 | Standard Solar | IPP Non-CHP | 4200 Ritchie-Marlboro RD | Upper Marlboro | Prince Georges | Maryland | 20772 | solar | Solar = 1.4 MW | Solar Photovoltaic | 1.4 | 1.4 | [9 empty] | 1.4 |  |  | EIA-860, EIA-860M and EIA-923 | 202406 | -76.8031 | 38.8316
-8555399.3524 | 4790162.0984 | 46725 | 64606 | Burns Solar One LLC | 61227 | Nautilus Solar Solutions | IPP Non-CHP | 715 Westminster Pike | Reisterstown | Baltimore | Maryland | 21136 | solar | Solar = 2 MW | Solar Photovoltaic | 2 | 2 | [9 empty] | 2 |  |  | EIA-860, EIA-860M and EIA-923 | 202406 | -76.8545 | 39.4765
-12952584.5833 | 5386168.7486 | 46726 | 64607 | MC6 Hydro Facility | 64221 | MC6 Hydro Facility | IPP Non-CHP | 455 South Eagle Road | Kuna | Ada | Idaho | 83634 | hydroelectric | Hydroelectric = 2.3 MW | Conventional Hydroelectric | 2.3 | 2.3 |  |  |  |  | 2.3 | [7 empty] | EIA-860, EIA-860M and EIA-923 | 202406 | -116.355 | 43.4855
-8649588.9999 | 4817304.548 | 46727 | 64608 | Hostetter Solar One, LLC | 61227 | Nautilus Solar Solutions | IPP Non-CHP | 20524 Leitersburg Pike | Hagerstown | Washington | Maryland | 21742 | solar | Solar = 2 MW | Solar Photovoltaic | 2 | 2 | [9 empty] | 2 |  |  | EIA-860, EIA-860M and EIA-923 | 202406 | -77.7006 | 39.6645
-9808971.4778 | 5111987.4658 | 46728 | 64610 | Amazon MDW6 Solar Project | 64220 | Solar Star Prime 5, LLC | IPP Non-CHP | 1125 W Remington Blvd. | Romeoville | Will | Illinois | 60446 | solar | Solar = 1.9 MW | Solar Photovoltaic | 1.9 | 1.9 | [9 empty] | 1.9 |  |  | EIA-860, EIA-860M and EIA-923 | 202406 | -88.1155 | 41.6721
-13151120.4461 | 4127657.3388 | 46729 | 64611 | SEPV Sierra | 64229 | SEPV Sierra, LLC | IPP Non-CHP | 450 West Avenue G | Lancaster | Los Angeles | California | 93534 | batteries | Battery = 8.3 MW, Solar = 3 MW | Batteries; Solar Photovoltaic; | 11.3 | 11.3 | 8.3 | [8 empty] | 3 |  |  | EIA-860, EIA-860M and EIA-923 | 202406 | -118.1385 | 34.733
-13039345.102 | 3873220.6946 | 46730 | 64612 | Kearny North Energy Storage | 16609 | San Diego Gas & Electric Co | Electric Utility | 9190 Clairmont Mesa Blvd. | San Diego | San Diego | California | 92123 | batteries | Battery = 10 MW | Batteries | 10 | 10 | 10 | [11 empty] | EIA-860, EIA-860M and EIA-923 | 202406 | -117.1344 | 32.8335
-7427464.408 | 2092663.8001 | 46731 | 64613 | Eaton Corp - Arecibo - Puerto Rico Hybrid | 64227 | Eaton Corporation - Arecibo - Puerto Rico | Industrial Non-CHP | Highway 2 Km 6.7 | Arecibo | Arecibo | Puerto Rico | 612 | petroleum | Petroleum = 8.2 MW | Petroleum Liquids | 8.2 | 8.2 | [8 empty] | 8.2 |  |  |  | EIA-860, EIA-860M and EIA-923 | 202406 | -66.722 | 18.4702
-13039107.1009 | 3873143.3244 | 46732 | 64614 | Kearny South Energy Storage | 16609 | San Diego Gas & Electric Co | Electric Utility | 9190 Clairmont Mesa Blvd. | San Diego | San Diego | California | 92123 | batteries | Battery = 10 MW | Batteries | 10 | 10 | 10 | [11 empty] | EIA-860, EIA-860M and EIA-923 | 202406 | -117.1323 | 32.8329
-7958502.9069 | 5173258.4226 | 46733 | 64617 | Kearsarge William Way | 64234 | Kearsarge William Way LLC | IPP Non-CHP | 0 Brook Street | Bellingham | Norfolk | Massachusetts | 2019 | solar | Battery = 2.6 MW, Solar = 4.4 MW | Batteries; Solar Photovoltaic; | 7 | 7 | 2.6 | [8 empty] | 4.4 |  |  | EIA-860, EIA-860M and EIA-923 | 202406 | -71.4924 | 42.0819
-7908911.9662 | 5274432.9868 | 46734 | 64618 | Kearsarge Haverhill | 64235 | Kearsarge Haverhill LLC | IPP Non-CHP | 174 Groveland Road | Haverhill | Essex | Massachusetts | 1835 | solar | Battery = 2 MW, Solar = 2.8 MW | Batteries; Solar Photovoltaic; | 4.8 | 4.8 | 2 | [8 empty] | 2.8 |  |  | EIA-860, EIA-860M and EIA-923 | 202406 | -71.047 | 42.7529
-7947241.382 | 5168514.2722 | 46735 | 64619 | Kearsarge Upper Union | 64236 | Kearsarge Upper Union LLC | IPP Non-CHP | 1061 Upper Union Street | Franklin | Norfolk | Massachusetts | 2038 | solar | Battery = 0.8 MW, Solar = 1 MW | Batteries; Solar Photovoltaic; | 1.8 | 1.8 | 0.8 | [8 empty] | 1 |  |  | EIA-860, EIA-860M and EIA-923 | 202406 | -71.3913 | 42.0503
-8077120.8375 | 5249157.5017 | 46736 | 64620 | Kearsarge Montague BD(CSG) | 64237 | Kearsarge Montague BD LLC | IPP Non-CHP | 12 Sandy Lane | Montague | Franklin | Massachusetts | 1376 | solar | Battery = 1.3 MW, Solar = 2.5 MW | Batteries; Solar Photovoltaic; | 3.8 | 3.8 | 1.3 | [8 empty] | 2.5 |  |  | EIA-860, EIA-860M and EIA-923 | 202406 | -72.558 | 42.5859
-13399837.6882 | 4441362.3106 | 46737 | 64622 | Diamond H Dairy Power | 64240 | Madera DP 2, LLC | IPP Non-CHP | 9564 Avenue 18 1/2 | Chowchilla | Madera | California | 93610 | biomass | Biomass = 2 MW | Other Waste Biomass | 2 | 2 |  | 2 | [10 empty] | EIA-860, EIA-860M and EIA-923 | 202406 | -120.3728 | 37.0162
-10373709.3922 | 5390393.127 | 46738 | 64623 | Freeborn Wind Farm | 13781 | Northern States Power Co - Minnesota | Electric Utility | 10854 840th Ave | Glenville | Freeborn | Minnesota | 56036 | wind | Wind = 200 MW | Onshore Wind Turbine | 218 | 200 | [10 empty] | 200 |  | EIA-860, EIA-860M and EIA-923 | 202406 | -93.1886 | 43.5131
-13065835.8012 | 4114592.0136 | 46739 | 64624 | Hudson - High Desert Hybrid | 61944 | MN8 Energy LLC | IPP Non-CHP | 20904 Helendale Rd. | Victorville | San Bernardino | California | 92394 | solar | Battery = 50 MW, Solar = 100 MW | Batteries; Solar Photovoltaic; | 150 | 150 | 50 | [8 empty] | 100 |  |  | EIA-860, EIA-860M and EIA-923 | 202406 | -117.3724 | 34.6365
-7953233.3762 | 5263222.5005 | 46740 | 64627 | Blodgett Solar CSG | 64241 | Blodgett Street Solar 1, LLC | IPP Non-CHP | 11 Cummings Rd | Tyngsboro | Middlesex | Massachusetts | 1879 | solar | Battery = 5 MW, Solar = 5 MW | Batteries; Solar Photovoltaic; | 10 | 10 | 5 | [8 empty] | 5 |  |  | EIA-860, EIA-860M and EIA-923 | 202406 | -71.4451 | 42.6789
-9915715.0696 | 5191898.7892 | 46741 | 64628 | Slidematic at Rockford | 63511 | Luminace Solar Illinois 2, LLC | IPP Non-CHP | 1303 Samuelson Road | Rockford | Winnebago | Illinois | 61109 | solar | Solar = 1.8 MW | Solar Photovoltaic | 1.8 | 1.8 | [9 empty] | 1.8 |  |  | EIA-860, EIA-860M and EIA-923 | 202406 | -89.0744 | 42.2061
-10174566.3929 | 4845485.6857 | 46742 | 64629 | JM Huber at Quincy | 63511 | Luminace Solar Illinois 2, LLC | IPP Non-CHP | 1700 Turtle Lake Rd | Quincy | Adams | Illinois | 62305 | solar | Solar = 1.5 MW | Solar Photovoltaic | 1.5 | 1.5 | [9 empty] | 1.5 |  |  | EIA-860, EIA-860M and EIA-923 | 202406 | -91.3997 | 39.8591
-13171322.1507 | 4140802.7543 | 46743 | 64630 | Rabbitbrush Solar, LLC | 50123 | Leeward Asset Management, LLC | IPP Non-CHP | TBD | Rosamond | Kern | California | 93560 | solar | Battery = 20 MW, Solar = 100 MW | Batteries; Solar Photovoltaic; | 120 | 120 | 20 | [8 empty] | 100 |  |  | EIA-860, EIA-860M and EIA-923 | 202406 | -118.32 | 34.83
-9123264.1199 | 3224617.9466 | 46744 | 64631 | Jamison Solar (FL) | 18454 | Tampa Electric Co | Electric Utility | 57 Agricola Mine Rd | Mulberry | Polk | Florida | 33860 | solar | Solar = 74.5 MW | Solar Photovoltaic | 74.5 | 74.5 | [9 empty] | 74.5 |  |  | EIA-860, EIA-860M and EIA-923 | 202406 | -81.9557 | 27.8066
-9276078.1736 | 4844989.01 | 46745 | 64635 | Big Plain Solar, LLC | 50123 | Leeward Asset Management, LLC | IPP Non-CHP | 6236 Big Plain Circleville Rd | London | Madison | Ohio | 43140 | solar | Solar = 196 MW | Solar Photovoltaic | 196 | 196 | [9 empty] | 196 |  |  | EIA-860, EIA-860M and EIA-923 | 202406 | -83.3284 | 39.8557
-9829012.8823 | 4586511.478 | 46746 | 64637 | Big River Solar | 64249 | Big River Solar, LLC | IPP Non-CHP | County Road 1300 North and Cou | Norris City | White | Illinois | 62835 | solar | Solar = 149 MW | Solar Photovoltaic | 149 | 149 | [9 empty] | 149 |  |  | EIA-860, EIA-860M and EIA-923 | 202406 | -88.2955 | 38.0501
-12122075.6148 | 4050285.1483 | 46747 | 64638 | Borderlands Wind, LLC | 64250 | Borderlands Wind, LLC | IPP Non-CHP | 2645 Bill Knight Gap Rd. | Quemado | Catron | New Mexico | 87829 | wind | Wind = 100 MW | Onshore Wind Turbine | 100 | 100 | [10 empty] | 100 |  | EIA-860, EIA-860M and EIA-923 | 202406 | -108.8945 | 34.1598
-11094714.4908 | 3994790.0531 | 46748 | 64639 | TG East | 64251 | TG East Wind Project LLC | IPP Non-CHP | 8894 County Road 3700 | Truscott | Knox | Texas | 79227 | wind | Wind = 336 MW | Onshore Wind Turbine | 336 | 336 | [10 empty] | 336 |  | EIA-860, EIA-860M and EIA-923 | 202406 | -99.6655 | 33.7463
-9220051.2965 | 4285593.6382 | 46749 | 64640 | Hot Springs Energy Storage & Microgrid | 3046 | Duke Energy Progress - (NC) | Electric Utility | 180 Andrews Ave S | Hot Springs | Madison | North Carolina | 28743 | batteries | Battery = 4.4 MW, Solar = 1.9 MW | Batteries; Solar Photovoltaic; | 6.3 | 6.3 | 4.4 | [8 empty] | 1.9 |  |  | EIA-860, EIA-860M and EIA-923 | 202406 | -82.8251 | 35.8907
-9171663.1629 | 3221515.1654 | 46750 | 64641 | Big Bend II Solar | 18454 | Tampa Electric Co | Electric Utility | 6869 N 41 Hwy | Apollo Beach | Hillsborough | Florida | 33572 | solar | Solar = 45.8 MW | Solar Photovoltaic | 45.8 | 45.8 | [9 empty] | 45.8 |  |  | EIA-860, EIA-860M and EIA-923 | 202406 | -82.3905 | 27.782
-8563769.4649 | 4767634.6181 | 46751 | 64642 | P52ES 1755 Henryton Rd Phase 1 LLC CSG | 61227 | Nautilus Solar Solutions | IPP Non-CHP | 1825 Sand Hill Road | Marriottsville | Howard | Maryland | 21104 | solar | Solar = 1.9 MW | Solar Photovoltaic | 1.9 | 1.9 | [9 empty] | 1.9 |  |  | EIA-860, EIA-860M and EIA-923 | 202406 | -76.9296 | 39.3201
-8563769.4649 | 4767634.6181 | 46752 | 64643 | P52ES 1755 Henryton Rd Phase 2 LLC | 61227 | Nautilus Solar Solutions | IPP Non-CHP | 1825 Sand Hill Road | Marriottsville | Howard | Maryland | 21104 | solar | Solar = 1.9 MW | Solar Photovoltaic | 1.9 | 1.9 | [9 empty] | 1.9 |  |  | EIA-860, EIA-860M and EIA-923 | 202406 | -76.9296 | 39.3201
-8505143.0551 | 4781537.2603 | 46753 | 64644 | White Marsh Solar | 61227 | Nautilus Solar Solutions | IPP Non-CHP | 10790 Raphel Road | White Marsh | Baltimore | Maryland | 21087 | solar | Solar = 1.5 MW | Solar Photovoltaic | 1.5 | 1.5 | [9 empty] | 1.5 |  |  | EIA-860, EIA-860M and EIA-923 | 202406 | -76.403 | 39.4167
-8451206.5354 | 4821279.1991 | 46754 | 64645 | Mason Solar One LLC | 61227 | Nautilus Solar Solutions | IPP Non-CHP | 3300 Telegraph Road | Elkton | Cecil | Maryland | 21921 | solar | Solar = 1 MW | Solar Photovoltaic | 1 | 1 | [9 empty] | 1 |  |  | EIA-860, EIA-860M and EIA-923 | 202406 | -75.9185 | 39.692
-8694942.7869 | 4820638.346 | 46755 | 64646 | Pittman Solar One LLC | 61227 | Nautilus Solar Solutions | IPP Non-CHP | 7900 Millstone Rd | Hancock | Washington | Maryland | 21750 | solar | Solar = 2 MW | Solar Photovoltaic | 2 | 2 | [9 empty] | 2 |  |  | EIA-860, EIA-860M and EIA-923 | 202406 | -78.108 | 39.6875
-8537893.2493 | 4709531.969 | 46756 | 64647 | Bulldog Solar One, LLC | 61227 | Nautilus Solar Solutions | IPP Non-CHP | 17800 Queen Anne Bridge Rd | Bowie | Prince Georges | Maryland | 20716 | solar | Solar = 2 MW | Solar Photovoltaic | 2 | 2 | [9 empty] | 2 |  |  | EIA-860, EIA-860M and EIA-923 | 202406 | -76.6972 | 38.9152
-11663724.9585 | 4899191.2376 | 46757 | 64648 | Pivot Solar 4 LLC (CSG) | 61227 | Nautilus Solar Solutions | IPP Non-CHP | 15990 CR 29 | Platteville | Weld | Colorado | 80651 | solar | Solar = 2 MW | Solar Photovoltaic | 2 | 2 | [9 empty] | 2 |  |  | EIA-860, EIA-860M and EIA-923 | 202406 | -104.777 | 40.2284
-12032605.1344 | 4781244.8982 | 46758 | 64649 | Pivot Solar 1 LLC (CSG) | 61227 | Nautilus Solar Solutions | IPP Non-CHP | 5847 Hwy 6 | Parachute | Garfield | Colorado | 81635 | solar | Solar = 1 MW | Solar Photovoltaic | 1 | 1 | [9 empty] | 1 |  |  | EIA-860, EIA-860M and EIA-923 | 202406 | -108.0907 | 39.4147
-11539101.6754 | 4904803.3085 | 46759 | 64650 | Pivot Solar 14 LLC (CSG) | 61227 | Nautilus Solar Solutions | IPP Non-CHP | 18400 Co Rd 26 | Brush | Morgan | Colorado | 80723 | solar | Solar = 2 MW | Solar Photovoltaic | 2 | 2 | [9 empty] | 2 |  |  | EIA-860, EIA-860M and EIA-923 | 202406 | -103.6575 | 40.2669
-11539101.6754 | 4904803.3085 | 46760 | 64651 | Pivot Solar 2 LLC (CSG) | 61227 | Nautilus Solar Solutions | IPP Non-CHP | 18400 Co Rd 26 | Brush | Morgan | Colorado | 80723 | solar | Solar = 2 MW | Solar Photovoltaic | 2 | 2 | [9 empty] | 2 |  |  | EIA-860, EIA-860M and EIA-923 | 202406 | -103.6575 | 40.2669
-11539308.2844 | 4904797.1811 | 46761 | 64652 | Pivot Solar 15 LLC (CSG) | 61227 | Nautilus Solar Solutions | IPP Non-CHP | 18400 Co Rd 26 | Brush | Morgan | Colorado | 80723 | solar | Solar = 1 MW | Solar Photovoltaic | 1 | 1 | [9 empty] | 1 |  |  | EIA-860, EIA-860M and EIA-923 | 202406 | -103.6594 | 40.2669
-12001949.1938 | 4796881.5768 | 46762 | 64653 | Pivot Solar 7 LLC (CSG) | 61227 | Nautilus Solar Solutions | IPP Non-CHP | 2515 W Centennial Parkway | Rifle | Garfield | Colorado | 81650 | solar | Solar = 2 MW | Solar Photovoltaic | 2 | 2 | [9 empty] | 2 |  |  | EIA-860, EIA-860M and EIA-923 | 202406 | -107.8153 | 39.5231
-12032605.1344 | 4781244.8982 | 46763 | 64654 | Pivot Solar 3 LLC (CSG) | 61227 | Nautilus Solar Solutions | IPP Non-CHP | 5843 Hwy 6 | Parachute | Garfield | Colorado | 81635 | solar | Solar = 2 MW | Solar Photovoltaic | 2 | 2 | [9 empty] | 2 |  |  | EIA-860, EIA-860M and EIA-923 | 202406 | -108.0907 | 39.4147
-11663097.1166 | 4901050.004 | 46764 | 64655 | Pivot Solar 8 LLC (CSG) | 61227 | Nautilus Solar Solutions | IPP Non-CHP | 15002 County Road 36 | Platteville | Weld | Colorado | 80651 | solar | Solar = 2 MW | Solar Photovoltaic | 2 | 2 | [9 empty] | 2 |  |  | EIA-860, EIA-860M and EIA-923 | 202406 | -104.7714 | 40.2412
-17595381.3538 | 2436291.293 | 46765 | 64656 | AES West Oahu Solar Hybrid | 61012 | AES Distributed Energy | IPP Non-CHP | NA | Waipahu | Honolulu | Hawaii | 96797 | solar | Battery = 12.5 MW, Solar = 12.5 MW | Batteries; Solar Photovoltaic; | 25 | 25 | 12.5 | [8 empty] | 12.5 |  |  | EIA-860, EIA-860M and EIA-923 | 202406 | -158.062 | 21.372
-9133619.1703 | 3238603.6151 | 46766 | 64657 | Magnolia Solar | 18454 | Tampa Electric Co | Electric Utility | 5050 Highway 60 | Mulberry | Polk | Florida | 33860 | solar | Solar = 74.5 MW | Solar Photovoltaic | 74.5 | 74.5 | [9 empty] | 74.5 |  |  | EIA-860, EIA-860M and EIA-923 | 202406 | -82.0487 | 27.9177
-10567383.5988 | 5119176.8168 | 46767 | 64661 | Heartland Divide II | 64259 | Heartland Divide II | IPP Non-CHP | TBD | Audubon | Audubon | Iowa | 50110 | wind | Wind = 200 MW | Onshore Wind Turbine | 200 | 200 | [10 empty] | 200 |  | EIA-860, EIA-860M and EIA-923 | 202406 | -94.9284 | 41.7203
-10574804.2674 | 5224276.5376 | 46768 | 64662 | Sac County Wind, LLC | 64261 | Sac County Wind | IPP Non-CHP | TBD | Sac City | Sac | Iowa | 50567 | wind | Wind = 80 MW | Onshore Wind Turbine | 80 | 80 | [10 empty] | 80 |  | EIA-860, EIA-860M and EIA-923 | 202406 | -94.9951 | 42.4212
-13698181.7159 | 5622799.9046 | 46769 | 64663 | WLWPCF Cogeneration Facility | 64262 | City of Salem Public Works | Commercial CHP | 5915 Windsor Island Rd N | Keizer | Marion | Oregon | 97303 | biomass | Biomass = 1.1 MW | Other Waste Biomass | 1.2 | 1.1 |  | 1.1 | [10 empty] | EIA-860, EIA-860M and EIA-923 | 202406 | -123.0529 | 45.0081
-8017256.8889 | 5250699.3655 | 46770 | 64664 | Clark Road Solar 1, LLC | 64258 | Clark Road Solar 1, LLC | IPP Non-CHP | 538 Clark Street | Gardner | Worcester | Massachusetts | 1440 | solar | Battery = 3.3 MW, Solar = 5 MW | Batteries; Solar Photovoltaic; | 8.3 | 8.3 | 3.3 | [8 empty] | 5 |  |  | EIA-860, EIA-860M and EIA-923 | 202406 | -72.0202 | 42.5961
-11302515.0295 | 4343015.8091 | 46771 | 64665 | Great Prairie Wind | 64976 | Great Prairie Wind LLC | IPP Non-CHP | TBD | Gruver | Hansford | Texas | 79040 | wind | Wind = 1027 MW | Onshore Wind Turbine | 1027 | 1027 | [10 empty] | 1027 |  | EIA-860, EIA-860M and EIA-923 | 202406 | -101.5322 | 36.3075
-10694444.4449 | 3594539.3443 | 46772 | 64672 | Blue Jay Solar I, LLC | 64266 | Blue Jay Solar I, LLC | IPP Non-CHP | 16061 County Road 164 | Iola | Grimes | Texas | 77861 | batteries | Battery = 51.6 MW | Batteries | 51.6 | 51.6 | 51.6 | [11 empty] | EIA-860, EIA-860M and EIA-923 | 202406 | -96.0698 | 30.7053
-7893971.3321 | 5395102.8778 | 46773 | 64673 | Acton | 64255 | Acton H Road Solar 1, LLC | IPP Non-CHP | 450 H Road | Acton | York | Maine | 4001 | solar | Solar = 3.5 MW | Solar Photovoltaic | 3.5 | 3.5 | [9 empty] | 3.5 |  |  | EIA-860, EIA-860M and EIA-923 | 202406 | -70.9128 | 43.5437
-8741641.2019 | 4161713.1346 | 46774 | 64674 | Van Buren | 64256 | Van Buren Solar, LLC | IPP Non-CHP | 1561 Dunn Road | Roseboro | Sampson | North Carolina | 28382 | solar | Solar = 2 MW | Solar Photovoltaic | 2 | 2 | [9 empty] | 2 |  |  | EIA-860, EIA-860M and EIA-923 | 202406 | -78.5275 | 34.984
-7856591.6942 | 5460893.747 | 46775 | 64675 | Naples | 64257 | Naples Casco Solar 1, LLC | IPP Non-CHP | 86 Casco Road | Naples | Cumberland | Maine | 4055 | solar | Solar = 2 MW | Solar Photovoltaic | 2 | 2 | [9 empty] | 2 |  |  | EIA-860, EIA-860M and EIA-923 | 202406 | -70.577 | 43.9706
-13596751.8486 | 4593151.8819 | 46776 | 64676 | Lake Herman | 60025 | Greenbacker Renewable Energy Corporation | IPP Non-CHP | Lake Herman Rd | Benicia | Solano | California | 94510 | solar | Solar = 5 MW | Solar Photovoltaic | 5 | 5 | [9 empty] | 5 |  |  | EIA-860, EIA-860M and EIA-923 | 202406 | -122.1417 | 38.0971
-8532490.9144 | 4338644.5938 | 46777 | 64677 | Ryland Road Solar | 60025 | Greenbacker Renewable Energy Corporation | IPP Non-CHP | 3440 Ryland Road | Tyner | Chowan | North Carolina | 27980 | solar | Solar = 5 MW | Solar Photovoltaic | 5 | 5 | [9 empty] | 5 |  |  | EIA-860, EIA-860M and EIA-923 | 202406 | -76.6487 | 36.2758
-8557400.6542 | 4303546.1463 | 46778 | 64678 | Windsor Hwy 17 Solar | 60025 | Greenbacker Renewable Energy Corporation | IPP Non-CHP | 550 Old US 17N | Windsor | Bertie | North Carolina | 27983 | solar | Solar = 5 MW | Solar Photovoltaic | 5 | 5 | [9 empty] | 5 |  |  | EIA-860, EIA-860M and EIA-923 | 202406 | -76.8724 | 36.0213
-8676718.673 | 5357962.6331 | 46779 | 64679 | Hamlin Solar 1, LLC | 61227 | Nautilus Solar Solutions | IPP Non-CHP | 3254 Roosevelt Hwy | Hamlin | Monroe | New York | 14464 | solar | Solar = 5 MW | Solar Photovoltaic | 5 | 5 | [9 empty] | 5 |  |  | EIA-860, EIA-860M and EIA-923 | 202406 | -77.9443 | 43.3014
-8219243.6559 | 5287499.9976 | 46780 | 64680 | Clifton Park Solar 1, LLC | 61227 | Nautilus Solar Solutions | IPP Non-CHP | 753 Grooms Road | Rexford | Saratoga | New York | 12148 | solar | Solar = 5 MW | Solar Photovoltaic | 5 | 5 | [9 empty] | 5 |  |  | EIA-860, EIA-860M and EIA-923 | 202406 | -73.8347 | 42.839
-8219325.8097 | 5287706.0102 | 46781 | 64681 | Clifton Park Solar 2, LLC | 61227 | Nautilus Solar Solutions | IPP Non-CHP | 753 Grooms Road | Rexford | Saratoga | New York | 12148 | solar | Solar = 2 MW | Solar Photovoltaic | 2 | 2 | [9 empty] | 2 |  |  | EIA-860, EIA-860M and EIA-923 | 202406 | -73.8355 | 42.8404
-9187006.5509 | 4122534.7707 | 46782 | 64682 | Adams | 64254 | Adams Solar SC, LLC | IPP Non-CHP | 633 Hwy 17 | Piedmont | Anderson | South Carolina | 29673 | solar | Solar = 2 MW | Solar Photovoltaic | 2 | 2 | [9 empty] | 2 |  |  | EIA-860, EIA-860M and EIA-923 | 202406 | -82.5283 | 34.6952
-8481287.2882 | 4370249.8476 | 46783 | 64683 | Oak Trail Solar, LLC | 50123 | Leeward Asset Management, LLC | IPP Non-CHP | 329 Puddin Ridge Road | Moyock | Currituck | North Carolina | 27958 | solar | Solar = 100 MW | Solar Photovoltaic | 100 | 100 | [9 empty] | 100 |  |  | EIA-860, EIA-860M and EIA-923 | 202406 | -76.1887 | 36.5044
-8709607.0147 | 5272281.3963 | 46784 | 64686 | Orangeville Storage | 49893 | Invenergy Services LLC | IPP Non-CHP | 3663 Centerline Road | Warsaw | Wyoming | New York | 14569 | batteries | Battery = 20 MW | Batteries | 24.7 | 20 | 20 | [11 empty] | EIA-860, EIA-860M and EIA-923 | 202406 | -78.2397 | 42.7387
-13369264.6806 | 4370196.5292 | 46785 | 64687 | Van der Hoek Solar Array/ Dairy | 59213 | Maas Energy Works | Industrial Non-CHP | 15865 South Lassen | Helm | Fresno | California | 93627 | solar | Solar = 3 MW | Solar Photovoltaic | 2.4 | 3 | [9 empty] | 3 |  |  | EIA-860, EIA-860M and EIA-923 | 202406 | -120.0981 | 36.504
-10680131.8753 | 5288100.5892 | 46786 | 64688 | Plymouth Wind | 12341 | MidAmerican Energy Co | Electric Utility | 19990 Roosevelt Ave | Remsen | Plymouth | Iowa | 51050 | wind | Wind = 200 MW | Onshore Wind Turbine | 202.7 | 200 | [10 empty] | 200 |  | EIA-860, EIA-860M and EIA-923 | 202406 | -95.9413 | 42.843
-8539854.5874 | 4712317.3538 | 46787 | 64689 | MD - PR97 (CSG) | 64872 | Distributed Solar Development, LLC | IPP Non-CHP | 3111 Mill Branch Road | Bowie | Prince Georges | Maryland | 20716 | solar | Solar = 2 MW | Solar Photovoltaic | 2 | 2 | [9 empty] | 2 |  |  | EIA-860, EIA-860M and EIA-923 | 202406 | -76.7148 | 38.9347
-8441936.6274 | 4666434.5055 | 46788 | 64690 | Todd Solar | 49893 | Invenergy Services LLC | IPP Non-CHP | 6102 Palmer Mill Road | Hurlock | Dorchester | Maryland | 21643 | solar | Solar = 20 MW | Solar Photovoltaic | 20 | 20 | [9 empty] | 20 |  |  | EIA-860, EIA-860M and EIA-923 | 202406 | -75.8352 | 38.6133
-8832177.4551 | 5229087.1384 | 46789 | 64692 | Fredonia Solar LLC | 60025 | Greenbacker Renewable Energy Corporation | IPP Non-CHP | 280 Central Avenue | Fredonia | Chautauqua | New York | 14063 | solar | Solar = 1.1 MW | Solar Photovoltaic | 1.1 | 1.1 | [9 empty] | 1.1 |  |  | EIA-860, EIA-860M and EIA-923 | 202406 | -79.3408 | 42.453
-13427953.4293 | 4436563.9746 | 46790 | 64693 | Dos Palos | 60025 | Greenbacker Renewable Energy Corporation | IPP Non-CHP | 2149 Almond St | Dos Palos | Merced | California | 93620 | solar | Solar = 1 MW | Solar Photovoltaic | 1 | 1 | [9 empty] | 1 |  |  | EIA-860, EIA-860M and EIA-923 | 202406 | -120.6254 | 36.9818
-11719789.9069 | 4358134.2804 | 46791 | 64695 | Angel Fire Energy Facility | 64273 | Angel Fire Energy Facility, LLC | Electric Utility | 24 Darrell Benjamin Road | Angel Fire | Colfax | New Mexico | 87710 | solar | Battery = 3.7 MW, Solar = 7.5 MW | Batteries; Solar Photovoltaic; | 11.2 | 11.2 | 3.7 | [8 empty] | 7.5 |  |  | EIA-860, EIA-860M and EIA-923 | 202406 | -105.2807 | 36.4169
-7961213.7592 | 5261210.4791 | 46792 | 64696 | Dunstable Solar 1, LLC | 61012 | AES Distributed Energy | IPP Non-CHP | 0 Pleasant Street | Dunstable | Middlesex | Massachusetts | 1827 | solar | Battery = 4.5 MW, Solar = 4.5 MW | Batteries; Solar Photovoltaic; | 9 | 9 | 4.5 | [8 empty] | 4.5 |  |  | EIA-860, EIA-860M and EIA-923 | 202406 | -71.5168 | 42.6656
-10604884.6863 | 5735655.7775 | 46793 | 64697 | Swan Garden | 64274 | Swan Garden LLC | IPP Non-CHP | 16290 County Rd 28 | Villard | Pope | Minnesota | 56385 | solar | Solar = 1 MW | Solar Photovoltaic | 1 | 1 | [9 empty] | 1 |  |  | EIA-860, EIA-860M and EIA-923 | 202406 | -95.2653 | 45.7204
-10120700.5611 | 5509692.6942 | 46794 | 64698 | Blue Prairie Solar, LLC | 60025 | Greenbacker Renewable Energy Corporation | IPP Non-CHP | 12099 County Rd C | Black River Falls | Jackson | Wisconsin | 54615 | solar | Solar = 2.5 MW | Solar Photovoltaic | 2.5 | 2.5 | [9 empty] | 2.5 |  |  | EIA-860, EIA-860M and EIA-923 | 202406 | -90.9158 | 44.2853
-13476226.2359 | 4669807.5195 | 46795 | 64700 | El Dorado Solar, LLC | 60025 | Greenbacker Renewable Energy Corporation | IPP Non-CHP | 4625 Latrobe Rd | El Dorado Hills | El Dorado | California | 95762 | solar | Solar = 1.5 MW | Solar Photovoltaic | 1.5 | 1.5 | [9 empty] | 1.5 |  |  | EIA-860, EIA-860M and EIA-923 | 202406 | -121.059 | 38.637
-12876348.0979 | 3852536.6852 | 46796 | 64701 | LeConte Energy Storage | 64282 | LeConte Energy Storage, LLC | IPP Non-CHP | 1561 W. Highway 98 | Calexico | Imperial | California | 92231 | batteries | Battery = 125 MW | Batteries | 125 | 125 | 125 | [11 empty] | EIA-860, EIA-860M and EIA-923 | 202406 | -115.6702 | 32.6772
-8931781.2374 | 4203323.2419 | 46797 | 64702 | Stanly Solar, LLC | 64276 | Stanly Solar, LLC | IPP Non-CHP | 20217 Old Aquadale Rd | Albemarle | Stanly | North Carolina | 28001 | solar | Solar = 50 MW | Solar Photovoltaic | 50 | 50 | [9 empty] | 50 |  |  | EIA-860, EIA-860M and EIA-923 | 202406 | -80.2356 | 35.2897
-7890137.3775 | 5111078.4279 | 46798 | 64705 | Fairhaven MA 2 | 56769 | Consolidated Edison Development Inc. | IPP Non-CHP | 20 Yankee Lane | Fairhaven | Bristol | Massachusetts | 2719 | solar | Solar = 2.9 MW | Solar Photovoltaic | 2.9 | 2.9 | [9 empty] | 2.9 |  |  | EIA-860, EIA-860M and EIA-923 | 202406 | -70.8783 | 41.666
-7892885.8557 | 5115699.0221 | 46799 | 64706 | Acushnet MA 1 | 62836 | Navisun LLC | IPP Non-CHP | 355 Main Street | Acushnet | Bristol | Massachusetts | 2743 | solar | Solar = 1 MW | Solar Photovoltaic | 1 | 1 | [9 empty] | 1 |  |  | EIA-860, EIA-860M and EIA-923 | 202406 | -70.903 | 41.697
-7891032.3862 | 5117034.9377 | 46800 | 64707 | Acushnet MA 2 (CSG) | 62836 | Navisun LLC | IPP Non-CHP | 550 Main Street | Acushnet | Bristol | Massachusetts | 2743 | solar | Solar = 1 MW | Solar Photovoltaic | 1 | 1 | [9 empty] | 1 |  |  | EIA-860, EIA-860M and EIA-923 | 202406 | -70.8863 | 41.706
-10395960.2659 | 5687457.8228 | 46801 | 64708 | Santee Solar Partners, LLC | 63359 | REA Investments, LLC | IPP Non-CHP | 24696 Roanoke St. NW | Stanford Township | Isanti | Minnesota | 55040 | solar | Solar = 3.3 MW | Solar Photovoltaic | 3.3 | 3.3 | [9 empty] | 3.3 |  |  | EIA-860, EIA-860M and EIA-923 | 202406 | -93.3885 | 45.4173
-8755489.5692 | 5019749.1221 | 46802 | 64709 | CL-Viaduct LLC | 64285 | BCD Project Holdings 1, LLC | IPP Non-CHP | Viaduct Rd | Bloom Township | Clearfield | Pennsylvania | 16838 | solar | Solar = 20 MW | Solar Photovoltaic | 20 | 20 | [9 empty] | 20 |  |  | EIA-860, EIA-860M and EIA-923 | 202406 | -78.6519 | 41.0502
-11272545.5962 | 3621066.4377 | 46803 | 64710 | White Mesa Wind | 64288 | White Mesa Wind, LLC | IPP Non-CHP | 3047 W. US Highway 190 | Ozona | Crockett | Texas | 76943 | wind | Wind = 500.6 MW | Onshore Wind Turbine | 500.6 | 500.6 | [10 empty] | 500.6 |  | EIA-860, EIA-860M and EIA-923 | 202406 | -101.263 | 30.91
-8702863.5026 | 5006912.8279 | 46804 | 64711 | UN-School House LLC | 64285 | BCD Project Holdings 1, LLC | IPP Non-CHP | 1504 School House Rd | Morris Township | Clearfield | Pennsylvania | 16858 | solar | Solar = 20 MW | Solar Photovoltaic | 20 | 20 | [9 empty] | 20 |  |  | EIA-860, EIA-860M and EIA-923 | 202406 | -78.1792 | 40.9632
-13151199.5942 | 4167586.8303 | 46805 | 64712 | Sanborn BESS 1 | 64287 | Terra-Gen Operating Co-BESS | IPP Non-CHP | 450 Purdy Ave | Mojave | Kern | California | 93501 | batteries | Battery = 100 MW | Batteries | 100 | 100 | 100 | [11 empty] | EIA-860, EIA-860M and EIA-923 | 202406 | -118.1392 | 35.0273
-13151293.3252 | 4167586.8303 | 46806 | 64713 | Sanborn BESS 2 | 64287 | Terra-Gen Operating Co-BESS | IPP Non-CHP | 450 Purdy Ave | Mojave | Kern | California | 93501 | batteries | Battery = 100 MW | Batteries | 100 | 100 | 100 | [11 empty] | EIA-860, EIA-860M and EIA-923 | 202406 | -118.1401 | 35.0273
-10214334.8357 | 5704801.7102 | 46807 | 64714 | Rice Lake Solar Array | 60571 | AEP Onsite Partners, LLC | IPP Non-CHP | 22nd 1/2 Avenue & Lindy Street | Rice Lake | Barron | Wisconsin | 54864 | solar | Solar = 3.8 MW | Solar Photovoltaic | 3.8 | 3.8 | [9 empty] | 3.8 |  |  | EIA-860, EIA-860M and EIA-923 | 202406 | -91.7569 | 45.5266
-8195864.1138 | 5276679.9952 | 46808 | 64715 | Dusenberry | 61012 | AES Distributed Energy | IPP Non-CHP | 60 Dusenberry Lane | Troy | Rensselaer | New York | 12180 | solar | Solar = 5 MW | Solar Photovoltaic | 5 | 5 | [9 empty] | 5 |  |  | EIA-860, EIA-860M and EIA-923 | 202406 | -73.6247 | 42.7677
-8734138.3796 | 5314011.686 | 46809 | 64716 | Knapp East (CSG) | 61012 | AES Distributed Energy | IPP Non-CHP | 241 Knapp Rd | Akron | Genesee | New York | 14001 | solar | Solar = 5 MW | Solar Photovoltaic | 5 | 5 | [9 empty] | 5 |  |  | EIA-860, EIA-860M and EIA-923 | 202406 | -78.4601 | 43.0134
-8739103.2289 | 5311606.5496 | 46810 | 64717 | Main Rd Community Solar | 61012 | AES Distributed Energy | IPP Non-CHP | 12963 Main Rd | Newstead | Erie | New York | 14001 | solar | Solar = 5 MW | Solar Photovoltaic | 5 | 5 | [9 empty] | 5 |  |  | EIA-860, EIA-860M and EIA-923 | 202406 | -78.5047 | 42.9976
-8679135.4192 | 5353954.345 | 46811 | 64718 | Redman North Community Solar | 61012 | AES Distributed Energy | IPP Non-CHP | 2668 Redman Road | Brockport | Monroe | New York | 14420 | solar | Solar = 1.5 MW | Solar Photovoltaic | 1.5 | 1.5 | [9 empty] | 1.5 |  |  | EIA-860, EIA-860M and EIA-923 | 202406 | -77.966 | 43.2752
-8278385.2523 | 5067041.0511 | 46812 | 64719 | Glenmere Lake | 61012 | AES Distributed Energy | IPP Non-CHP | 1199-1249 Pulaski Hwy | Goshen | Orange | New York | 10924 | solar | Battery = 2 MW, Solar = 2 MW | Batteries; Solar Photovoltaic; | 4 | 4 | 2 | [8 empty] | 2 |  |  | EIA-860, EIA-860M and EIA-923 | 202406 | -74.366 | 41.3698
-8734227.4352 | 5314224.8292 | 46813 | 64720 | Knapp West(CSG) | 61012 | AES Distributed Energy | IPP Non-CHP | 241 Knapp Rd | Akron | Genesee | New York | 14001 | solar | Solar = 5 MW | Solar Photovoltaic | 5 | 5 | [9 empty] | 5 |  |  | EIA-860, EIA-860M and EIA-923 | 202406 | -78.4609 | 43.0148
-8724687.3548 | 5171275.9325 | 46814 | 64721 | Rowe (CSG) | 61012 | AES Distributed Energy | IPP Non-CHP | 1414 Rowe Avenue | Olean | Cattaraugus | New York | 14760 | solar | Solar = 5 MW | Solar Photovoltaic | 5 | 5 | [9 empty] | 5 |  |  | EIA-860, EIA-860M and EIA-923 | 202406 | -78.3752 | 42.0687
-8679024.0997 | 5353816.7389 | 46815 | 64722 | Redman South Community Solar | 61012 | AES Distributed Energy | IPP Non-CHP | 2668 Redman Rd | Brockport | Monroe | New York | 14420 | solar | Solar = 5 MW | Solar Photovoltaic | 5 | 5 | [9 empty] | 5 |  |  | EIA-860, EIA-860M and EIA-923 | 202406 | -77.965 | 43.2743
-7986987.3382 | 5072641.8815 | 46816 | 64723 | Alton Road Solar | 64292 | Revity Energy LLC | IPP Non-CHP | Alton Bradford Road | Bradford | Washington | Rhode Island | 2808 | solar | Solar = 13.9 MW | Solar Photovoltaic | 13.9 | 13.9 | [9 empty] | 13.9 |  |  | EIA-860, EIA-860M and EIA-923 | 202406 | -71.7483 | 41.4075
-8697803.6978 | 5318382.0932 | 46817 | 64724 | Townline Community Solar | 61012 | AES Distributed Energy | IPP Non-CHP | 5230 Town Line Road | Batavia | Genesee | New York | 14020 | solar | Solar = 5 MW | Solar Photovoltaic | 5 | 5 | [9 empty] | 5 |  |  | EIA-860, EIA-860M and EIA-923 | 202406 | -78.1337 | 43.0421
-8787894.5617 | 5343074.4548 | 46818 | 64725 | Williams Rd | 61012 | AES Distributed Energy | IPP Non-CHP | 4352 Williams Rd | Ransomville | Niagara | New York | 14131 | solar | Solar = 4 MW | Solar Photovoltaic | 4 | 4 | [9 empty] | 4 |  |  | EIA-860, EIA-860M and EIA-923 | 202406 | -78.943 | 43.204
-8094162.627 | 5218539.839 | 46819 | 64726 | West Haydenville PJ Community Solar | 61012 | AES Distributed Energy | IPP Non-CHP | 95 Main Street, Haydenville | Williamsburg | Hampshire | Massachusetts | 1039 | solar | Battery = 3.6 MW, Solar = 5 MW | Batteries; Solar Photovoltaic; | 8.6 | 8.6 | 3.6 | [8 empty] | 5 |  |  | EIA-860, EIA-860M and EIA-923 | 202406 | -72.7111 | 42.3831
-7914170.1424 | 5099759.9232 | 46820 | 64727 | Brookwood Drive Community Solar | 61012 | AES Distributed Energy | IPP Non-CHP | 0 Brookwood Drive | Westport | Bristol | Massachusetts | 2790 | solar | Battery = 3 MW, Solar = 5 MW | Batteries; Solar Photovoltaic; | 8 | 8 | 3 | [8 empty] | 5 |  |  | EIA-860, EIA-860M and EIA-923 | 202406 | -71.0942 | 41.59
-9978547.0185 | 5228965.8364 | 46821 | 64730 | IL17021 Brush Creek I CSG | 64295 | SPG IL Brush Creek Solar LLC | IPP Non-CHP | 10001-10501 Church St. | Freeport | Stephenson | Illinois | 61032 | solar | Solar = 2 MW | Solar Photovoltaic | 2 | 2 | [9 empty] | 2 |  |  | EIA-860, EIA-860M and EIA-923 | 202406 | -89.6388 | 42.4522
-7933109.0386 | 5170390.1768 | 46822 | 64731 | Maple(CSG) | 64296 | Maple Street Solar 1, LLC | IPP Non-CHP | 186 Maple Street | Bellingham | Norfolk | Massachusetts | 2019 | solar | Battery = 2.3 MW, Solar = 4 MW | Batteries; Solar Photovoltaic; | 6.3 | 6.3 | 2.3 | [8 empty] | 4 |  |  | EIA-860, EIA-860M and EIA-923 | 202406 | -71.2643 | 42.0628
-9892262.8359 | 5029722.7947 | 46823 | 64732 | Segunda II (CSG) | 64297 | Segunda Solar II, LLC | IPP Non-CHP | 1544 N 13th Rd | Streator | LaSalle | Illinois | 61364 | solar | Solar = 2 MW | Solar Photovoltaic | 2 | 2 | [9 empty] | 2 |  |  | EIA-860, EIA-860M and EIA-923 | 202406 | -88.8637 | 41.1177
-9751010.5359 | 5070395.194 | 46824 | 64733 | Woodlawn II (CSG) | 64298 | Woodlawn Solar II, LLC | IPP Non-CHP | 740 East Goodenow Road | Crete | Will | Illinois | 60401 | solar | Solar = 2 MW | Solar Photovoltaic | 2 | 2 | [9 empty] | 2 |  |  | EIA-860, EIA-860M and EIA-923 | 202406 | -87.5948 | 41.3924
-10001272.2246 | 5217991.135 | 46825 | 64734 | Dodds (CSG) | 64299 | Dodds Solar, LLC | IPP Non-CHP | 11700 West Oak Street Road | Lena | Stephenson | Illinois | 61048 | solar | Solar = 2 MW | Solar Photovoltaic | 2 | 2 | [9 empty] | 2 |  |  | EIA-860, EIA-860M and EIA-923 | 202406 | -89.843 | 42.3795
-9996076.944 | 5216817.2775 | 46826 | 64735 | Olmstead II CSG | 64300 | Olmstead Solar II, LLC | IPP Non-CHP | 9410 N Cedarville Rd | Lena | Stephenson | Illinois | 61048 | solar | Solar = 2 MW | Solar Photovoltaic | 2 | 2 | [9 empty] | 2 |  |  | EIA-860, EIA-860M and EIA-923 | 202406 | -89.7963 | 42.3717
-9888599.4228 | 5153582.4336 | 46827 | 64736 | Wolfcastle | 64736 | Beartooth Energy Storage, LLC | IPP Non-CHP | 5700 Twombley Road | Dekalb | DeKalb | Illinois | 60115 | solar | Solar = 2 MW | Solar Photovoltaic | 2 | 2 | [9 empty] | 2 |  |  | EIA-860, EIA-860M and EIA-923 | 202406 | -88.8308 | 41.9506
-10475472.4386 | 5246547.7797 | 46828 | 64738 | Holliday Creek Solar | 12341 | MidAmerican Energy Co | Electric Utility | 4000 1st Avenue South | Fort Dodge | Webster | Iowa | 50501 | solar | Solar = 100 MW | Solar Photovoltaic | 100 | 100 | [9 empty] | 100 |  |  | EIA-860, EIA-860M and EIA-923 | 202406 | -94.1028 | 42.5687
-12546087.7703 | 4992931.0397 | 46829 | 64739 | Elektron Solar, LLC | 64306 | Elektron Solar, LLC | IPP Non-CHP | 10340 N. Rowley Road | Grantsville | Tooele | Utah | 84029 | solar | Solar = 80 MW | Solar Photovoltaic | 80 | 80 | [9 empty] | 80 |  |  | EIA-860, EIA-860M and EIA-923 | 202406 | -112.7034 | 40.8683
-12355429.4313 | 4769687.9179 | 46830 | 64740 | Castle Solar, LLC | 64307 | Castle Solar, LLC | IPP Non-CHP | 375 N McFadden Rd | Huntington | Emery | Utah | 84528 | solar | Solar = 40 MW | Solar Photovoltaic | 40 | 40 | [9 empty] | 40 |  |  | EIA-860, EIA-860M and EIA-923 | 202406 | -110.9907 | 39.3344
-10080557.6395 | 4840174.6425 | 46831 | 64741 | Morgan Solar 1 CSG | 64304 | Morgan Solar 1 LLC | IPP Non-CHP | 2071 Cemetery Road | Meredosia | Morgan | Illinois | 62665 | solar | Solar = 2 MW | Solar Photovoltaic | 2 | 2 | [9 empty] | 2 |  |  | EIA-860, EIA-860M and EIA-923 | 202406 | -90.5552 | 39.8225
-10080488.6214 | 4840131.1603 | 46832 | 64742 | Morgan Solar 1b CSG | 64305 | Morgan Solar 1b LLC | IPP Non-CHP | 2068 Cemetery Road | Meredosia | Morgan | Illinois | 62665 | solar | Solar = 2 MW | Solar Photovoltaic | 2 | 2 | [9 empty] | 2 |  |  | EIA-860, EIA-860M and EIA-923 | 202406 | -90.5546 | 39.8222
-13543361.9076 | 4746242.9231 | 46833 | 64743 | Tierra Buena Energy Storage | 64303 | VESI 10 LLC | IPP Non-CHP | 3025 Tierra Buena Road | Yuba City | Sutter | California | 95993 | batteries | Battery = 5 MW | Batteries | 5 | 5 | 5 | [11 empty] | EIA-860, EIA-860M and EIA-923 | 202406 | -121.6621 | 39.1713
-8209873.6717 | 5276381.2728 | 46834 | 64746 | Goldman Sachs Carports Solar | 63058 | DG Northeast 1, LLC | IPP Non-CHP | 100 Coliseum Drive | Cohoes | Albany | New York | 12047 | solar | Solar = 1 MW | Solar Photovoltaic | 1 | 1 | [9 empty] | 1 |  |  | EIA-860, EIA-860M and EIA-923 | 202406 | -73.7506 | 42.7657
-8221522.1432 | 4993652.2284 | 46835 | 64747 | Fuel Cell 3245 Yates Avenue | 64310 | Bronx Community Clean Energy Project LLC | IPP Non-CHP | 3245 Yates Avenue | Bronx | Bronx | New York | 10469 | natural gas | Natural Gas = 5 MW | Other Natural Gas | 5 | 5 | [6 empty] | 5 | [5 empty] | EIA-860, EIA-860M and EIA-923 | 202406 | -73.8552 | 40.8732
-8257319.1519 | 4944781.9393 | 46836 | 64748 | Fuel Cell 18A Sneden Avenue | 64309 | Annadale Community Clean Energy Projects LLC | IPP Non-CHP | 10,12, 18A Sneden Ave | Staten Island | Richmond | New York | 10312 | natural gas | Natural Gas = 3.5 MW | Other Natural Gas | 3.6 | 3.5 | [6 empty] | 3.5 | [5 empty] | EIA-860, EIA-860M and EIA-923 | 202406 | -74.1768 | 40.5404
-8257296.7767 | 4944793.6579 | 46837 | 64749 | Fuel Cell 18B Sneden Avenue | 64309 | Annadale Community Clean Energy Projects LLC | IPP Non-CHP | 18B Sneden Ave | Staten Island | Richmond | New York | 10312 | natural gas | Natural Gas = 4 MW | Other Natural Gas | 4.2 | 4 | [6 empty] | 4 | [5 empty] | EIA-860, EIA-860M and EIA-923 | 202406 | -74.1766 | 40.5405
-10788629.6396 | 4098052.5515 | 46838 | 64750 | Glass Sands Wind Facility | 17650 | Southern Power Co | IPP Non-CHP | 4526 Hwy 7 East | Sulphur | Murray | Oklahoma | 73086 | wind | Wind = 118.3 MW | Onshore Wind Turbine | 117 | 118.3 | [10 empty] | 118.3 |  | EIA-860, EIA-860M and EIA-923 | 202406 | -96.9159 | 34.5142
-13023759.2601 | 4018902.1551 | 46839 | 64751 | Amazon PSP1 | 60025 | Greenbacker Renewable Energy Corporation | IPP Non-CHP | 1001 West Fourth Street | Beaumont | Riverside | California | 92223 | solar | Solar = 3.8 MW | Solar Photovoltaic | 3.8 | 3.8 | [9 empty] | 3.8 |  |  | EIA-860, EIA-860M and EIA-923 | 202406 | -116.9944 | 33.9262
-9201087.0194 | 3219746.5792 | 46840 | 64752 | John Hopkins Middle School Microgrid | 6455 | Duke Energy Florida, LLC | Electric Utility | 701 16th Street S | St Petersburg | Pinellas | Florida | 33705 | batteries | Battery = 2.5 MW, Solar = 0.8 MW | Batteries; Solar Photovoltaic; | 3.3 | 3.3 | 2.5 | [8 empty] | 0.8 |  |  | EIA-860, EIA-860M and EIA-923 | 202406 | -82.6548 | 27.7679
-8094391.9452 | 5100474.3816 | 46841 | 64753 | FDX010.0 FedEx Fuel Cell | 62150 | 2016 ESA Project Company, LLC | IPP Non-CHP | 49 FedEx Drive | Middletown | Middlesex | Connecticut | 6457 | natural gas | Natural Gas = 1 MW | Other Natural Gas | 1 | 1 | [6 empty] | 1 | [5 empty] | EIA-860, EIA-860M and EIA-923 | 202406 | -72.7132 | 41.5948
-10493276.878 | 5081455.1555 | 46842 | 64755 | Arbor Hill Solar | 12341 | MidAmerican Energy Co | Electric Utility | 2306 State Highway 92 | Greenfield | Adair | Iowa | 50849 | solar | Solar = 24 MW | Solar Photovoltaic | 25 | 24 | [9 empty] | 24 |  |  | EIA-860, EIA-860M and EIA-923 | 202406 | -94.2627 | 41.4669
-9470916.0029 | 3604586.1668 | 46843 | 64757 | Blue Springs | 6452 | Florida Power & Light Co | Electric Utility | 6200 Amerius Road | Marianna | Jackson | Florida | 32446 | solar | Solar = 74.5 MW | Solar Photovoltaic | 74.5 | 74.5 | [9 empty] | 74.5 |  |  | EIA-860, EIA-860M and EIA-923 | 202406 | -85.0787 | 30.7829
-7883680.4017 | 5130022.1056 | 46844 | 64759 | Old Middleboro Road Solar | 61514 | Agilitas Energy, Inc. | IPP Non-CHP | 0 Old Middleboro Road | Rochester | Plymouth | Massachusetts | 2770 | solar | Battery = 4.5 MW, Solar = 5 MW | Batteries; Solar Photovoltaic; | 9.5 | 9.5 | 4.5 | [8 empty] | 5 |  |  | EIA-860, EIA-860M and EIA-923 | 202406 | -70.8203 | 41.793
-7979937.6975 | 5151696.6644 | 46845 | 64760 | Ocean State BTM | 61514 | Agilitas Energy, Inc. | IPP Non-CHP | 59 Davis Drive | Pascoag | Providence | Rhode Island | 4950 | batteries | Battery = 3 MW | Batteries | 3 | 3 | 3 | [11 empty] | EIA-860, EIA-860M and EIA-923 | 202406 | -71.685 | 41.938
-7850134.6072 | 5548169.318 | 46846 | 64763 | Rumford ESS | 61514 | Agilitas Energy, Inc. | IPP Non-CHP | 21 Industrial Park Road | Rumford | Oxford | Maine | 4276 | batteries | Battery = 4.9 MW | Batteries | 4.9 | 4.9 | 4.9 | [11 empty] | EIA-860, EIA-860M and EIA-923 | 202406 | -70.519 | 44.5322
-7774664.5565 | 5590717.8947 | 46847 | 64764 | Madison BTM | 61514 | Agilitas Energy, Inc. | IPP Non-CHP | Business Park Dr. (Lot 63) | Madison | Somerset | Maine | 4950 | batteries | Battery = 1.5 MW | Batteries | 1.5 | 1.5 | 1.5 | [11 empty] | EIA-860, EIA-860M and EIA-923 | 202406 | -69.841 | 44.804
-7778560.7387 | 5588992.2281 | 46848 | 64765 | Madison ESS | 61514 | Agilitas Energy, Inc. | IPP Non-CHP | Jones Street (Lot 37A) | Madison | Somerset | Maine | 4950 | batteries | Battery = 4.9 MW | Batteries | 4.9 | 4.9 | 4.9 | [11 empty] | EIA-860, EIA-860M and EIA-923 | 202406 | -69.876 | 44.793
-13815243.5113 | 5007508.1178 | 46849 | 64766 | Redwood Coast Airport Microgrid | 60868 | Redwood Coast Energy Authority | Electric Utility | 3561 Boeing Avenue | McKinleyville | Humboldt | California | 95519 | solar | Battery = 1.8 MW, Solar = 1.8 MW | Batteries; Solar Photovoltaic; | 4.4 | 3.6 | 1.8 | [8 empty] | 1.8 |  |  | EIA-860, EIA-860M and EIA-923 | 202406 | -124.1044 | 40.9672
-10572508.3029 | 3474824.2468 | 46850 | 64769 | WAL194 | 64315 | Walmart Stores Texas, LLC | Commercial Non-CHP | 4900 Garth Road | Baytown | Harris | Texas | 77521 | natural gas | Natural Gas = 1.2 MW | Natural Gas Internal Combustion Engine | 1.2 | 1.2 | [6 empty] | 1.2 | [5 empty] | EIA-860, EIA-860M and EIA-923 | 202406 | -94.9745 | 29.7763
-10775805.523 | 3908631.7337 | 46851 | 64770 | WAL202 | 64315 | Walmart Stores Texas, LLC | Commercial Non-CHP | 16066 State Highway 121 | Frisco | Collin | Texas | 75035 | petroleum | Petroleum = 1.3 MW | Petroleum Liquids | 1.3 | 1.3 | [8 empty] | 1.3 |  |  |  | EIA-860, EIA-860M and EIA-923 | 202406 | -96.8007 | 33.1004
-10807117.2467 | 3884961.8368 | 46852 | 64771 | WAL266 | 64315 | Walmart Stores Texas, LLC | Commercial Non-CHP | 1601 W State Highway 114 | Grapevine | Tarrant | Texas | 76051 | natural gas | Natural Gas = 1.2 MW | Natural Gas Internal Combustion Engine | 1.2 | 1.2 | [6 empty] | 1.2 | [5 empty] | EIA-860, EIA-860M and EIA-923 | 202406 | -97.082 | 32.922
-10812467.4841 | 3839180.3479 | 46853 | 64772 | WAL284 | 64315 | Walmart Stores Texas, LLC | Commercial Non-CHP | 930 N Walnut Creek | Mansfield | Tarrant | Texas | 76063 | natural gas | Natural Gas = 1.2 MW | Natural Gas Internal Combustion Engine | 1.2 | 1.2 | [6 empty] | 1.2 | [5 empty] | EIA-860, EIA-860M and EIA-923 | 202406 | -97.13 | 32.5762
-10879173.5739 | 3644406.743 | 46854 | 64773 | WAL407 | 64315 | Walmart Stores Texas, LLC | Commercial Non-CHP | 1400 Lowes Blvd | Killeen | Bell | Texas | 76542 | natural gas | Natural Gas = 1.2 MW | Natural Gas Internal Combustion Engine | 1.2 | 1.2 | [6 empty] | 1.2 | [5 empty] | EIA-860, EIA-860M and EIA-923 | 202406 | -97.7293 | 31.0897
-10964859.1916 | 4009622.9106 | 46855 | 64774 | WAL414 | 64315 | Walmart Stores Texas, LLC | Commercial Non-CHP | 5131 Greenbriara Road | Wichita Falls | Wichita | Texas | 76302 | natural gas | Natural Gas = 1.2 MW | Natural Gas Internal Combustion Engine | 1.2 | 1.2 | [6 empty] | 1.2 | [5 empty] | EIA-860, EIA-860M and EIA-923 | 202406 | -98.499 | 33.857
-11232256.1782 | 3426122.4167 | 46856 | 64775 | WAL447 | 64315 | Walmart Stores Texas, LLC | Commercial Non-CHP | 2410 Dodson Ave | Del Rio | Val Verde | Texas | 78840 | natural gas | Natural Gas = 1.2 MW | Natural Gas Internal Combustion Engine | 1.2 | 1.2 | [6 empty] | 1.2 | [5 empty] | EIA-860, EIA-860M and EIA-923 | 202406 | -100.9011 | 29.3958
-10936589.4956 | 3029325.9578 | 46857 | 64776 | WAL452 | 64315 | Walmart Stores Texas, LLC | Commercial Non-CHP | 2800 W Nolana Ave | Mcallen | Hidalgo | Texas | 78504 | natural gas | Natural Gas = 1.2 MW | Natural Gas Internal Combustion Engine | 1.2 | 1.2 | [6 empty] | 1.2 | [5 empty] | EIA-860, EIA-860M and EIA-923 | 202406 | -98.2451 | 26.2439
-10855814.9598 | 2996115.8025 | 46858 | 64777 | WAL456 | 64315 | Walmart Stores Texas, LLC | Commercial Non-CHP | 3500 W Alton Gloor Blvd | Brownsville | Cameron | Texas | 78520 | natural gas | Natural Gas = 1.2 MW | Natural Gas Internal Combustion Engine | 1.2 | 1.2 | [6 empty] | 1.2 | [5 empty] | EIA-860, EIA-860M and EIA-923 | 202406 | -97.5194 | 25.9761
-11185685.4466 | 3337775.6458 | 46859 | 64778 | WAL461 | 64315 | Walmart Stores Texas, LLC | Commercial Non-CHP | 496 S Bibb Ave | Eagle Pass | Maverick | Texas | 78852 | natural gas | Natural Gas = 1.2 MW | Natural Gas Internal Combustion Engine | 1.2 | 1.2 | [6 empty] | 1.2 | [5 empty] | EIA-860, EIA-860M and EIA-923 | 202406 | -100.4827 | 28.702
-9772470.93 | 5085724.1453 | 46860 | 64779 | IGS Frankfort 2 CSG | 64316 | IGS Solar LLC | IPP Non-CHP | 21701 S Harlem Avenue | Frankfort | Cook | Illinois | 60423 | solar | Solar = 2 MW | Solar Photovoltaic | 2 | 2 | [9 empty] | 2 |  |  | EIA-860, EIA-860M and EIA-923 | 202406 | -87.7876 | 41.4956
-9936477.9357 | 5321047.979 | 46861 | 64780 | Hermsdorf Solar | 11479 | Madison Gas & Electric Co | Electric Utility | 7004 Meier Rd | Madison | Dane | Wisconsin | 53718 | solar | Solar = 8 MW | Solar Photovoltaic | 8 | 8 | [9 empty] | 8 |  |  | EIA-860, EIA-860M and EIA-923 | 202406 | -89.2609 | 43.0596
-7985192.2001 | 5069408.9182 | 46862 | 64781 | Kearsarge Westerly | 64327 | Kearsarge Westerly LLC | IPP Non-CHP | 67 Quarry Road | Westerly | Washington | Rhode Island | 2804 | solar | Solar = 4 MW | Solar Photovoltaic | 4 | 4 | [9 empty] | 4 |  |  | EIA-860, EIA-860M and EIA-923 | 202406 | -71.7322 | 41.3858
-7924636.5122 | 5094694.0018 | 46863 | 64782 | Kearsarge Fogland | 64328 | Kearsarge Fogland LLC | IPP Non-CHP | 4366 Main Road | Tiverton | Newport | Rhode Island | 2878 | solar | Solar = 2.4 MW | Solar Photovoltaic | 2.4 | 2.4 | [9 empty] | 2.4 |  |  | EIA-860, EIA-860M and EIA-923 | 202406 | -71.1882 | 41.556
-7944843.7828 | 5136107.8429 | 46864 | 64783 | Kearsarge East Providence | 64330 | Kearsarge East Providence LLC | IPP Non-CHP | 105 Dexter Road | East Providence | Providence | Rhode Island | 2914 | solar | Solar = 2 MW | Solar Photovoltaic | 2 | 2 | [9 empty] | 2 |  |  | EIA-860, EIA-860M and EIA-923 | 202406 | -71.3697 | 41.8337
-9868816.8361 | 5115248.7889 | 46865 | 64784 | Long John CSG | 64338 | Long John Solar, LLC | IPP Non-CHP | 4404 Somonauk Rd | Sandwich | DeKalb | Illinois | 60548 | solar | Solar = 2 MW | Solar Photovoltaic | 2 | 2 | [9 empty] | 2 |  |  | EIA-860, EIA-860M and EIA-923 | 202406 | -88.6531 | 41.694
-9750989.9418 | 5070395.194 | 46866 | 64785 | Woodlawn CSG | 64337 | Woodlawn Solar, LLC | IPP Non-CHP | 742 E Goodenow Rd | Crete | Will | Illinois | 60417 | solar | Solar = 2 MW | Solar Photovoltaic | 2 | 2 | [9 empty] | 2 |  |  | EIA-860, EIA-860M and EIA-923 | 202406 | -87.5946 | 41.3924
-9913970.1366 | 4549732.5974 | 46867 | 64786 | Hurricane Creek CSG | 64336 | SPG IL Hurricane Creek Solar LLC | IPP Non-CHP | 13401 Allen Rd | Carterville | Williamson | Illinois | 62918 | solar | Solar = 2 MW | Solar Photovoltaic | 2 | 2 | [9 empty] | 2 |  |  | EIA-860, EIA-860M and EIA-923 | 202406 | -89.0587 | 37.7895
-10018276.4995 | 4779917.3438 | 46868 | 64787 | Viking Solar CSG | 64335 | Viking Solar, LLC | IPP Non-CHP | 27650 IL-111 | Palmyra | Macoupin | Illinois | 62674 | solar | Solar = 2 MW | Solar Photovoltaic | 2 | 2 | [9 empty] | 2 |  |  | EIA-860, EIA-860M and EIA-923 | 202406 | -89.9957 | 39.4055
-8241877.6914 | 5216631.0408 | 46869 | 64788 | Freehold(CSG) | 64334 | Freehold Solar, LLC | IPP Non-CHP | 9873 State Route 32 | Freehold | Greene | New York | 12431 | solar | Solar = 2 MW | Solar Photovoltaic | 2 | 2 | [9 empty] | 2 |  |  | EIA-860, EIA-860M and EIA-923 | 202406 | -74.038 | 42.3704
-9890002.6049 | 4921202.3258 | 46870 | 64789 | Moraine CSG | 64333 | Moraine Solar, LLC | IPP Non-CHP | 6525 N 2200 East Rd | Downs | McLean | Illinois | 61736 | solar | Solar = 2 MW | Solar Photovoltaic | 2 | 2 | [9 empty] | 2 |  |  | EIA-860, EIA-860M and EIA-923 | 202406 | -88.8434 | 40.3792
-8524195.7199 | 4690717.3633 | 46871 | 64790 | OER Checkerspot | 60531 | Standard Solar | IPP Non-CHP | 5963 Franklin Gibson Rd | Tracy's Landing | Anne Arundel | Maryland | 20779 | solar | Solar = 1.5 MW | Solar Photovoltaic | 1.5 | 1.5 | [9 empty] | 1.5 |  |  | EIA-860, EIA-860M and EIA-923 | 202406 | -76.5742 | 38.7836
-10601042.3827 | 3429437.4468 | 46872 | 64791 | WAL462 | 64315 | Walmart Stores Texas, LLC | Commercial Non-CHP | 400 South Bypass 35 | Alvin | Brazoria | Texas | 77511 | natural gas | Natural Gas = 1.3 MW | Natural Gas Internal Combustion Engine | 1.3 | 1.3 | [6 empty] | 1.3 | [5 empty] | EIA-860, EIA-860M and EIA-923 | 202406 | -95.2308 | 29.4218
-10556755.1478 | 3409435.8923 | 46873 | 64792 | WAL504 | 64315 | Walmart Stores Texas, LLC | Commercial Non-CHP | 6702 Seawall Blvd | Galveston | Galveston | Texas | 77551 | natural gas | Natural Gas = 1.2 MW | Natural Gas Internal Combustion Engine | 1.2 | 1.2 | [6 empty] | 1.2 | [5 empty] | EIA-860, EIA-860M and EIA-923 | 202406 | -94.8329 | 29.2651
-10582584.0527 | 3489990.6047 | 46874 | 64793 | WAL522 | 64315 | Walmart Stores Texas, LLC | Commercial Non-CHP | 3701 N Main | Crosby | Harris | Texas | 77532 | natural gas | Natural Gas = 1.2 MW | Natural Gas Internal Combustion Engine | 1.2 | 1.2 | [6 empty] | 1.2 | [5 empty] | EIA-860, EIA-860M and EIA-923 | 202406 | -95.065 | 29.8945
-10575402.0531 | 3423117.9988 | 46875 | 64794 | WAL529 | 64315 | Walmart Stores Texas, LLC | Commercial Non-CHP | 6410 Interstate 45 | La Marque | Galveston | Texas | 77568 | natural gas | Natural Gas = 1.3 MW | Natural Gas Internal Combustion Engine | 1.3 | 1.3 | [6 empty] | 1.3 | [5 empty] | EIA-860, EIA-860M and EIA-923 | 202406 | -95.0005 | 29.3723
-11098332.2629 | 3826587.2544 | 46876 | 64795 | WAL536 | 64315 | Walmart Stores Texas, LLC | Commercial Non-CHP | 1650 State Highway 351 | Abilene | Jones | Texas | 79601 | natural gas | Natural Gas = 1.2 MW | Natural Gas Internal Combustion Engine | 1.2 | 1.2 | [6 empty] | 1.2 | [5 empty] | EIA-860, EIA-860M and EIA-923 | 202406 | -99.698 | 32.4808
-11391603.1274 | 3749627.4047 | 46877 | 64796 | WAL537 | 64315 | Walmart Stores Texas, LLC | Commercial Non-CHP | 4210 John Ben Shepperd Pkwy | Odessa | Ector | Texas | 79762 | natural gas | Natural Gas = 1.2 MW | Natural Gas Internal Combustion Engine | 1.2 | 1.2 | [6 empty] | 1.2 | [5 empty] | EIA-860, EIA-860M and EIA-923 | 202406 | -102.3325 | 31.8957
-10660095.9254 | 3446873.8909 | 46878 | 64797 | WAL546 | 64315 | Walmart Stores Texas, LLC | Commercial Non-CHP | 5330 FM 1640 | Richmond | Fort Bend | Texas | 77469 | natural gas | Natural Gas = 1.2 MW | Natural Gas Internal Combustion Engine | 1.2 | 1.2 | [6 empty] | 1.2 | [5 empty] | EIA-860, EIA-860M and EIA-923 | 202406 | -95.7613 | 29.5581
-10731617.919 | 3776582.8568 | 46879 | 64798 | WAL565 | 64315 | Walmart Stores Texas, LLC | Commercial Non-CHP | 3801 W State Highway 31 | Corsicana | Navarro | Texas | 75110 | natural gas | Natural Gas = 1.2 MW | Natural Gas Internal Combustion Engine | 1.2 | 1.2 | [6 empty] | 1.2 | [5 empty] | EIA-860, EIA-860M and EIA-923 | 202406 | -96.4038 | 32.1011
-10626301.4431 | 3519528.4675 | 46880 | 64799 | WAL602 | 64315 | Walmart Stores Texas, LLC | Commercial Non-CHP | 1025 Sawdust Road | Spring | Montgomery | Texas | 77380 | natural gas | Natural Gas = 1.2 MW | Natural Gas Internal Combustion Engine | 1.2 | 1.2 | [6 empty] | 1.2 | [5 empty] | EIA-860, EIA-860M and EIA-923 | 202406 | -95.4577 | 30.1242
-10594995.9533 | 3502986.9763 | 46881 | 64800 | WAL744 | 64315 | Walmart Stores Texas, LLC | Commercial Non-CHP | 6626 FM 1960 E | Humble | Harris | Texas | 77346 | natural gas | Natural Gas = 1.2 MW | Natural Gas Internal Combustion Engine | 1.2 | 1.2 | [6 empty] | 1.2 | [5 empty] | EIA-860, EIA-860M and EIA-923 | 202406 | -95.1765 | 29.9956
-10593321.3742 | 3458206.5357 | 46882 | 64801 | WAL752 | 64315 | Walmart Stores Texas, LLC | Commercial Non-CHP | 5200 Fairmont Pkwy | Pasadena | Harris | Texas | 77505 | natural gas | Natural Gas = 1.2 MW | Natural Gas Internal Combustion Engine | 1.2 | 1.2 | [6 empty] | 1.2 | [5 empty] | EIA-860, EIA-860M and EIA-923 | 202406 | -95.1614 | 29.6466
-10655750.1238 | 3476471.4996 | 46883 | 64802 | WAL768 | 64315 | Walmart Stores Texas, LLC | Commercial Non-CHP | 1313 Fry Road | Katy | Harris | Texas | 77449 | natural gas | Natural Gas = 1.2 MW | Natural Gas Internal Combustion Engine | 1.2 | 1.2 | [6 empty] | 1.2 | [5 empty] | EIA-860, EIA-860M and EIA-923 | 202406 | -95.7222 | 29.7891
-10647288.952 | 3467749.0925 | 46884 | 64803 | WAL772 | 64315 | Walmart Stores Texas, LLC | Commercial Non-CHP | 3506 Highway 6 S | Houston | Harris | Texas | 77082 | natural gas | Natural Gas = 1.2 MW | Natural Gas Internal Combustion Engine | 1.2 | 1.2 | [6 empty] | 1.2 | [5 empty] | EIA-860, EIA-860M and EIA-923 | 202406 | -95.6462 | 29.7211
-10914117.6526 | 3219915.1619 | 46885 | 64804 | WAL791 | 64315 | Walmart Stores Texas, LLC | Commercial Non-CHP | 2701 E Main St | Alice | Jim Wells | Texas | 78332 | natural gas | Natural Gas = 1.2 MW | Natural Gas Internal Combustion Engine | 1.2 | 1.2 | [6 empty] | 1.2 | [5 empty] | EIA-860, EIA-860M and EIA-923 | 202406 | -98.0432 | 27.7693
-10623158.1146 | 3511879.3006 | 46886 | 64805 | WAL849 | 64315 | Walmart Stores Texas, LLC | Commercial Non-CHP | 155 Louetta Crossing | Spring | Harris | Texas | 77373 | natural gas | Natural Gas = 1.2 MW | Natural Gas Internal Combustion Engine | 1.2 | 1.2 | [6 empty] | 1.2 | [5 empty] | EIA-860, EIA-860M and EIA-923 | 202406 | -95.4295 | 30.0648
-10606955.1175 | 3448801.7166 | 46887 | 64806 | WAL872 | 64315 | Walmart Stores Texas, LLC | Commercial Non-CHP | 1919 N. Main Street | Pearland | Brazoria | Texas | 77581 | natural gas | Natural Gas = 1.2 MW | Natural Gas Internal Combustion Engine | 1.2 | 1.2 | [6 empty] | 1.2 | [5 empty] | EIA-860, EIA-860M and EIA-923 | 202406 | -95.2839 | 29.5732
-10802024.1574 | 3852050.5386 | 46888 | 64807 | WAL896 | 64315 | Walmart Stores Texas, LLC | Commercial Non-CHP | 2225 W Interstate 20 | Grand Prairie | Dallas | Texas | 75052 | natural gas | Natural Gas = 1.2 MW | Natural Gas Internal Combustion Engine | 1.2 | 1.2 | [6 empty] | 1.2 | [5 empty] | EIA-860, EIA-860M and EIA-923 | 202406 | -97.0362 | 32.6735
-11455572.7615 | 3619310.5695 | 46889 | 64808 | WAL897 | 64315 | Walmart Stores Texas, LLC | Commercial Non-CHP | 2610 W Dickinson Blvd | Fort Stockton | Pecos | Texas | 79735 | natural gas | Natural Gas = 1.3 MW | Natural Gas Internal Combustion Engine | 1.3 | 1.3 | [6 empty] | 1.3 | [5 empty] | EIA-860, EIA-860M and EIA-923 | 202406 | -102.9072 | 30.8965
-10846285.7888 | 3862834.0461 | 46890 | 64809 | WAL940 | 64315 | Walmart Stores Texas, LLC | Commercial Non-CHP | 6770 Westworth Blvd | Westworth Village | Tarrant | Texas | 76114 | natural gas | Natural Gas = 1.2 MW | Natural Gas Internal Combustion Engine | 1.2 | 1.2 | [6 empty] | 1.2 | [5 empty] | EIA-860, EIA-860M and EIA-923 | 202406 | -97.4338 | 32.755
-10754813.2274 | 3984999.6453 | 46891 | 64810 | WAL947 | 64315 | Walmart Stores Texas, LLC | Commercial Non-CHP | 401 E US Highway 82 | Sherman | Grayson | Texas | 75092 | natural gas | Natural Gas = 1.2 MW | Natural Gas Internal Combustion Engine | 1.2 | 1.2 | [6 empty] | 1.2 | [5 empty] | EIA-860, EIA-860M and EIA-923 | 202406 | -96.6121 | 33.6732
-11390398.4279 | 3663858.1431 | 46892 | 64811 | Upton County BESS | 64339 | VESI Upton County BESS, LLC | IPP Non-CHP | 2361 Letter B Road | McCamey | Upton | Texas | 79752 | batteries | Battery = 24.8 MW | Batteries | 24.8 | 24.8 | 24.8 | [11 empty] | EIA-860, EIA-860M and EIA-923 | 202406 | -102.3217 | 31.2392
-10845272.3361 | 3870356.4792 | 46893 | 64812 | WAL972 | 64315 | Walmart Stores Texas, LLC | Commercial Non-CHP | 6360 LAKE WORTH BLVD | Fort Worth | Tarrant | Texas | 76135 | natural gas | Natural Gas = 1.2 MW | Natural Gas Internal Combustion Engine | 1.2 | 1.2 | [6 empty] | 1.2 | [5 empty] | EIA-860, EIA-860M and EIA-923 | 202406 | -97.4247 | 32.8118
-10647874.2699 | 3487828.4584 | 46894 | 64813 | WAL1040 | 64315 | Walmart Stores Texas, LLC | Commercial Non-CHP | 15955 FM 529 RD | Houston | Harris | Texas | 77095 | natural gas | Natural Gas = 1.2 MW | Natural Gas Internal Combustion Engine | 1.2 | 1.2 | [6 empty] | 1.2 | [5 empty] | EIA-860, EIA-860M and EIA-923 | 202406 | -95.6515 | 29.8776
-10593065.3393 | 3446089.1742 | 46895 | 64814 | WAL1062 | 64315 | Walmart Stores Texas, LLC | Commercial Non-CHP | 150 W. EL DORADO BLVD | Friendswood | Harris | Texas | 77546 | natural gas | Natural Gas = 1.2 MW | Natural Gas Internal Combustion Engine | 1.2 | 1.2 | [6 empty] | 1.2 | [5 empty] | EIA-860, EIA-860M and EIA-923 | 202406 | -95.1591 | 29.552
-10629475.3844 | 3503313.7165 | 46896 | 64815 | WAL1103 | 64315 | Walmart Stores Texas, LLC | Commercial Non-CHP | 3450 FM 1960 RD W. | Houston | Harris | Texas | 77068 | natural gas | Natural Gas = 1.2 MW | Natural Gas Internal Combustion Engine | 1.2 | 1.2 | [6 empty] | 1.2 | [5 empty] | EIA-860, EIA-860M and EIA-923 | 202406 | -95.4862 | 29.9982
-10848947.6605 | 3643248.0531 | 46897 | 64816 | WAL1232 | 64315 | Walmart Stores Texas, LLC | Commercial Non-CHP | 2604 N MAIN ST. | Belton | Bell | Texas | 76513 | natural gas | Natural Gas = 1.2 MW | Natural Gas Internal Combustion Engine | 1.2 | 1.2 | [6 empty] | 1.2 | [5 empty] | EIA-860, EIA-860M and EIA-923 | 202406 | -97.4578 | 31.0808
-8873217.8344 | 4395577.8175 | 46898 | 64817 | Energix Leatherwood, LLC | 64340 | Energix Leatherwood, LLC | IPP Non-CHP | 2250 Mountain Valley Road | Axton | Henry | Virginia | 24054 | solar | Solar = 20 MW | Solar Photovoltaic | 20 | 20 | [9 empty] | 20 |  |  | EIA-860, EIA-860M and EIA-923 | 202406 | -79.7095 | 36.6871
-10395964.7187 | 5687434.0346 | 46899 | 64818 | Connexus Solar Stanford 1STF | 63359 | REA Investments, LLC | IPP Non-CHP | 24261 Roanoke St NW | St. Francis | Anoka | Minnesota | 55070 | solar | Solar = 7.3 MW | Solar Photovoltaic | 7.3 | 7.3 | [9 empty] | 7.3 |  |  | EIA-860, EIA-860M and EIA-923 | 202406 | -93.3885 | 45.4171
-8804722.0612 | 4226168.009 | 46900 | 64820 | Broadway Road Solar, LLC | 64343 | Broadway Road Solar, LLC | IPP Non-CHP | 1806 Broadway Road | Sanford | Lee | North Carolina | 27332 | solar | Solar = 2 MW | Solar Photovoltaic | 2 | 2 | [9 empty] | 2 |  |  | EIA-860, EIA-860M and EIA-923 | 202406 | -79.0942 | 35.4571
-10937236.2618 | 3403723.0609 | 46901 | 64821 | FELPS 1 - Calaveras | 64083 | DG Central 1, LLC | IPP Non-CHP | 2182 CR 128 | Floresville | Harris | Texas | 78114 | solar | Solar = 1 MW | Solar Photovoltaic | 1 | 1 | [9 empty] | 1 |  |  | EIA-860, EIA-860M and EIA-923 | 202406 | -98.2509 | 29.2204
-8627619.2079 | 4192969.7137 | 46902 | 64822 | Wyse Fork Solar Farm, LLC | 64342 | Wyse Fork Solar Farm, LLC | IPP Non-CHP | 6590 Wyse Fork Road | Dover | Jones | North Carolina | 28526 | solar | Solar = 2 MW | Solar Photovoltaic | 2 | 2 | [9 empty] | 2 |  |  | EIA-860, EIA-860M and EIA-923 | 202406 | -77.5032 | 35.2138
-10937325.9853 | 3403797.168 | 46903 | 64823 | FELPS 2 - Calaveras | 64083 | DG Central 1, LLC | IPP Non-CHP | 2182 CR 128 | Floresville | Wilson | Texas | 78144 | solar | Solar = 1 MW | Solar Photovoltaic | 1 | 1 | [9 empty] | 1 |  |  | EIA-860, EIA-860M and EIA-923 | 202406 | -98.2517 | 29.2209
-10921143.137 | 3392103.021 | 46904 | 64824 | FELPS 3 - Floresville South | 64083 | DG Central 1, LLC | IPP Non-CHP | 1674 FM 537 | Floresville | Wilson | Texas | 78114 | solar | Solar = 1 MW | Solar Photovoltaic | 1 | 1 | [9 empty] | 1 |  |  | EIA-860, EIA-860M and EIA-923 | 202406 | -98.1063 | 29.1292
-10921226.07 | 3392032.5484 | 46905 | 64825 | FELPS 4 - Floresville South | 64083 | DG Central 1, LLC | IPP Non-CHP | 1674 FM 537 | Floresville | Wilson | Texas | 78114 | solar | Solar = 1 MW | Solar Photovoltaic | 1 | 1 | [9 empty] | 1 |  |  | EIA-860, EIA-860M and EIA-923 | 202406 | -98.107 | 29.1287
-10921259.4658 | 3391966.9187 | 46906 | 64826 | FELPS 5- Floresville South | 64083 | DG Central 1, LLC | IPP Non-CHP | 1674 FM 537 | Floresville | Wilson | Texas | 78114 | solar | Solar = 1 MW | Solar Photovoltaic | 1 | 1 | [9 empty] | 1 |  |  | EIA-860, EIA-860M and EIA-923 | 202406 | -98.1073 | 29.1282
-10930834.0552 | 3392709.7637 | 46907 | 64827 | FELPS 6- Floresville West | 64083 | DG Central 1, LLC | IPP Non-CHP | 1696 FM 536 | Floresville | Wilson | Texas | 78114 | solar | Solar = 1 MW | Solar Photovoltaic | 1 | 1 | [9 empty] | 1 |  |  | EIA-860, EIA-860M and EIA-923 | 202406 | -98.1934 | 29.134
-10930767.2635 | 3392662.9921 | 46908 | 64828 | FELPS 7- Floresville West | 64083 | DG Central 1, LLC | IPP Non-CHP | 1696 FM 536 | Floresville | Wilson | Texas | 78114 | solar | Solar = 1 MW | Solar Photovoltaic | 1 | 1 | [9 empty] | 1 |  |  | EIA-860, EIA-860M and EIA-923 | 202406 | -98.1928 | 29.1336
-11234128.1267 | 3854363.2199 | 46909 | 64829 | WAL1272 | 64315 | Walmart Stores Texas, LLC | Commercial Non-CHP | 5110 College Ave | Snyder | Scurry | Texas | 76017 | natural gas | Natural Gas = 1.2 MW | Natural Gas Internal Combustion Engine | 1.2 | 1.2 | [6 empty] | 1.2 | [5 empty] | EIA-860, EIA-860M and EIA-923 | 202406 | -100.9179 | 32.691
-13590375.5795 | 5682328.7863 | 46910 | 64830 | Brightwood Solar, LLC | 64341 | Brightwood Solar, LLC | IPP Non-CHP | 56337 East Marmont Road | Sandy | Clackamas | Oregon | 97055 | solar | Solar = 10 MW | Solar Photovoltaic | 10 | 10 | [9 empty] | 10 |  |  | EIA-860, EIA-860M and EIA-923 | 202406 | -122.0844 | 45.3849
-11651643.4542 | 4850342.0879 | 46911 | 64831 | Oak Leaf Solar XVIII LLC | 60025 | Greenbacker Renewable Energy Corporation | IPP Non-CHP | 27910 E 112th Ave | Denver | Denver | Colorado | 80211 | solar | Solar = 9 MW | Solar Photovoltaic | 9 | 9 | [9 empty] | 9 |  |  | EIA-860, EIA-860M and EIA-923 | 202406 | -104.6685 | 39.8926
-9246817.5115 | 4793909.7185 | 46912 | 64832 | Yellowbud Solar, LLC | 64349 | Yellowbud Solar LLC | IPP Non-CHP | 18256 Westfall Road | Williamsport | Ross | Ohio | 43164 | solar | Solar = 274 MW | Solar Photovoltaic | 274 | 274 | [9 empty] | 274 |  |  | EIA-860, EIA-860M and EIA-923 | 202406 | -83.0656 | 39.5025
-13166698.9409 | 3995275.2338 | 46913 | 64836 | Catalina Express | 60281 | Altus Power America Management, LLC | IPP Non-CHP | 425 E Swinford St | San Pedro | Los Angeles | California | 90731 | solar | Solar = 1 MW | Solar Photovoltaic | 1 | 1 | [9 empty] | 1 |  |  | EIA-860, EIA-860M and EIA-923 | 202406 | -118.2785 | 33.7499
-13166381.4577 | 3990997.9418 | 46914 | 64837 | Marina South | 60281 | Altus Power America Management, LLC | IPP Non-CHP | 2795 S Miner St | San Pedro | Los Angeles | California | 90731 | solar | Solar = 1 MW | Solar Photovoltaic | 1 | 1 | [9 empty] | 1 |  |  | EIA-860, EIA-860M and EIA-923 | 202406 | -118.2756 | 33.718
-9451087.7752 | 3703709.8064 | 46915 | 64838 | SR Clay, LLC | 64360 | SR Clay, LLC | IPP Non-CHP | County Rd. 15 | Fort Gaines | Clay | Georgia | 39851 | solar | Solar = 106 MW | Solar Photovoltaic | 106 | 106 | [9 empty] | 106 |  |  | EIA-860, EIA-860M and EIA-923 | 202406 | -84.9006 | 31.5448
-9471838.7301 | 3664647.1612 | 46916 | 64840 | SR Cedar Springs, LLC | 64361 | SR Cedar Springs, LLC | IPP Non-CHP | 1435 Lower River Road | Blakely | Early | Georgia | 39813 | solar | Solar = 70 MW | Solar Photovoltaic | 70 | 70 | [9 empty] | 70 |  |  | EIA-860, EIA-860M and EIA-923 | 202406 | -85.087 | 31.2453
-9353240.1692 | 3748419.3567 | 46917 | 64841 | SR DeSoto I, LLC | 64362 | SR DeSoto I, LLC | IPP Non-CHP | 543 Dan Green Rd | DeSoto | Lee | Georgia | 31743 | solar | Solar = 165 MW | Solar Photovoltaic | 165 | 165 | [9 empty] | 165 |  |  | EIA-860, EIA-860M and EIA-923 | 202406 | -84.0216 | 31.8865
-9414062.8012 | 4522087.9977 | 46918 | 64842 | SR Turkey Creek, LLC | 64363 | SR Turkey Creek, LLC | IPP Non-CHP | Curry Way | Lancaster | Garrard | Kentucky | 40444 | solar | Solar = 50 MW | Solar Photovoltaic | 50 | 50 | [9 empty] | 50 |  |  | EIA-860, EIA-860M and EIA-923 | 202406 | -84.568 | 37.593
-9194812.051 | 4348526.7584 | 46919 | 64843 | SR Washington I, LLC | 64359 | SR Washington I, LLC | IPP Non-CHP | 158 Martin Road | Jonesborough | Washington | Tennessee | 37659 | solar | Solar = 9 MW | Solar Photovoltaic | 9 | 9 | [9 empty] | 9 |  |  | EIA-860, EIA-860M and EIA-923 | 202406 | -82.5984 | 36.3474
-13200663.1854 | 4060972.068 | 46920 | 64846 | Prairie | 60281 | Altus Power America Management, LLC | IPP Non-CHP | 20730 Prairie Street | Chatsworth | Los Angeles | California | 91311 | solar | Solar = 1.8 MW | Solar Photovoltaic | 1.8 | 1.8 | [9 empty] | 1.8 |  |  | EIA-860, EIA-860M and EIA-923 | 202406 | -118.5836 | 34.2392
-13008270.3774 | 4144996.482 | 46921 | 64851 | Daggett 2 | 64364 | Daggett Solar Power 2 LLC | IPP Non-CHP | 41534 Silver Valley Road | Daggett | San Bernardino | California | 92365 | solar | Battery = 131 MW, Solar = 182 MW | Batteries; Solar Photovoltaic; | 313 | 313 | 131 | [8 empty] | 182 |  |  | EIA-860, EIA-860M and EIA-923 | 202406 | -116.8553 | 34.8609
-13008270.3774 | 4144996.482 | 46922 | 64852 | Daggett 3 | 64365 | Daggett Solar Power 3 LLC | IPP Non-CHP | 40140 Silver Valley Road | Daggett | San Bernardino | California | 92327 | solar | Battery = 149 MW, Solar = 300 MW | Batteries; Solar Photovoltaic; | 449 | 449 | 149 | [8 empty] | 300 |  |  | EIA-860, EIA-860M and EIA-923 | 202406 | -116.8553 | 34.8609
-9328139.9617 | 4731965.8327 | 46923 | 64853 | New Market Solar | 64358 | New Market Solar | IPP Non-CHP | 2229 Gath Road | Sardinia | Highland | Ohio | 45171 | solar | Solar = 100 MW | Solar Photovoltaic | 100 | 100 | [9 empty] | 100 |  |  | EIA-860, EIA-860M and EIA-923 | 202406 | -83.7961 | 39.0718
-9667395.906 | 4920779.575 | 46924 | 64854 | Primient | 64367 | Primary Products Ingredients Americas, LLC d/b/a Primient | Industrial CHP | 3300 US 52 South | Lafayette | Tippecanoe | Indiana | 47905 | natural gas | Natural Gas = 57.2 MW | Natural Gas Fired Combustion Turbine | 61.8 | 57.2 | [6 empty] | 57.2 | [5 empty] | EIA-860, EIA-860M and EIA-923 | 202406 | -86.8437 | 40.3763
-9467613.4875 | 5211825.5639 | 46925 | 64856 | Calhoun Solar | 49893 | Invenergy Services LLC | IPP Non-CHP | 18768 12 Mile Road | Battle Creek | Calhoun | Michigan | 49017 | solar | Solar = 200 MW | Solar Photovoltaic | 200 | 200 | [9 empty] | 200 |  |  | EIA-860, EIA-860M and EIA-923 | 202406 | -85.049 | 42.3385
-11041468.5972 | 3704136.8148 | 46926 | 64859 | IP Radian, LLC | 64370 | IP Radian, LLC | IPP Non-CHP | 12224 FM 586 S | Brookesmith | Brown | Texas | 76827 | solar | Solar = 320 MW | Solar Photovoltaic | 320 | 320 | [9 empty] | 320 |  |  | EIA-860, EIA-860M and EIA-923 | 202406 | -99.1872 | 31.5481
-8056175.964 | 5546806.3023 | 46927 | 64860 | Billings Road | 60025 | Greenbacker Renewable Energy Corporation | IPP Non-CHP | 498 Billings Road | Hardwick | Caledonia | Vermont | 5843 | solar | Solar = 1.7 MW | Solar Photovoltaic | 1.7 | 1.7 | [9 empty] | 1.7 |  |  | EIA-860, EIA-860M and EIA-923 | 202406 | -72.3699 | 44.5234
-13467877.2741 | 4668524.9819 | 46928 | 64861 | Deer Creek 2 | 60025 | Greenbacker Renewable Energy Corporation | IPP Non-CHP | 1565 Deer Creek Rd | Shingle Springs | El Dorado | California | 95682 | solar | Solar = 1.3 MW | Solar Photovoltaic | 1.3 | 1.3 | [9 empty] | 1.3 |  |  | EIA-860, EIA-860M and EIA-923 | 202406 | -120.984 | 38.628
-10114162.7674 | 5532727.4598 | 46929 | 64862 | Strobus | 60025 | Greenbacker Renewable Energy Corporation | IPP Non-CHP | 10757 Jeffry Rd | Merrillan | Jackson | Wisconsin | 54754 | solar | Solar = 1.5 MW | Solar Photovoltaic | 1.5 | 1.5 | [9 empty] | 1.5 |  |  | EIA-860, EIA-860M and EIA-923 | 202406 | -90.8571 | 44.4332
-8083124.1863 | 5550373.1542 | 46930 | 64863 | ER Salvage Yard | 60025 | Greenbacker Renewable Energy Corporation | IPP Non-CHP | 1411 Laporte Rd | Morrisville | Lamoille | Vermont | 5661 | solar | Solar = 2.1 MW | Solar Photovoltaic | 2.1 | 2.1 | [9 empty] | 2.1 |  |  | EIA-860, EIA-860M and EIA-923 | 202406 | -72.6119 | 44.5463
-10308883.7112 | 5526638.3655 | 46931 | 64866 | USS Wildcat Solar LLC | 65173 | United States Solar Corporation | IPP Non-CHP | 21366 County 9 Blvd | Goodhue | Goodhue | Minnesota | 55027 | solar | Solar = 1 MW | Solar Photovoltaic | 1 | 1 | [9 empty] | 1 |  |  | EIA-860, EIA-860M and EIA-923 | 202406 | -92.6063 | 44.3941
-8754769.5548 | 5343006.9536 | 46932 | 64867 | Slayton Settlement Road Solar CSG | 64371 | RPNY Solar 3, LLC | IPP Non-CHP | 7068 Slayton Settlement Road | Lockport | Niagara | New York | 14094 | solar | Solar = 7 MW | Solar Photovoltaic | 7 | 7 | [9 empty] | 7 |  |  | EIA-860, EIA-860M and EIA-923 | 202406 | -78.6454 | 43.2036
-9820436.2722 | 5050114.541 | 46933 | 64868 | Keeversville Solar CSG | 64372 | Keeversville Solar Energy Center LLC | IPP Non-CHP | 34461 S Route 53 | Braidwood | Will | Illinois | 60408 | solar | Solar = 2 MW | Solar Photovoltaic | 2 | 2 | [9 empty] | 2 |  |  | EIA-860, EIA-860M and EIA-923 | 202406 | -88.2185 | 41.2556
-10469681.5987 | 5588411.8505 | 46934 | 64869 | Helen CSG 1 LLC | 65173 | United States Solar Corporation | IPP Non-CHP | 11971 Boone Road | Plato | McLeod | Minnesota | 55370 | solar | Solar = 1 MW | Solar Photovoltaic | 1 | 1 | [9 empty] | 1 |  |  | EIA-860, EIA-860M and EIA-923 | 202406 | -94.0507 | 44.7893
-10440847.9582 | 5662579.3542 | 46935 | 64870 | USS Quail Solar LLC | 65173 | United States Solar Corporation | IPP Non-CHP | 7495 Eisele Ave. NE | Monticello | Wright | Minnesota | 55362 | solar | Solar = 1 MW | Solar Photovoltaic | 1 | 1 | [9 empty] | 1 |  |  | EIA-860, EIA-860M and EIA-923 | 202406 | -93.7917 | 45.2602
-10586819.648 | 5589398.8283 | 46936 | 64871 | USS Danube Solar LLC | 65173 | United States Solar Corporation | IPP Non-CHP | 599 1st Street | Danube | Renville | Minnesota | 56230 | solar | Solar = 1 MW | Solar Photovoltaic | 1 | 1 | [9 empty] | 1 |  |  | EIA-860, EIA-860M and EIA-923 | 202406 | -95.103 | 44.7956
-11566936.8914 | 5005272.6521 | 46937 | 64872 | Panorama Wind, LLC | 50123 | Leeward Asset Management, LLC | IPP Non-CHP | 59550 WCR 105 | Grover | Weld | Colorado | 80729 | wind | Wind = 145 MW | Onshore Wind Turbine | 145 | 145 | [10 empty] | 145 |  | EIA-860, EIA-860M and EIA-923 | 202406 | -103.9076 | 40.9521
-8931496.7048 | 4938137.229 | 46938 | 64873 | Pittsburgh Airport Gas Plant | 64378 | IMG Energy Solutions | IPP Non-CHP | 485 Tower Road | Coraopolis | Allegheny | Pennsylvania | 15108 | natural gas | Natural Gas = 22 MW | Natural Gas Internal Combustion Engine | 22 | 22 | [6 empty] | 22 | [5 empty] | EIA-860, EIA-860M and EIA-923 | 202406 | -80.233 | 40.495
-8933731.221 | 4936228.422 | 46939 | 64874 | PG Solar 1 | 64378 | IMG Energy Solutions | IPP Non-CHP | Harper Road | Findlay Township | Allegheny | Pennsylvania | 15216 | solar | Solar = 3 MW | Solar Photovoltaic | 3 | 3 | [9 empty] | 3 |  |  | EIA-860, EIA-860M and EIA-923 | 202406 | -80.2531 | 40.482
-7873098.1483 | 5131835.5032 | 46940 | 64875 | 276 Federal Rd(CSG) | 64381 | 276FED WHAM8 Solar, LLC | IPP Non-CHP | 276 Federal Rd | Carver | Plymouth | Massachusetts | 2330 | solar | Battery = 3.3 MW, Solar = 5 MW | Batteries; Solar Photovoltaic; | 8.3 | 8.3 | 3.3 | [8 empty] | 5 |  |  | EIA-860, EIA-860M and EIA-923 | 202406 | -70.7252 | 41.8051
-7873257.4465 | 5132343.7163 | 46941 | 64876 | 0 Hammond St CSG | 64380 | 0HAM WHAM8 Solar, LLC | IPP Non-CHP | 0 Hammond St | Carver | Plymouth | Massachusetts | 2330 | batteries | Battery = 5 MW, Solar = 4.8 MW | Batteries; Solar Photovoltaic; | 9.8 | 9.8 | 5 | [8 empty] | 4.8 |  |  | EIA-860, EIA-860M and EIA-923 | 202406 | -70.7267 | 41.8085
-13149780.6047 | 4156589.1804 | 46942 | 64877 | Edwards Sanborn E3 | 64366 | Terra-Gen Operating Co-Hybrid | IPP Non-CHP | 9900 Lone Butte Road | Mojave | Kern | California | 93501 | solar | Battery = 11 MW, Solar = 27.1 MW | Batteries; Solar Photovoltaic; | 38.1 | 38.1 | 11 | [8 empty] | 27.1 |  |  | EIA-860, EIA-860M and EIA-923 | 202406 | -118.1265 | 34.9463
-13149526.6849 | 4158707.6992 | 46943 | 64878 | Edwards Sanborn E1A | 64366 | Terra-Gen Operating Co-Hybrid | IPP Non-CHP | 9900 Lone Butte Road | Mojave | Kern | California | 93501 | solar | Battery = 144 MW, Solar = 149.3 MW | Batteries; Solar Photovoltaic; | 293.3 | 293.3 | 144 | [8 empty] | 149.3 |  |  | EIA-860, EIA-860M and EIA-923 | 202406 | -118.1242 | 34.9619
-13150062.9109 | 4155935.0174 | 46944 | 64879 | Edwards Sanborn E2 | 64366 | Terra-Gen Operating Co-Hybrid | IPP Non-CHP | 9900 Lone Butte Road | Mojave | Kern | California | 93501 | solar | Battery = 120 MW, Solar = 137.8 MW | Batteries; Solar Photovoltaic; | 257.8 | 257.8 | 120 | [8 empty] | 137.8 |  |  | EIA-860, EIA-860M and EIA-923 | 202406 | -118.129 | 34.9415
-11651520.3348 | 4830011.7746 | 46945 | 64880 | Venture 1 - 1A CSG | 64382 | UXI CSG Venture 1 8301 LLC | IPP Non-CHP | 27400 E 26th Ave | Aurora | Adams | Colorado | 80019 | solar | Solar = 1.5 MW | Solar Photovoltaic | 1.5 | 1.5 | [9 empty] | 1.5 |  |  | EIA-860, EIA-860M and EIA-923 | 202406 | -104.6674 | 39.7523
-11882746.6132 | 3800917.7195 | 46946 | 64881 | NMSU Solar and Storage | 5701 | El Paso Electric Co | Electric Utility | TBD | Las Cruces | Dona Ana | New Mexico | 88003 | solar | Battery = 1 MW, Solar = 3 MW | Batteries; Solar Photovoltaic; | 4 | 4 | 1 | [8 empty] | 3 |  |  | EIA-860, EIA-860M and EIA-923 | 202406 | -106.7445 | 32.286
-9194809.9359 | 4253953.1194 | 46947 | 64882 | Woodfin Solar | 3046 | Duke Energy Progress - (NC) | Electric Utility | 2700 Riverside Drive | Asheville | Buncombe | North Carolina | 28804 | solar | Solar = 5 MW | Solar Photovoltaic | 5 | 5 | [9 empty] | 5 |  |  | EIA-860, EIA-860M and EIA-923 | 202406 | -82.5984 | 35.6601
-10816832.6553 | 3864084.5832 | 46948 | 64883 | WAL1455 | 64315 | Walmart Stores Texas, LLC | Commercial Non-CHP | 8401 Anderson Blvd | Fort Worth | Tarrant | Texas | 76120 | natural gas | Natural Gas = 1.2 MW | Natural Gas Internal Combustion Engine | 1.2 | 1.2 | [6 empty] | 1.2 | [5 empty] | EIA-860, EIA-860M and EIA-923 | 202406 | -97.1693 | 32.7645
-10812666.3007 | 3851415.3778 | 46949 | 64884 | WAL1801 | 64315 | Walmart Stores Texas, LLC | Commercial Non-CHP | 4801 S Cooper St | Arlington | Tarrant | Texas | 76017 | natural gas | Natural Gas = 1.2 MW | Natural Gas Internal Combustion Engine | 1.2 | 1.2 | [6 empty] | 1.2 | [5 empty] | EIA-860, EIA-860M and EIA-923 | 202406 | -97.1318 | 32.6687
-10632022.4857 | 3484770.6204 | 46950 | 64885 | WAL2257 | 64315 | Walmart Stores Texas, LLC | Commercial Non-CHP | 13484 Northwest Fwy | Houston | Harris | Texas | 77040 | natural gas | Natural Gas = 1.2 MW | Natural Gas Internal Combustion Engine | 1.2 | 1.2 | [6 empty] | 1.2 | [5 empty] | EIA-860, EIA-860M and EIA-923 | 202406 | -95.5091 | 29.8538
-10564270.438 | 3480118.9613 | 46951 | 64886 | WAL2439 | 64315 | Walmart Stores Texas, LLC | Commercial Non-CHP | 8700 N Highway 146 | Baytown | Chambers | Texas | 77523 | natural gas | Natural Gas = 1.2 MW | Natural Gas Internal Combustion Engine | 1.2 | 1.2 | [6 empty] | 1.2 | [5 empty] | EIA-860, EIA-860M and EIA-923 | 202406 | -94.9005 | 29.8175
-10763430.6918 | 3867970.077 | 46952 | 64887 | WAL2667 | 64315 | Walmart Stores Texas, LLC | Commercial Non-CHP | 7401 Samuell Blvd | Dallas | Dallas | Texas | 75228 | natural gas | Natural Gas = 1.2 MW | Natural Gas Internal Combustion Engine | 1.2 | 1.2 | [6 empty] | 1.2 | [5 empty] | EIA-860, EIA-860M and EIA-923 | 202406 | -96.6895 | 32.7938
-10598774.1368 | 3464202.9149 | 46953 | 64888 | WAL2724 | 64315 | Walmart Stores Texas, LLC | Commercial Non-CHP | 1107 South Shaver St | Pasadena | Harris | Texas | 77506 | natural gas | Natural Gas = 1.2 MW | Natural Gas Internal Combustion Engine | 1.2 | 1.2 | [6 empty] | 1.2 | [5 empty] | EIA-860, EIA-860M and EIA-923 | 202406 | -95.2104 | 29.6934
-10775570.4162 | 3908198.6707 | 46954 | 64889 | WAL2883 | 64315 | Walmart Stores Texas, LLC | Commercial Non-CHP | 8801 Ohio Dr | Plano | Collin | Texas | 75024 | natural gas | Natural Gas = 1.2 MW | Natural Gas Internal Combustion Engine | 1.2 | 1.2 | [6 empty] | 1.2 | [5 empty] | EIA-860, EIA-860M and EIA-923 | 202406 | -96.7986 | 33.0971
-10829887.092 | 3881397.7863 | 46955 | 64890 | WAL2980 | 64315 | Walmart Stores Texas, LLC | Commercial Non-CHP | 8520 N Beach St | Fort Worth | Tarrant | Texas | 76244 | natural gas | Natural Gas = 1.2 MW | Natural Gas Internal Combustion Engine | 1.2 | 1.2 | [6 empty] | 1.2 | [5 empty] | EIA-860, EIA-860M and EIA-923 | 202406 | -97.2865 | 32.8952
-10647113.1785 | 3453975.491 | 46956 | 64891 | WAL2993 | 64315 | Walmart Stores Texas, LLC | Commercial Non-CHP | 345 Highway 6 | Sugar Land | Fort Bend | Texas | 77478 | natural gas | Natural Gas = 1.2 MW | Natural Gas Internal Combustion Engine | 1.2 | 1.2 | [6 empty] | 1.2 | [5 empty] | EIA-860, EIA-860M and EIA-923 | 202406 | -95.6446 | 29.6136
-10932413.4562 | 3797812.1034 | 46957 | 64892 | TPE Erath Solar, LLC | 62836 | Navisun LLC | IPP Non-CHP | College Farm Road | Stephenville | Erath | Texas | 76401 | solar | Solar = 9.9 MW | Solar Photovoltaic | 9.9 | 9.9 | [9 empty] | 9.9 |  |  | EIA-860, EIA-860M and EIA-923 | 202406 | -98.2075 | 32.2625
-10753243.2886 | 3874378.5273 | 46958 | 64893 | WAL3224 | 64315 | Walmart Stores Texas, LLC | Commercial Non-CHP | 555 W Interstate 30 | Garland | Dallas | Texas | 75043 | natural gas | Natural Gas = 1.2 MW | Natural Gas Internal Combustion Engine | 1.2 | 1.2 | [6 empty] | 1.2 | [5 empty] | EIA-860, EIA-860M and EIA-923 | 202406 | -96.598 | 32.8422
-10664860.8449 | 3475812.727 | 46959 | 64895 | WAL3226 | 64315 | Walmart Stores Texas, LLC | Commercial Non-CHP | 25108 Market Place Dr | Katy | Fort Bend | Texas | 77494 | natural gas | Natural Gas = 1.2 MW | Natural Gas Internal Combustion Engine | 1.2 | 1.2 | [6 empty] | 1.2 | [5 empty] | EIA-860, EIA-860M and EIA-923 | 202406 | -95.8041 | 29.784
-10821284.6557 | 3851152.3574 | 46960 | 64896 | WAL3284 | 64315 | Walmart Stores Texas, LLC | Commercial Non-CHP | 4800 US 287 HWY | Arlington | Tarrant | Texas | 76017 | natural gas | Natural Gas = 1.2 MW | Natural Gas Internal Combustion Engine | 1.2 | 1.2 | [6 empty] | 1.2 | [5 empty] | EIA-860, EIA-860M and EIA-923 | 202406 | -97.2093 | 32.6667
-10792081.1005 | 3841976.0943 | 46961 | 64897 | WAL3285 | 64315 | Walmart Stores Texas, LLC | Commercial Non-CHP | 621 Upton Blvd | Cedar Hill | Dallas | Texas | 75104 | natural gas | Natural Gas = 1.2 MW | Natural Gas Internal Combustion Engine | 1.2 | 1.2 | [6 empty] | 1.2 | [5 empty] | EIA-860, EIA-860M and EIA-923 | 202406 | -96.9469 | 32.5973
-10642435.6448 | 3493344.4519 | 46962 | 64898 | WAL3297 | 64315 | Walmart Stores Texas, LLC | Commercial Non-CHP | 12353 FM 1960 W RD #A | Houston | Harris | Texas | 77065 | natural gas | Natural Gas = 1.2 MW | Natural Gas Internal Combustion Engine | 1.2 | 1.2 | [6 empty] | 1.2 | [5 empty] | EIA-860, EIA-860M and EIA-923 | 202406 | -95.6026 | 29.9206
-10577446.1016 | 3443938.8697 | 46963 | 64899 | WAL3298 | 64315 | Walmart Stores Texas, LLC | Commercial Non-CHP | 255 FM 518 | Kemah | Galveston | Texas | 77565 | natural gas | Natural Gas = 1.2 MW | Natural Gas Internal Combustion Engine | 1.2 | 1.2 | [6 empty] | 1.2 | [5 empty] | EIA-860, EIA-860M and EIA-923 | 202406 | -95.0188 | 29.5352
-10637846.3875 | 3462401.5555 | 46964 | 64900 | WAL3302 | 64315 | Walmart Stores Texas, LLC | Commercial Non-CHP | 9460 W Sam Houston Pkwy S | Houston | Harris | Texas | 77099 | natural gas | Natural Gas = 1.2 MW | Natural Gas Internal Combustion Engine | 1.2 | 1.2 | [6 empty] | 1.2 | [5 empty] | EIA-860, EIA-860M and EIA-923 | 202406 | -95.5614 | 29.6794
-10944471.3608 | 3031410.9609 | 46965 | 64901 | WAL3320 | 64315 | Walmart Stores Texas, LLC | Commercial Non-CHP | 215 E Mile 3 Rd | Palmhurst | Hidalgo | Texas | 78573 | natural gas | Natural Gas = 1.2 MW | Natural Gas Internal Combustion Engine | 1.2 | 1.2 | [6 empty] | 1.2 | [5 empty] | EIA-860, EIA-860M and EIA-923 | 202406 | -98.3159 | 26.2607
-10640973.018 | 3528031.958 | 46966 | 64902 | WAL3390 | 64315 | Walmart Stores Texas, LLC | Commercial Non-CHP | 10001 Woodlands Pkwy | The Woodlands | Montgomery | Texas | 77382 | natural gas | Natural Gas = 1.2 MW | Natural Gas Internal Combustion Engine | 1.2 | 1.2 | [6 empty] | 1.2 | [5 empty] | EIA-860, EIA-860M and EIA-923 | 202406 | -95.5895 | 30.1903
-11905170.1436 | 4303021.0793 | 46967 | 64903 | Cuba 2.5ac, LLC | 64394 | Cuba 2.5ac, LLC | IPP Non-CHP | #71 NM-126 | Cuba | Sandoval | New Mexico | 87013 | solar | Solar = 2.5 MW | Solar Photovoltaic | 2.5 | 2.5 | [9 empty] | 2.5 |  |  | EIA-860, EIA-860M and EIA-923 | 202406 | -106.946 | 36.0174
-9962669.2969 | 5170497.0869 | 46968 | 64905 | Mt. Morris Solar CSG | 63505 | DG Illinois Solar, LLC | IPP Non-CHP | 8980 W Haldane Rd | Polo | Ogle | Illinois | 61061 | solar | Solar = 2 MW | Solar Photovoltaic | 2 | 2 | [9 empty] | 2 |  |  | EIA-860, EIA-860M and EIA-923 | 202406 | -89.4962 | 42.0635
-10235798.2354 | 5431732.4635 | 46969 | 64906 | Hazel | 60025 | Greenbacker Renewable Energy Corporation | IPP Non-CHP | 296th Street | Lanesboro | Fillmore | Minnesota | 55949 | solar | Solar = 3 MW | Solar Photovoltaic | 3 | 3 | [9 empty] | 3 |  |  | EIA-860, EIA-860M and EIA-923 | 202406 | -91.9497 | 43.7818
-10255801.2347 | 5426232.7368 | 46970 | 64907 | Fountain | 60025 | Greenbacker Renewable Energy Corporation | IPP Non-CHP | South of 25854 County Road | Fountain | Fillmore | Minnesota | 55935 | solar | Solar = 3 MW | Solar Photovoltaic | 3 | 3 | [9 empty] | 3 |  |  | EIA-860, EIA-860M and EIA-923 | 202406 | -92.1294 | 43.7461
-13398673.9542 | 4383156.8176 | 46971 | 64908 | Scarlet Solar (CA) | 61785 | EDP Renewables North America LLC | IPP Non-CHP | TBD | Fresno | Fresno | California | 93721 | solar | Battery = 40 MW, Solar = 200 MW | Batteries; Solar Photovoltaic; | 240 | 240 | 40 | [8 empty] | 200 |  |  | EIA-860, EIA-860M and EIA-923 | 202406 | -120.3623 | 36.5975
-13253949.5993 | 4276391.9981 | 46972 | 64909 | Luciana | 64393 | Tulare Solar Center, LLC | IPP Non-CHP | 23184 Avenue 12 | Richgrove | Tulare | California | 93261 | solar | Solar = 55.8 MW | Solar Photovoltaic | 55.8 | 55.8 | [9 empty] | 55.8 |  |  | EIA-860, EIA-860M and EIA-923 | 202406 | -119.0623 | 35.8237
-9058251.3109 | 4275345.6072 | 46973 | 64910 | Brighter Future Solar | 64390 | Brighter Future Solar LLC | IPP Non-CHP | 4463 Grace Chapel Road | Granite Falls | Caldwell | North Carolina | 28630 | solar | Solar = 11 MW | Solar Photovoltaic | 11 | 11 | [9 empty] | 11 |  |  | EIA-860, EIA-860M and EIA-923 | 202406 | -81.3717 | 35.8161
-13063405.9193 | 4273816.2888 | 46974 | 64914 | Trona Solar III | 64399 | Trona Solar III LLC | IPP Non-CHP | 2594 Trona Wildrose Rd | Trona | Inyo | California | 93592 | solar | Solar = 2 MW | Solar Photovoltaic | 2 | 2 | [9 empty] | 2 |  |  | EIA-860, EIA-860M and EIA-923 | 202406 | -117.3506 | 35.805
-11506179.4926 | 3658396.6874 | 46975 | 64915 | Flower Valley I | 64400 | Flower Valley | IPP Non-CHP | 1739 Farm to Market Road 2007 | Pecos | Reeves | Texas | 79772 | batteries | Battery = 9.9 MW | Batteries | 9.9 | 9.9 | 9.9 | [11 empty] | EIA-860, EIA-860M and EIA-923 | 202406 | -103.3618 | 31.1973
-11476621.1621 | 3691479.2084 | 46976 | 64916 | Swoose I | 64401 | Swoose | IPP Non-CHP | 3046 Farm to Market Road 1927 | Pyote | Ward | Texas | 79777 | batteries | Battery = 9.9 MW | Batteries | 9.9 | 9.9 | 9.9 | [11 empty] | EIA-860, EIA-860M and EIA-923 | 202406 | -103.0962 | 31.4511
-11473461.6924 | 3601562.6427 | 46977 | 64917 | Triple Butte I | 64402 | Triple Butte | IPP Non-CHP | 3254 Old Alpine Highway | Ft. Stockton | Pecos | Texas | 79735 | batteries | Battery = 7.5 MW | Batteries | 7.5 | 7.5 | 7.5 | [11 empty] | EIA-860, EIA-860M and EIA-923 | 202406 | -103.0679 | 30.7596
-9799570.6581 | 5175928.7406 | 46978 | 64918 | NorthropGrummanSolar(Rolling Meadows,IL) | 63505 | DG Illinois Solar, LLC | IPP Non-CHP | 600 S. Hicks Rd | Rolling Meadows | Cook | Illinois | 60008 | solar | Solar = 1.1 MW | Solar Photovoltaic | 1.1 | 1.1 | [9 empty] | 1.1 |  |  | EIA-860, EIA-860M and EIA-923 | 202406 | -88.031 | 42.0997
-9772673.6428 | 5124190.6228 | 46979 | 64919 | FedEx Chicago Solar Facility | 63505 | DG Illinois Solar, LLC | IPP Non-CHP | 6833 W. 75th Street | Bedford Park | Cook | Illinois | 60638 | solar | Solar = 1.5 MW | Solar Photovoltaic | 1.5 | 1.5 | [9 empty] | 1.5 |  |  | EIA-860, EIA-860M and EIA-923 | 202406 | -87.7894 | 41.7539
-9826439.8436 | 5068773.909 | 46980 | 64920 | GE-Hitachi Solar - Morris, IL | 63505 | DG Illinois Solar, LLC | IPP Non-CHP | 7555 E. Collins Rd | Morris | Grundy | Illinois | 60450 | solar | Solar = 0.9 MW | Solar Photovoltaic | 0.9 | 0.9 | [9 empty] | 0.9 |  |  | EIA-860, EIA-860M and EIA-923 | 202406 | -88.2724 | 41.3815
-13119445.4868 | 3990599.5282 | 46981 | 64921 | Santa Ana Storage 2 | 63522 | Johanna Energy Center, LLC | IPP Non-CHP | 1312 E. Warner Ave | Santa Ana | Orange | California | 92705 | batteries | Battery = 20 MW | Batteries | 20 | 20 | 20 | [11 empty] | EIA-860, EIA-860M and EIA-923 | 202406 | -117.854 | 33.715
-10777579.0651 | 3889869.531 | 46982 | 64922 | WAL3406 | 64315 | Walmart Stores Texas, LLC | Commercial Non-CHP | 15220 Montfort Rd | Dallas | Dallas | Texas | 75248 | natural gas | Natural Gas = 1.2 MW | Natural Gas Internal Combustion Engine | 1.2 | 1.2 | [6 empty] | 1.2 | [5 empty] | EIA-860, EIA-860M and EIA-923 | 202406 | -96.8166 | 32.959
-10601782.6573 | 3456132.7175 | 46983 | 64923 | WAL3425 | 64315 | Walmart Stores Texas, LLC | Commercial Non-CHP | 9598 Rowlett Rd | Houston | Harris | Texas | 77075 | natural gas | Natural Gas = 1.2 MW | Natural Gas Internal Combustion Engine | 1.2 | 1.2 | [6 empty] | 1.2 | [5 empty] | EIA-860, EIA-860M and EIA-923 | 202406 | -95.2374 | 29.6304
-10784614.0117 | 3841395.1176 | 46984 | 64924 | WAL3432 | 64315 | Walmart Stores Texas, LLC | Commercial Non-CHP | 951 W Belt Line Rd | Desoto | Dallas | Texas | 75115 | natural gas | Natural Gas = 1.2 MW | Natural Gas Internal Combustion Engine | 1.2 | 1.2 | [6 empty] | 1.2 | [5 empty] | EIA-860, EIA-860M and EIA-923 | 202406 | -96.8798 | 32.5929
-10593741.6052 | 3478635.9644 | 46985 | 64925 | WAL3500 | 64315 | Walmart Stores Texas, LLC | Commercial Non-CHP | 5655 E Sam Houston Pkwy N | Houston | Harris | Texas | 77015 | natural gas | Natural Gas = 1.2 MW | Natural Gas Internal Combustion Engine | 1.2 | 1.2 | [6 empty] | 1.2 | [5 empty] | EIA-860, EIA-860M and EIA-923 | 202406 | -95.1652 | 29.806
-10601616.4573 | 3445321.7797 | 46986 | 64926 | WAL3510 | 64315 | Walmart Stores Texas, LLC | Commercial Non-CHP | 1710 Broadway St | Pearland | Brazoria | Texas | 77581 | natural gas | Natural Gas = 1.3 MW | Natural Gas Internal Combustion Engine | 1.3 | 1.3 | [6 empty] | 1.3 | [5 empty] | EIA-860, EIA-860M and EIA-923 | 202406 | -95.2359 | 29.546
-10717395.2956 | 3391183.0839 | 46987 | 64927 | Aktina Solar | 64409 | Hecate Energy Ramsey, LLC | IPP Non-CHP | 29714 US-59 | El Campo | Wharton | Texas | 77437 | solar | Solar = 500 MW | Solar Photovoltaic | 500 | 500 | [9 empty] | 500 |  |  | EIA-860, EIA-860M and EIA-923 | 202406 | -96.276 | 29.122
-13149336.5512 | 4166115.4989 | 46988 | 64928 | Edwards Sanborn S3 | 64366 | Terra-Gen Operating Co-Hybrid | IPP Non-CHP | 450 Purdy Ave | Mojave | Kern | California | 93501 | solar | Battery = 33 MW, Solar = 37.7 MW | Batteries; Solar Photovoltaic; | 70.7 | 70.7 | 33 | [8 empty] | 37.7 |  |  | EIA-860, EIA-860M and EIA-923 | 202406 | -118.1225 | 35.0164
-13150487.5948 | 4167644.7414 | 46989 | 64929 | Edwards Sanborn S1 | 64366 | Terra-Gen Operating Co-Hybrid | IPP Non-CHP | 450 Purdy Ave | Mojave | Kern | California | 93501 | solar | Battery = 40 MW, Solar = 44.6 MW | Batteries; Solar Photovoltaic; | 84.6 | 84.6 | 40 | [8 empty] | 44.6 |  |  | EIA-860, EIA-860M and EIA-923 | 202406 | -118.1328 | 35.0277
-10215444.5797 | 5471796.9645 | 46990 | 64930 | Stockton (MN) | 60025 | Greenbacker Renewable Energy Corporation | IPP Non-CHP | TBD | Winona | Winona | Minnesota | 55987 | solar | Solar = 2 MW | Solar Photovoltaic | 2 | 2 | [9 empty] | 2 |  |  | EIA-860, EIA-860M and EIA-923 | 202406 | -91.7669 | 44.041
-8218154.3947 | 5264192.5549 | 46991 | 64931 | Capital Hill Solar LLC | 60025 | Greenbacker Renewable Energy Corporation | IPP Non-CHP | 1400 Washington Ave | Albany | Albany | New York | 12222 | solar | Solar = 1.5 MW | Solar Photovoltaic | 1.5 | 1.5 | [9 empty] | 1.5 |  |  | EIA-860, EIA-860M and EIA-923 | 202406 | -73.8249 | 42.6853
-10218193.5032 | 5435561.7048 | 46992 | 64932 | Rushford Village | 60025 | Greenbacker Renewable Energy Corporation | IPP Non-CHP | 43038 State Highway 30 | Rushford Village | Fillmore | Minnesota | 55971 | solar | Solar = 1 MW | Solar Photovoltaic | 1 | 1 | [9 empty] | 1 |  |  | EIA-860, EIA-860M and EIA-923 | 202406 | -91.7916 | 43.8066
-11073152.9073 | 3200214.332 | 46993 | 64933 | WAL3518 | 64315 | Walmart Stores Texas, LLC | Commercial Non-CHP | 2320 Bob Bullock Loop | Laredo | Webb | Texas | 78043 | natural gas | Natural Gas = 1.2 MW | Natural Gas Internal Combustion Engine | 1.2 | 1.2 | [6 empty] | 1.2 | [5 empty] | EIA-860, EIA-860M and EIA-923 | 202406 | -99.4718 | 27.6126
-10617975.4131 | 3446814.7668 | 46994 | 64934 | WAL3572 | 64315 | Walmart Stores Texas, LLC | Commercial Non-CHP | 10505 Broadway Street | Pearland | Brazoria | Texas | 77584 | natural gas | Natural Gas = 1.3 MW | Natural Gas Internal Combustion Engine | 1.3 | 1.3 | [6 empty] | 1.3 | [5 empty] | EIA-860, EIA-860M and EIA-923 | 202406 | -95.3829 | 29.5576
-10627158.6032 | 3468064.0394 | 46995 | 64935 | WAL3584 | 64315 | Walmart Stores Texas, LLC | Commercial Non-CHP | 5405 South Rice Avenue | Houston | Harris | Texas | 77081 | natural gas | Natural Gas = 1.2 MW | Natural Gas Internal Combustion Engine | 1.2 | 1.2 | [6 empty] | 1.2 | [5 empty] | EIA-860, EIA-860M and EIA-923 | 202406 | -95.4654 | 29.7235
-10835673.8131 | 3839243.3609 | 46996 | 64936 | WAL3631 | 64315 | Walmart Stores Texas, LLC | Commercial Non-CHP | 1221 E FM 1187 | Crowley | Tarrant | Texas | 76036 | natural gas | Natural Gas = 1.2 MW | Natural Gas Internal Combustion Engine | 1.2 | 1.2 | [6 empty] | 1.2 | [5 empty] | EIA-860, EIA-860M and EIA-923 | 202406 | -97.3385 | 32.5766
-10851844.1936 | 3864187.5761 | 46997 | 64937 | WAL3773 | 64315 | Walmart Stores Texas, LLC | Commercial Non-CHP | 9500 Clifford Street | Fort Worth | Tarrant | Texas | 76108 | natural gas | Natural Gas = 1.2 MW | Natural Gas Internal Combustion Engine | 1.2 | 1.2 | [6 empty] | 1.2 | [5 empty] | EIA-860, EIA-860M and EIA-923 | 202406 | -97.4838 | 32.7653
-10785076.8781 | 3919183.2889 | 46998 | 64938 | WAL3777 | 64315 | Walmart Stores Texas, LLC | Commercial Non-CHP | 12220 FM 423 | Frisco | Denton | Texas | 75033 | petroleum | Petroleum = 1.3 MW | Petroleum Liquids | 1.3 | 1.3 | [8 empty] | 1.3 |  |  |  | EIA-860, EIA-860M and EIA-923 | 202406 | -96.884 | 33.1797
-10661582.3746 | 3463782.3445 | 46999 | 64939 | WAL3827 | 64315 | Walmart Stores Texas, LLC | Commercial Non-CHP | 5660 Grand Parkway West | Richmond | Fort Bend | Texas | 77406 | natural gas | Natural Gas = 1.2 MW | Natural Gas Internal Combustion Engine | 1.2 | 1.2 | [6 empty] | 1.2 | [5 empty] | EIA-860, EIA-860M and EIA-923 | 202406 | -95.7746 | 29.6901
-10932080.7222 | 3032275.0633 | 47000 | 64940 | WAL3886 | 64315 | Walmart Stores Texas, LLC | Commercial Non-CHP | 4101 S McColl Rd | Edinburg | Hidalgo | Texas | 78539 | natural gas | Natural Gas = 1.2 MW | Natural Gas Internal Combustion Engine | 1.2 | 1.2 | [6 empty] | 1.2 | [5 empty] | EIA-860, EIA-860M and EIA-923 | 202406 | -98.2046 | 26.2677
-10603472.0419 | 3495367.639 | 47001 | 64942 | WAL4298 | 64315 | Walmart Stores Texas, LLC | Commercial Non-CHP | 9235 N Sam Houston Pkwy E | Humble | Harris | Texas | 77396 | natural gas | Natural Gas = 1.2 MW | Natural Gas Internal Combustion Engine | 1.2 | 1.2 | [6 empty] | 1.2 | [5 empty] | EIA-860, EIA-860M and EIA-923 | 202406 | -95.2526 | 29.9363
-10850057.9611 | 3852618.8137 | 47002 | 64943 | WAL4509 | 64315 | Walmart Stores Texas, LLC | Commercial Non-CHP | 8840 Benbrook Blvd | Tarrant | Tarrant | Texas | 76126 | natural gas | Natural Gas = 1.2 MW | Natural Gas Internal Combustion Engine | 1.2 | 1.2 | [6 empty] | 1.2 | [5 empty] | EIA-860, EIA-860M and EIA-923 | 202406 | -97.4677 | 32.6778
-10660840.6528 | 3480201.9752 | 47003 | 64944 | WAL4512 | 64315 | Walmart Stores Texas, LLC | Commercial Non-CHP | 22850 Morton Ranch Rd | Katy | Harris | Texas | 77449 | natural gas | Natural Gas = 1.2 MW | Natural Gas Internal Combustion Engine | 1.2 | 1.2 | [6 empty] | 1.2 | [5 empty] | EIA-860, EIA-860M and EIA-923 | 202406 | -95.768 | 29.8182
-10617349.0183 | 3481694.9055 | 47004 | 64945 | WAL4526 | 64315 | Walmart Stores Texas, LLC | Commercial Non-CHP | 4412 North Fwy | Houston | Harris | Texas | 77022 | natural gas | Natural Gas = 1.2 MW | Natural Gas Internal Combustion Engine | 1.2 | 1.2 | [6 empty] | 1.2 | [5 empty] | EIA-860, EIA-860M and EIA-923 | 202406 | -95.3773 | 29.8298
-10655551.7525 | 3478337.6922 | 47005 | 64946 | WAL4538 | 64315 | Walmart Stores Texas, LLC | Commercial Non-CHP | 6060 N. Fry Road | Katy | Harris | Texas | 77449 | natural gas | Natural Gas = 1.2 MW | Natural Gas Internal Combustion Engine | 1.2 | 1.2 | [6 empty] | 1.2 | [5 empty] | EIA-860, EIA-860M and EIA-923 | 202406 | -95.7204 | 29.8037
-10641585.2752 | 3505385.2793 | 47006 | 64947 | WAL5045 | 64315 | Walmart Stores Texas, LLC | Commercial Non-CHP | 22605 Tomball Parkway | Tomball | Harris | Texas | 77375 | natural gas | Natural Gas = 1.2 MW | Natural Gas Internal Combustion Engine | 1.2 | 1.2 | [6 empty] | 1.2 | [5 empty] | EIA-860, EIA-860M and EIA-923 | 202406 | -95.595 | 30.0143
-10818478.9592 | 3875137.7586 | 47007 | 64948 | WAL5080 | 64315 | Walmart Stores Texas, LLC | Commercial Non-CHP | 1732 Precinct Line Rd | Hurst | Tarrant | Texas | 76054 | natural gas | Natural Gas = 1.2 MW | Natural Gas Internal Combustion Engine | 1.2 | 1.2 | [6 empty] | 1.2 | [5 empty] | EIA-860, EIA-860M and EIA-923 | 202406 | -97.184 | 32.8479
-10652979.7157 | 3500464.8546 | 47008 | 64949 | WAL5091 | 64315 | Walmart Stores Texas, LLC | Commercial Non-CHP | 26270 Northwest Freeway | Cypress | Harris | Texas | 77429 | natural gas | Natural Gas = 1.2 MW | Natural Gas Internal Combustion Engine | 1.2 | 1.2 | [6 empty] | 1.2 | [5 empty] | EIA-860, EIA-860M and EIA-923 | 202406 | -95.6973 | 29.976
-10586294.5539 | 3460469.5194 | 47009 | 64950 | WAL5116 | 64315 | Walmart Stores Texas, LLC | Commercial Non-CHP | 9025 Spencer Highway | Deer Park | Harris | Texas | 77571 | natural gas | Natural Gas = 1.2 MW | Natural Gas Internal Combustion Engine | 1.2 | 1.2 | [6 empty] | 1.2 | [5 empty] | EIA-860, EIA-860M and EIA-923 | 202406 | -95.0983 | 29.6643
-10923593.0563 | 3022853.792 | 47010 | 64951 | WAL5165 | 64315 | Walmart Stores Texas, LLC | Commercial Non-CHP | 1421 E Frontage Rd | Alamo | Hidalgo | Texas | 78516 | natural gas | Natural Gas = 1.2 MW | Natural Gas Internal Combustion Engine | 1.2 | 1.2 | [6 empty] | 1.2 | [5 empty] | EIA-860, EIA-860M and EIA-923 | 202406 | -98.1283 | 26.1918
-10762667.4854 | 3916069.396 | 47011 | 64952 | WAL5211 | 64315 | Walmart Stores Texas, LLC | Commercial Non-CHP | 5001 McKinney Ranch Parkway | McKinney | Collin | Texas | 75070 | petroleum | Petroleum = 1.3 MW | Petroleum Liquids | 1.3 | 1.3 | [8 empty] | 1.3 |  |  |  | EIA-860, EIA-860M and EIA-923 | 202406 | -96.6827 | 33.1563
-10632432.9207 | 3513490.8131 | 47012 | 64953 | WAL5287 | 64315 | Walmart Stores Texas, LLC | Commercial Non-CHP | 21150 Kuykendahl Rd | Spring | Harris | Texas | 77379 | natural gas | Natural Gas = 1.2 MW | Natural Gas Internal Combustion Engine | 1.2 | 1.2 | [6 empty] | 1.2 | [5 empty] | EIA-860, EIA-860M and EIA-923 | 202406 | -95.5128 | 30.0773
-10768569.3108 | 3924121.8749 | 47013 | 64954 | WAL5311 | 64315 | Walmart Stores Texas, LLC | Commercial Non-CHP | 1721 N Custer Road | Mckinney | Collin | Texas | 75071 | petroleum | Petroleum = 1.3 MW | Petroleum Liquids | 1.3 | 1.3 | [8 empty] | 1.3 |  |  |  | EIA-860, EIA-860M and EIA-923 | 202406 | -96.7357 | 33.2168
-10830473.9683 | 3865429.6511 | 47014 | 64955 | WAL5312 | 64315 | Walmart Stores Texas, LLC | Commercial Non-CHP | 3851 Airport Freeway | Fort Worth | Tarrant | Texas | 76052 | natural gas | Natural Gas = 1.2 MW | Natural Gas Internal Combustion Engine | 1.2 | 1.2 | [6 empty] | 1.2 | [5 empty] | EIA-860, EIA-860M and EIA-923 | 202406 | -97.2918 | 32.7746
-10841136.4831 | 3879666.6043 | 47015 | 64956 | WAL5316 | 64315 | Walmart Stores Texas, LLC | Commercial Non-CHP | 1401 N. Saginaw Blvd. | Saginaw | Tarrant | Texas | 76179 | natural gas | Natural Gas = 1.2 MW | Natural Gas Internal Combustion Engine | 1.2 | 1.2 | [6 empty] | 1.2 | [5 empty] | EIA-860, EIA-860M and EIA-923 | 202406 | -97.3876 | 32.8821
-10585330.6385 | 3435623.0296 | 47016 | 64957 | WAL5388 | 64315 | Walmart Stores Texas, LLC | Commercial Non-CHP | 1701 W. FM 646 | League City | Galveston | Texas | 77573 | natural gas | Natural Gas = 1.3 MW | Natural Gas Internal Combustion Engine | 1.3 | 1.3 | [6 empty] | 1.3 | [5 empty] | EIA-860, EIA-860M and EIA-923 | 202406 | -95.0896 | 29.4702
-10865454.1146 | 3561927.5357 | 47017 | 64958 | WAL5479 | 64315 | Walmart Stores Texas, LLC | Commercial Non-CHP | 1548 FM 685 | Pflugerville | Travis | Texas | 78660 | natural gas | Natural Gas = 1.2 MW | Natural Gas Internal Combustion Engine | 1.2 | 1.2 | [6 empty] | 1.2 | [5 empty] | EIA-860, EIA-860M and EIA-923 | 202406 | -97.606 | 30.4531
-10866119.6938 | 3572332.9637 | 47018 | 64959 | WAL5480 | 64315 | Walmart Stores Texas, LLC | Commercial Non-CHP | 4700 E Palm Valley Blvd | Round Rock | Williamson | Texas | 78665 | natural gas | Natural Gas = 1.2 MW | Natural Gas Internal Combustion Engine | 1.2 | 1.2 | [6 empty] | 1.2 | [5 empty] | EIA-860, EIA-860M and EIA-923 | 202406 | -97.612 | 30.5337
-10610197.6316 | 3467105.1225 | 47019 | 64960 | WAL5612 | 64315 | Walmart Stores Texas, LLC | Commercial Non-CHP | 2391 S Wayside Dr | Houston | Harris | Texas | 77023 | natural gas | Natural Gas = 1.2 MW | Natural Gas Internal Combustion Engine | 1.2 | 1.2 | [6 empty] | 1.2 | [5 empty] | EIA-860, EIA-860M and EIA-923 | 202406 | -95.313 | 29.7161
-11072083.127 | 3199972.1228 | 47020 | 64961 | WAL5713 | 64315 | Walmart Stores Texas, LLC | Commercial Non-CHP | 2615 NE Bob Bullock Loop | Laredo | Webb | Texas | 78045 | natural gas | Natural Gas = 1.2 MW | Natural Gas Internal Combustion Engine | 1.2 | 1.2 | [6 empty] | 1.2 | [5 empty] | EIA-860, EIA-860M and EIA-923 | 202406 | -99.4622 | 27.6106
-10843851.5655 | 3890969.8293 | 47021 | 64962 | WAL5764 | 64315 | Walmart Stores Texas, LLC | Commercial Non-CHP | 2401 Avondale Haslet Rd | Fort Worth | Tarrant | Texas | 76052 | natural gas | Natural Gas = 1.2 MW | Natural Gas Internal Combustion Engine | 1.2 | 1.2 | [6 empty] | 1.2 | [5 empty] | EIA-860, EIA-860M and EIA-923 | 202406 | -97.412 | 32.9673
-10844125.968 | 3647689.2048 | 47022 | 64963 | WAL6929 | 64315 | Walmart Stores Texas, LLC | Commercial Non-CHP | 6801 W Adams Ave | Temple | Bell | Texas | 76502 | natural gas | Natural Gas = 1.2 MW | Natural Gas Internal Combustion Engine | 1.2 | 1.2 | [6 empty] | 1.2 | [5 empty] | EIA-860, EIA-860M and EIA-923 | 202406 | -97.4144 | 31.115
-8399834.7055 | 5522866.6698 | 47023 | 64964 | Rock Island Road Solar Community Solar | 64415 | RPNY Solar 1, LLC | IPP Non-CHP | 587 and 589 Couny Route 11 | Gouvernour | St Lawrence | New York | 13642 | solar | Solar = 3.5 MW | Solar Photovoltaic | 3.5 | 3.5 | [9 empty] | 3.5 |  |  | EIA-860, EIA-860M and EIA-923 | 202406 | -75.457 | 44.3699
-8746683.0843 | 5287087.0753 | 47024 | 64965 | Bullis Road Solar (CSG) | 64416 | RPNY Solar 2, LLC | IPP Non-CHP | 11061 Bullis Road | Marilla | Erie | New York | 14037 | solar | Solar = 4.5 MW | Solar Photovoltaic | 4.5 | 4.5 | [9 empty] | 4.5 |  |  | EIA-860, EIA-860M and EIA-923 | 202406 | -78.5728 | 42.8363
-9829660.2052 | 5041152.7239 | 47025 | 64967 | SV Gardner 1 (Lutz) CSG | 64414 | SV CSG Gardner 1 LLC | IPP Non-CHP | 506 S Carbon Hill | Gardner | Grundy | Illinois | 60424 | solar | Solar = 2 MW | Solar Photovoltaic | 2 | 2 | [9 empty] | 2 |  |  | EIA-860, EIA-860M and EIA-923 | 202406 | -88.3013 | 41.195
-11504184.7586 | 5335629.362 | 47026 | 64968 | Fall River Solar, LLC | 60025 | Greenbacker Renewable Energy Corporation | IPP Non-CHP | Range 7E of the Black Hills Me | Edgemont | Fall River | South Dakota | 57735 | solar | Solar = 80 MW | Solar Photovoltaic | 80 | 80 | [9 empty] | 80 |  |  | EIA-860, EIA-860M and EIA-923 | 202406 | -103.3439 | 43.1552
-10222197.9992 | 5684111.5906 | 47027 | 64969 | Barron Solar Array | 60571 | AEP Onsite Partners, LLC | IPP Non-CHP | 1295 16th Street | Barron | Barron | Wisconsin | 54812 | solar | Solar = 3 MW | Solar Photovoltaic | 3 | 3 | [9 empty] | 3 |  |  | EIA-860, EIA-860M and EIA-923 | 202406 | -91.8276 | 45.3962
-7872648.6402 | 5135320.3593 | 47028 | 64970 | 59 Federal Rd(CSG) | 64417 | 59FED WHAM8 Solar, LLC | IPP Non-CHP | 59 Federal Rd | Carver | Plymouth | Massachusetts | 2330 | solar | Battery = 5 MW, Solar = 5 MW | Batteries; Solar Photovoltaic; | 10 | 10 | 5 | [8 empty] | 5 |  |  | EIA-860, EIA-860M and EIA-923 | 202406 | -70.7212 | 41.8285
-9974014.6454 | 5207095.9796 | 47029 | 64971 | Pretzel CSG | 64413 | Pretzel Solar, LLC | IPP Non-CHP | 605 E. Currier Rd | Freeport | Stephenson | Illinois | 61032 | solar | Solar = 2 MW | Solar Photovoltaic | 2 | 2 | [9 empty] | 2 |  |  | EIA-860, EIA-860M and EIA-923 | 202406 | -89.5981 | 42.3071
-9997017.0371 | 5119399.3384 | 47030 | 64972 | Prophet CSG | 64412 | Prophet Solar, LLC | IPP Non-CHP | 22198 Prophetstown Rd | Rock Falls | Whiteside | Illinois | 61071 | solar | Solar = 2 MW | Solar Photovoltaic | 2 | 2 | [9 empty] | 2 |  |  | EIA-860, EIA-860M and EIA-923 | 202406 | -89.8047 | 41.7218
-10000605.8661 | 5214496.6627 | 47031 | 64973 | Gala (CSG) | 64411 | Gala Solar, LLC | IPP Non-CHP | 11008 US-20 | Lena | Stephenson | Illinois | 61048 | solar | Solar = 2 MW | Solar Photovoltaic | 2 | 2 | [9 empty] | 2 |  |  | EIA-860, EIA-860M and EIA-923 | 202406 | -89.837 | 42.3563
-8123031.2219 | 5403273.9709 | 47032 | 64975 | Park St | 60025 | Greenbacker Renewable Energy Corporation | IPP Non-CHP | 138 Park Street | Rutland | Rutland | Vermont | 5701 | solar | Solar = 1.8 MW | Solar Photovoltaic | 1.8 | 1.8 | [9 empty] | 1.8 |  |  | EIA-860, EIA-860M and EIA-923 | 202406 | -72.9704 | 43.5969
-10226083.94 | 5767385.9219 | 47033 | 64976 | Spooner Solar Array | 60571 | AEP Onsite Partners, LLC | IPP Non-CHP | 1600 County Highway H | Spooner | Washburn | Wisconsin | 54801 | solar | Solar = 2.1 MW | Solar Photovoltaic | 2 | 2.1 | [9 empty] | 2.1 |  |  | EIA-860, EIA-860M and EIA-923 | 202406 | -91.8625 | 45.919
-8135007.9746 | 5135576.572 | 47034 | 64977 | Torrington Solar One, LLC | 64426 | DG Connecticut III, LLC | IPP Non-CHP | 236 East Pear Rd | Torrington | Litchfield | Connecticut | 6790 | solar | Solar = 2 MW | Solar Photovoltaic | 2 | 2 | [9 empty] | 2 |  |  | EIA-860, EIA-860M and EIA-923 | 202406 | -73.078 | 41.8302
-8123935.0248 | 5114800.0676 | 47035 | 64978 | Bristol Solar One, LLC | 64426 | DG Connecticut III, LLC | IPP Non-CHP | 399 Hill Street | Bristol | Hartford | Connecticut | 6010 | solar | Solar = 3 MW | Solar Photovoltaic | 3 | 3 | [9 empty] | 3 |  |  | EIA-860, EIA-860M and EIA-923 | 202406 | -72.9785 | 41.691
-8142847.0931 | 5104178.5095 | 47036 | 64979 | Watertown Solar One, LLC | 64426 | DG Connecticut III, LLC | IPP Non-CHP | 669 Platt Road | Watertown | Litchfield | Connecticut | 6795 | solar | Solar = 2 MW | Solar Photovoltaic | 2 | 2 | [9 empty] | 2 |  |  | EIA-860, EIA-860M and EIA-923 | 202406 | -73.1484 | 41.6197
-7907732.3136 | 5207977.789 | 47037 | 64980 | UMass Boston | 64427 | UMass Boston | Commercial Non-CHP | 100 Morrisssey Blvd. | Dorchester | Suffolk | Massachusetts | 2125 | petroleum | Battery = 0.5 MW, Petroleum = 6.9 MW,Solar = 0.7 MW | Batteries; Petroleum Liquids; Solar Photovoltaic | 8.1 | 8.1 | 0.5 | [7 empty] | 6.9 | 0.7 |  |  | EIA-860, EIA-860M and EIA-923 | 202406 | -71.0364 | 42.313
-10226632.2998 | 4409227.7608 | 47038 | 64982 | West Plains Solar I | 22500 | Evergy Kansas Central, Inc | Electric Utility | 7345 County Road 1770 | West Plains | Howell | Missouri | 65775 | solar | Solar = 8 MW | Solar Photovoltaic | 8 | 8 | [9 empty] | 8 |  |  | EIA-860, EIA-860M and EIA-923 | 202406 | -91.8674 | 36.7853
-8384182.8511 | 4895534.2208 | 47039 | 64983 | North Wales Diesel | 64429 | North Wales Diesel | Commercial Non-CHP | 2750 Morris Road | Lansdale | Montgomery | Pennsylvania | 19446 | petroleum | Petroleum = 6 MW | Petroleum Liquids | 7.2 | 6 | [8 empty] | 6 |  |  |  | EIA-860, EIA-860M and EIA-923 | 202406 | -75.3164 | 40.2033
-10280950.534 | 5242802.9426 | 47040 | 64984 | Waterloo Solar (IA) | 12341 | MidAmerican Energy Co | Electric Utility | 944 West Airline Highway | Waterloo | Black Hawk | Iowa | 50703 | solar | Solar = 3 MW | Solar Photovoltaic | 3 | 3 | [9 empty] | 3 |  |  | EIA-860, EIA-860M and EIA-923 | 202406 | -92.3554 | 42.5439
-10190522.3721 | 5097128.7927 | 47041 | 64985 | Johnson County Hills Solar | 12341 | MidAmerican Energy Co | Electric Utility | 4945 Oak Crest Hill Road SE | Iowa City | Johnson | Iowa | 52240 | solar | Solar = 3 MW | Solar Photovoltaic | 3 | 3 | [9 empty] | 3 |  |  | EIA-860, EIA-860M and EIA-923 | 202406 | -91.543 | 41.5723
-10375654.4776 | 5269576.9179 | 47042 | 64986 | Franklin County Solar | 12341 | MidAmerican Energy Co | Electric Utility | 1228 U.S. Highway 65 | Hampton | Franklin | Iowa | 50441 | solar | Solar = 7 MW | Solar Photovoltaic | 7 | 7 | [9 empty] | 7 |  |  | EIA-860, EIA-860M and EIA-923 | 202406 | -93.2061 | 42.7208
-10455660.5749 | 5729291.3376 | 47043 | 64987 | USS Foley Solar LLC | 65173 | United States Solar Corporation | IPP Non-CHP | 7750 MN-25 | Foley | Benton | Minnesota | 56329 | solar | Solar = 1 MW | Solar Photovoltaic | 1 | 1 | [9 empty] | 1 |  |  | EIA-860, EIA-860M and EIA-923 | 202406 | -93.9248 | 45.6805
-10565390.646 | 5585834.6391 | 47044 | 64988 | USS Prokosch Solar LLC | 65173 | United States Solar Corporation | IPP Non-CHP | 1432 Highway Ave | Bird Island | Renville | Minnesota | 55310 | solar | Solar = 1 MW | Solar Photovoltaic | 1 | 1 | [9 empty] | 1 |  |  | EIA-860, EIA-860M and EIA-923 | 202406 | -94.9105 | 44.7729
-10566545.5857 | 5538886.4585 | 47045 | 64989 | USS Rosebud Solar LLC | 65173 | United States Solar Corporation | IPP Non-CHP | 29157 County Road 2 | Morgan | Redwood | Minnesota | 56266 | solar | Solar = 1 MW | Solar Photovoltaic | 1 | 1 | [9 empty] | 1 |  |  | EIA-860, EIA-860M and EIA-923 | 202406 | -94.9209 | 44.4727
-10328748.897 | 5698693.1145 | 47046 | 64990 | Medin CSG | 62915 | Madison Energy Holdings LLC | IPP Non-CHP | 37075 Park Trail | Center City | Chisago | Minnesota | 55012 | solar | Solar = 1 MW | Solar Photovoltaic | 1 | 1 | [9 empty] | 1 |  |  | EIA-860, EIA-860M and EIA-923 | 202406 | -92.7847 | 45.4881
-10332189.6711 | 5698235.9756 | 47047 | 64991 | Johnson CSG 1 | 62915 | Madison Energy Holdings LLC | IPP Non-CHP | 36767 Oriole Ave | Lindstrom | Chisago | Minnesota | 55045 | solar | Solar = 1 MW | Solar Photovoltaic | 1 | 1 | [9 empty] | 1 |  |  | EIA-860, EIA-860M and EIA-923 | 202406 | -92.8156 | 45.4852
-10341336.905 | 5694118.3322 | 47048 | 64992 | Cornillie Solar CSG | 62915 | Madison Energy Holdings LLC | IPP Non-CHP | 35258 Kost Trail | North Branch | Chisago | Minnesota | 55056 | solar | Solar = 1 MW | Solar Photovoltaic | 1 | 1 | [9 empty] | 1 |  |  | EIA-860, EIA-860M and EIA-923 | 202406 | -92.8978 | 45.4593
-13174002.39 | 4151255.552 | 47049 | 64993 | BigBeau Solar, LLC | 64424 | Big Beau Solar, LLC | IPP Non-CHP | 12901 Favorito Ave. | Rosamond | Kern | California | 93560 | solar | Battery = 40 MW, Solar = 128 MW | Batteries; Solar Photovoltaic; | 168 | 168 | 40 | [8 empty] | 128 |  |  | EIA-860, EIA-860M and EIA-923 | 202406 | -118.3441 | 34.907
-13517305.5771 | 4664010.8747 | 47050 | 64994 | Sacramento Point West Medical Offices | 64746 | KP Sacramento Point West Medical Offices Solar, LLC | Commercial Non-CHP | 1650 Response Rd | Sacramento | Sacramento | California | 95815 | solar | Solar = 1.2 MW | Solar Photovoltaic | 1.3 | 1.2 | [9 empty] | 1.2 |  |  | EIA-860, EIA-860M and EIA-923 | 202406 | -121.428 | 38.5963
-10121996.6539 | 5274566.549 | 47051 | 64995 | Cassville Solar | 20856 | Wisconsin Power & Light Co | Electric Utility |  | Town of Cassville | Grant | Wisconsin | 53806 | solar | Solar = 50 MW | Solar Photovoltaic | 50 | 50 | [9 empty] | 50 |  |  | EIA-860, EIA-860M and EIA-923 | 202406 | -90.9274 | 42.7538
-9845324.6386 | 5404358.3177 | 47052 | 64996 | Springfield Solar (WI) | 20856 | Wisconsin Power & Light Co | Electric Utility | W932 Super Drive | Lomira | Dodge | Wisconsin | 53048 | solar | Solar = 100 MW | Solar Photovoltaic | 100 | 100 | [9 empty] | 100 |  |  | EIA-860, EIA-860M and EIA-923 | 202406 | -88.4421 | 43.604
-9948827.2748 | 5261248.0236 | 47053 | 64997 | Albany Solar (WI) | 20856 | Wisconsin Power & Light Co | Electric Utility | N4407 Highway 104 | Broadhead | Rock | Wisconsin | 53520 | solar | Solar = 50 MW | Solar Photovoltaic | 50 | 50 | [9 empty] | 50 |  |  | EIA-860, EIA-860M and EIA-923 | 202406 | -89.3718 | 42.6658
-9917303.4874 | 5244568.9362 | 47054 | 64998 | Paddock Solar | 20856 | Wisconsin Power & Light Co | Electric Utility | 3202 S Nye School Rd | Beloit | Rock | Wisconsin | 53511 | solar | Solar = 65 MW | Solar Photovoltaic | 65 | 65 | [9 empty] | 65 |  |  | EIA-860, EIA-860M and EIA-923 | 202406 | -89.0887 | 42.5556
-9941010.6428 | 5475115.739 | 47055 | 65000 | Wautoma Solar | 20856 | Wisconsin Power & Light Co | Electric Utility | N3201 16th Drive | Wautoma | Waushara | Wisconsin | 54982 | solar | Solar = 99 MW | Solar Photovoltaic | 99 | 99 | [9 empty] | 99 |  |  | EIA-860, EIA-860M and EIA-923 | 202406 | -89.3016 | 44.0625
-9883376.9802 | 5387459.6292 | 47056 | 65001 | Beaver Dam Solar | 20856 | Wisconsin Power & Light Co | Electric Utility | 8101 N Crystal Lake Rd | Dodge | Dodge | Wisconsin | 53916 | solar | Solar = 50 MW | Solar Photovoltaic | 50 | 50 | [9 empty] | 50 |  |  | EIA-860, EIA-860M and EIA-923 | 202406 | -88.7839 | 43.4939
-13066180.2237 | 4026197.5117 | 47057 | 65002 | SSI West Riverside Landfill LLC | 60531 | Standard Solar | IPP Non-CHP | West Riverside Landfill | Riverside | Riverside | California | 92501 | solar | Solar = 2.5 MW | Solar Photovoltaic | 2.5 | 2.5 | [9 empty] | 2.5 |  |  | EIA-860, EIA-860M and EIA-923 | 202406 | -117.3755 | 33.9806
-10459586.3681 | 5498724.8907 | 47058 | 65003 | MN CSG 2019-16 LLC | 64441 | MN CSG 2019-16 LLC | IPP Non-CHP | 23318 N Riverfront Dr | Mankato | Blue Earth | Minnesota | 56001 | solar | Solar = 1 MW | Solar Photovoltaic | 1 | 1 | [9 empty] | 1 |  |  | EIA-860, EIA-860M and EIA-923 | 202406 | -93.9601 | 44.2147
-9780108.7829 | 5148535.6941 | 47059 | 65005 | Albertsons at Melrose Park | 64440 | ESIL-AL-Melrose, LLC | IPP Non-CHP | 2200 N 17th Avenue | Melrose Park | Cook | Illinois | 60160 | solar | Solar = 1.9 MW | Solar Photovoltaic | 1.9 | 1.9 | [9 empty] | 1.9 |  |  | EIA-860, EIA-860M and EIA-923 | 202406 | -87.8562 | 41.9169
-10096793.1419 | 5269294.7853 | 47060 | 65007 | Grant County | 20856 | Wisconsin Power & Light Co | Electric Utility | 6006 Stage Rd | Town of Potosi | Grant | Wisconsin | 53820 | solar | Solar = 200 MW | Solar Photovoltaic | 200 | 200 | [9 empty] | 200 |  |  | EIA-860, EIA-860M and EIA-923 | 202406 | -90.701 | 42.719
-9784603.5299 | 5403779.2355 | 47061 | 65008 | Onion River | 20856 | Wisconsin Power & Light Co | Electric Utility | W4037 Risseuw Rd | Sheboygan Cedar Grove | Sheboygan | Wisconsin | 53013 | solar | Solar = 150 MW | Solar Photovoltaic | 150 | 150 | [9 empty] | 150 |  |  | EIA-860, EIA-860M and EIA-923 | 202406 | -87.8966 | 43.6002
-10044672.0205 | 5342236.3749 | 47062 | 65009 | Bear Creek | 20856 | Wisconsin Power & Light Co | Electric Utility | 34501 Old Mill Drive | Lone Rock | Richland | Wisconsin | 53556 | solar | Solar = 50 MW | Solar Photovoltaic | 50 | 50 | [9 empty] | 50 |  |  | EIA-860, EIA-860M and EIA-923 | 202406 | -90.2328 | 43.1985
-9918737.5051 | 5283228.9514 | 47063 | 65010 | North Rock | 20856 | Wisconsin Power & Light Co | Electric Utility | 5015 W Pomeroy Road | Edgerton | Rock | Wisconsin | 53534 | solar | Solar = 50 MW | Solar Photovoltaic | 50 | 50 | [9 empty] | 50 |  |  | EIA-860, EIA-860M and EIA-923 | 202406 | -89.1015 | 42.8109
-10000219.4762 | 5507882.0545 | 47064 | 65011 | Wood County | 20856 | Wisconsin Power & Light Co | Electric Utility | 13735 Rangeline Road | Nekoosa | Wood | Wisconsin | 54457 | solar | Solar = 150 MW | Solar Photovoltaic | 150 | 150 | [9 empty] | 150 |  |  | EIA-860, EIA-860M and EIA-923 | 202406 | -89.8335 | 44.2736
-9893675.5915 | 5311971.8469 | 47065 | 65012 | Crawfish River | 20856 | Wisconsin Power & Light Co | Electric Utility | W6644 US Highway 18 | Jefferson | Jefferson | Wisconsin | 53137 | solar | Solar = 75 MW | Solar Photovoltaic | 75 | 75 | [9 empty] | 75 |  |  | EIA-860, EIA-860M and EIA-923 | 202406 | -88.8764 | 43
-9866899.9144 | 5199966.9943 | 47066 | 65013 | Marengo Solar | 63505 | DG Illinois Solar, LLC | IPP Non-CHP | 22050 W Railroad St | Marengo | McHenry | Illinois | 60152 | solar | Solar = 2 MW | Solar Photovoltaic | 2 | 2 | [9 empty] | 2 |  |  | EIA-860, EIA-860M and EIA-923 | 202406 | -88.6359 | 42.2597
-7988341.0946 | 5162720.6721 | 47067 | 65015 | ASD Wallum MA Solar LLC(CSG) | 65500 | ASD Wallum MA Solar LLC | IPP Non-CHP | 269 Wallum Lake Rd | Douglas | Worcester | Massachusetts | 1516 | solar | Battery = 3.8 MW, Solar = 5 MW | Batteries; Solar Photovoltaic; | 8.8 | 8.8 | 3.8 | [8 empty] | 5 |  |  | EIA-860, EIA-860M and EIA-923 | 202406 | -71.7605 | 42.0116
-8527847.3331 | 4580378.1339 | 47068 | 65016 | Gardy's Mill Solar | 64448 | Gardy's Mill Solar, LLC | IPP Non-CHP | 1072 Gardy's Mill Rd | Kinsale | Westmoreland | Virginia | 22488 | solar | Solar = 14 MW | Solar Photovoltaic | 14 | 14 | [9 empty] | 14 |  |  | EIA-860, EIA-860M and EIA-923 | 202406 | -76.607 | 38.0067
-8600942.3825 | 4512348.9684 | 47069 | 65022 | Briel Solar Farm | 64447 | Briel Solar Farm, LLC | IPP Non-CHP | 2701 Meadow Rd | Standston | Henrico | Virginia | 23150 | solar | Solar = 20 MW | Solar Photovoltaic | 20 | 20 | [9 empty] | 20 |  |  | EIA-860, EIA-860M and EIA-923 | 202406 | -77.2636 | 37.5236
-10682046.6819 | 3373414.1571 | 47070 | 65026 | HEB00292 | 64449 | Texas Microgrid, LLC | IPP Non-CHP | 2700 7th St. | Bay City | Matagorda | Texas | 77414 | natural gas | Natural Gas = 1.2 MW | Natural Gas Internal Combustion Engine | 1.2 | 1.2 | [6 empty] | 1.2 | [5 empty] | EIA-860, EIA-860M and EIA-923 | 202406 | -95.9585 | 28.9825
-9424281.0399 | 4726157.4543 | 47071 | 65027 | Aero Solar Facility | 55729 | Duke Energy Kentucky Inc | Electric Utility | 191 Wendel H Ford Blvd. | Burlington | Boone | Kentucky | 41005 | solar | Solar = 2 MW | Solar Photovoltaic | 2 | 2 | [9 empty] | 2 |  |  | EIA-860, EIA-860M and EIA-923 | 202406 | -84.6598 | 39.0313
-10778501.6811 | 3692796.1889 | 47072 | 65028 | Roseland Solar Project, LLC | 64438 | Enel Green Power Roseland Solar, LLC | IPP Non-CHP | 309 FM 2603 | Riesel | Falls | Texas | 76682 | batteries | Battery = 51.8 MW | Batteries | 51.8 | 51.8 | 51.8 | [11 empty] | EIA-860, EIA-860M and EIA-923 | 202406 | -96.8249 | 31.4612
-9542752.0288 | 5313037.379 | 47073 | 65029 | Bissell Solar and Battery Generator | 4254 | Consumers Energy Co - (MI) | Electric Utility | 2345 Walker Ave NW | Grand Rapids | Kent | Michigan | 49544 | solar | Battery = 0.3 MW, Solar = 0.8 MW | Batteries; Solar Photovoltaic; | 1.1 | 1.1 | 0.3 | [8 empty] | 0.8 |  |  | EIA-860, EIA-860M and EIA-923 | 202406 | -85.724 | 43.007
-9508506.9251 | 4835000.43 | 47074 | 65031 | Bellflower Solar 1 | 62842 | Lightsource Renewable Energy Asset Management, LLC | IPP Non-CHP | 9301 S CO RD 125 W | Lewisville | Henry | Indiana | 47352 | solar | Solar = 152.5 MW | Solar Photovoltaic | 152.5 | 152.5 | [9 empty] | 152.5 |  |  | EIA-860, EIA-860M and EIA-923 | 202406 | -85.4164 | 39.7867
-11634949.4267 | 4604931.9499 | 47075 | 65032 | Sun Mountain Solar 1 | 62842 | Lightsource Renewable Energy Asset Management, LLC | IPP Non-CHP | 2819 Doyle Rd | Unincorporated Pueblo | Pueblo | Colorado | 81006 | solar | Solar = 200 MW | Solar Photovoltaic | 200 | 200 | [9 empty] | 200 |  |  | EIA-860, EIA-860M and EIA-923 | 202406 | -104.5185 | 38.1803
-13296206.5893 | 4406330.5123 | 47076 | 65033 | Kings River Syphon | 64456 | Orange Cove Irrigation District | IPP Non-CHP | 19553 Trimmer Springs Rd | Sanger | Fresno | California | 93657 | hydroelectric | Hydroelectric = 0.8 MW | Conventional Hydroelectric | 1.3 | 0.8 |  |  |  |  | 0.8 | [7 empty] | EIA-860, EIA-860M and EIA-923 | 202406 | -119.4419 | 36.7645
-10696495.3952 | 3433720.305 | 47077 | 65034 | Bernard Creek Solar | 64455 | Bernard Creek Solar, LLC | IPP Non-CHP | 3264 CR 207 RD | Hungerford | Wharton | Texas | 77448 | solar | Solar = 230 MW | Solar Photovoltaic | 230 | 230 | [9 empty] | 230 |  |  | EIA-860, EIA-860M and EIA-923 | 202406 | -96.0883 | 29.4553
-8246232.8438 | 4955104.6078 | 47078 | 65035 | Fox Hills Battery Station | 4226 | Consolidated Edison Co-NY Inc | Electric Utility | 311 Virginia Avenue | Staten Island | Richmond | New York | 10305 | batteries | Battery = 7.5 MW | Batteries | 7.5 | 7.5 | 7.5 | [11 empty] | EIA-860, EIA-860M and EIA-923 | 202406 | -74.0772 | 40.6108
-9723086.8209 | 3612230.3246 | 47079 | 65036 | Cotton Creek Solar Energy Center | 6452 | Florida Power & Light Co | Electric Utility | 398 W Bogia Road | McDavid | Escambia | Florida | 32568 | solar | Solar = 74.5 MW | Solar Photovoltaic | 74.5 | 74.5 | [9 empty] | 74.5 |  |  | EIA-860, EIA-860M and EIA-923 | 202406 | -87.344 | 30.8419
-9022858.9486 | 3046394.4269 | 47080 | 65037 | Sawgrass Solar Energy Center | 6452 | Florida Power & Light Co | Electric Utility | 34229 County Road 833 | Clewiston | Hendry | Florida | 33440 | solar | Solar = 74.5 MW | Solar Photovoltaic | 74.5 | 74.5 | [9 empty] | 74.5 |  |  | EIA-860, EIA-860M and EIA-923 | 202406 | -81.0537 | 26.3814
-9020809.4455 | 3050846.8726 | 47081 | 65038 | Ghost Orchid Solar Energy Center | 6452 | Florida Power & Light Co | Electric Utility | 30535 County Road 833 | Clewiston | Hendry | Florida | 33440 | solar | Solar = 74.5 MW | Solar Photovoltaic | 74.5 | 74.5 | [9 empty] | 74.5 |  |  | EIA-860, EIA-860M and EIA-923 | 202406 | -81.0353 | 26.4172
-8966434.4383 | 3156508.1073 | 47082 | 65039 | Sundew | 6452 | Florida Power & Light Co | Electric Utility | 20400 Glades Cut-Off Road | Port St Lucie | St Lucie | Florida | 34988 | solar | Solar = 74.5 MW | Solar Photovoltaic | 74.5 | 74.5 | [9 empty] | 74.5 |  |  | EIA-860, EIA-860M and EIA-923 | 202406 | -80.5469 | 27.2641
-9065132.5252 | 3057978.9368 | 47083 | 65040 | Immokalee | 6452 | Florida Power & Light Co | Electric Utility | 3350 SR 29 N | Immokalee | Collier | Florida | 34142 | solar | Solar = 74.5 MW | Solar Photovoltaic | 74.5 | 74.5 | [9 empty] | 74.5 |  |  | EIA-860, EIA-860M and EIA-923 | 202406 | -81.4335 | 26.4746
-9156330.9068 | 3198208.8222 | 47084 | 65041 | Elder Branch | 6452 | Florida Power & Light Co | Electric Utility | 28800 State Road 62 | Parrish | Manatee | Florida | 34219 | solar | Solar = 74.5 MW | Solar Photovoltaic | 74.5 | 74.5 | [9 empty] | 74.5 |  |  | EIA-860, EIA-860M and EIA-923 | 202406 | -82.2527 | 27.5966
-8978218.7196 | 3196234.7512 | 47085 | 65042 | Grove | 6452 | Florida Power & Light Co | Electric Utility | 16225 9th Street SW | Vero Beach | Indian River | Florida | 32968 | solar | Solar = 74.5 MW | Solar Photovoltaic | 74.5 | 74.5 | [9 empty] | 74.5 |  |  | EIA-860, EIA-860M and EIA-923 | 202406 | -80.6527 | 27.5809
-8649524.4346 | 4509031.3931 | 47086 | 65044 | Dry Bridge Storage | 5248 | Dominion Energy Inc. | Electric Utility | 212 Dry Bridge Road | Midlothian | Chesterfield | Virginia | 23114 | batteries | Battery = 20 MW | Batteries | 20 | 20 | 20 | [11 empty] | EIA-860, EIA-860M and EIA-923 | 202406 | -77.7 | 37.5
-8073475.9034 | 5160215.819 | 47087 | 65047 | Enfield Solar One | 64458 | Enfield Solar One, LLC | IPP Non-CHP | 110 North St | Hartford | Hartford | Connecticut | 6082 | solar | Solar = 4 MW | Solar Photovoltaic | 4 | 4 | [9 empty] | 4 |  |  | EIA-860, EIA-860M and EIA-923 | 202406 | -72.5253 | 41.9949
-10778865.4732 | 3733774.0089 | 47088 | 65048 | Hubbard Wind | 64468 | Hubbard Wind LLC | IPP Non-CHP | 1023 HCR 3363 | Mt Calm | Limestone | Texas | 76648 | wind | Wind = 300 MW | Onshore Wind Turbine | 300 | 300 | [10 empty] | 300 |  | EIA-860, EIA-860M and EIA-923 | 202406 | -96.8282 | 31.7747
-12766148.2586 | 3980673.3571 | 47089 | 65053 | Blythe Mesa Solar II | 64459 | Blythe Mesa Solar II, LLC | IPP Non-CHP | 16489 Mesa Drive | Blythe | Riverside | California | 92225 | solar | Battery = 112 MW, Solar = 223.6 MW | Batteries; Solar Photovoltaic; | 335.6 | 335.6 | 112 | [8 empty] | 223.6 |  |  | EIA-860, EIA-860M and EIA-923 | 202406 | -114.6803 | 33.6408
-7874918.5559 | 5130635.1939 | 47090 | 65054 | 71 Charlotte Furnace Rd Hybrid(CSG) | 64470 | 71CFR WHAM8 Solar, LLC | IPP Non-CHP | 71 Charlotte Furnace Rd | Wareham | Plymouth | Massachusetts | 2576 | solar | Battery = 1 MW, Solar = 1 MW | Batteries; Solar Photovoltaic; | 2 | 2 | 1 | [8 empty] | 1 |  |  | EIA-860, EIA-860M and EIA-923 | 202406 | -70.7416 | 41.7971
-7872892.2073 | 5130253.5396 | 47091 | 65055 | 77 Farm to Market Rd Hybrid(CSG) | 64471 | 77F2M WHAM8 Solar, LLC | IPP Non-CHP | 77 Farm to Market Rd | Wareham | Plymouth | Massachusetts | 2571 | solar | Battery = 2.2 MW, Solar = 5 MW | Batteries; Solar Photovoltaic; | 7.2 | 7.2 | 2.2 | [8 empty] | 5 |  |  | EIA-860, EIA-860M and EIA-923 | 202406 | -70.7234 | 41.7946
-7871698.0831 | 5130083.9204 | 47092 | 65056 | 160 Tihonet Rd Hybrid(CSG) | 64472 | 160TIH WHAM8 Solar, LLC | IPP Non-CHP | 160 Tihonet Rd | Wareham | Plymouth | Massachusetts | 2571 | solar | Battery = 3.3 MW, Solar = 5 MW | Batteries; Solar Photovoltaic; | 8.3 | 8.3 | 3.3 | [8 empty] | 5 |  |  | EIA-860, EIA-860M and EIA-923 | 202406 | -70.7127 | 41.7934
-7873297.6328 | 5130334.4681 | 47093 | 65057 | 299 Farm to Market Rd Hybrid(CSG) | 64473 | 299F2M WHAM8 Solar, LLC | IPP Non-CHP | 299 Farm to Market Rd | Wareham | Plymouth | Massachusetts | 2330 | solar | Battery = 2.3 MW, Solar = 3 MW | Batteries; Solar Photovoltaic; | 5.3 | 5.3 | 2.3 | [8 empty] | 3 |  |  | EIA-860, EIA-860M and EIA-923 | 202406 | -70.727 | 41.7951
-17585217.2163 | 2442038.3939 | 47094 | 65058 | Waiawa Solar Power Hybrid | 64474 | Waiawa Solar Power LLC | IPP Non-CHP | 94-560 Kamehameha Hwy | Waipahu | Honolulu | Hawaii | 96797 | solar | Battery = 36 MW, Solar = 36 MW | Batteries; Solar Photovoltaic; | 72 | 72 | 36 | [8 empty] | 36 |  |  | EIA-860, EIA-860M and EIA-923 | 202406 | -157.9707 | 21.4201
-11460631.0078 | 4955479.1267 | 47095 | 65059 | Niyol Wind, LLC | 64461 | Niyol Wind, LLC | IPP Non-CHP | 33047 C.R. 26 | Fleming | Logan | Colorado | 80728 | wind | Wind = 205 MW | Onshore Wind Turbine | 205.6 | 205 | [10 empty] | 205 |  | EIA-860, EIA-860M and EIA-923 | 202406 | -102.9526 | 40.6134
-10691485.9068 | 5827047.6028 | 47096 | 65066 | Hoot Lake Solar | 14232 | Otter Tail Power Co | Electric Utility | TBD | Fergus Falls | Otter Tail | Minnesota | 56537 | solar | Solar = 49.9 MW | Solar Photovoltaic | 49.9 | 49.9 | [9 empty] | 49.9 |  |  | EIA-860, EIA-860M and EIA-923 | 202406 | -96.0433 | 46.2906
-8391173.4925 | 5531310.1728 | 47097 | 65067 | ASA DeKalb NY Solar III LLC | 64484 | ASA DeKalb NY Solar III LLC | IPP Non-CHP | 2700 US Highway 11 | Richville | St Lawrence | New York | 13681 | solar | Solar = 3.3 MW | Solar Photovoltaic | 3.3 | 3.3 | [9 empty] | 3.3 |  |  | EIA-860, EIA-860M and EIA-923 | 202406 | -75.3792 | 44.4241
-9627728.43 | 5079757.0012 | 47098 | 65068 | Walkerton | 9234 | Indiana Municipal Power Agency | Electric Utility | Lake Street | Walkerton | St Joseph | Indiana | 46574 | solar | Solar = 1.1 MW | Solar Photovoltaic | 1.1 | 1.1 | [9 empty] | 1.1 |  |  | EIA-860, EIA-860M and EIA-923 | 202406 | -86.4874 | 41.4555
-9699956.4118 | 4727911.6576 | 47099 | 65069 | Linton | 9234 | Indiana Municipal Power Agency | Electric Utility | Winterwood Lane | Linton | Greene | Indiana | 47441 | solar | Solar = 5.4 MW | Solar Photovoltaic | 5.4 | 5.4 | [9 empty] | 5.4 |  |  | EIA-860, EIA-860M and EIA-923 | 202406 | -87.1362 | 39.0436
-10866973.069 | 3531887.3074 | 47100 | 65070 | Austin TX GigaFactory | 57313 | Tesla Inc. | Industrial Non-CHP | 13101 Harold Green Rd | Austin | Travis | Texas | 78725 | solar | Solar = 1.9 MW | Solar Photovoltaic | 1.9 | 1.9 | [9 empty] | 1.9 |  |  | EIA-860, EIA-860M and EIA-923 | 202406 | -97.6197 | 30.2202
-8776629.0292 | 5290579.8787 | 47101 | 65071 | Buffalo NY GigaFactory | 57313 | Tesla Inc. | Industrial Non-CHP | 1339 South Park Ave | Buffalo | Erie | New York | 14220 | solar | Solar = 2 MW | Solar Photovoltaic | 2 | 2 | [9 empty] | 2 |  |  | EIA-860, EIA-860M and EIA-923 | 202406 | -78.8418 | 42.8593
-13574808.5506 | 4507984.6944 | 47102 | 65072 | Fremont CA AutoFactory | 57313 | Tesla Inc. | Industrial Non-CHP | 45500 Fremont Blvd | Fremont | Alameda | California | 94538 | solar | Solar = 0.3 MW | Solar Photovoltaic | 0.3 | 0.3 | [9 empty] | 0.3 |  |  | EIA-860, EIA-860M and EIA-923 | 202406 | -121.9446 | 37.4925
-13343507.0202 | 4247547.4309 | 47103 | 65073 | Berrenda Mesa Water District | 57313 | Tesla Inc. | IPP Non-CHP | 14823 CA-33 | Lost Hills | Kern | California | 93249 | solar | Solar = 6.4 MW | Solar Photovoltaic | 6.4 | 6.4 | [9 empty] | 6.4 |  |  | EIA-860, EIA-860M and EIA-923 | 202406 | -119.8668 | 35.6133
-10414283.4541 | 5479323.1253 | 47104 | 65075 | Everson Garden | 64482 | Everson Garden LLC | IPP Non-CHP | 10599 Old US HWY 14 | Waseca | Waseca | Minnesota | 56093 | solar | Solar = 1 MW | Solar Photovoltaic | 1 | 1 | [9 empty] | 1 |  |  | EIA-860, EIA-860M and EIA-923 | 202406 | -93.5531 | 44.0896
-8551932.4182 | 4851674.967 | 47105 | 65076 | Cottontail Solar 1 | 62842 | Lightsource Renewable Energy Asset Management, LLC | IPP Non-CHP | 1025 Stoverstown Rd | York | York | Pennsylvania | 17408 | solar | Solar = 20 MW | Solar Photovoltaic | 20 | 20 | [9 empty] | 20 |  |  | EIA-860, EIA-860M and EIA-923 | 202406 | -76.8233 | 39.9017
-8546104.7315 | 4856830.7097 | 47106 | 65077 | Cottontail Solar 2 | 62842 | Lightsource Renewable Energy Asset Management, LLC | IPP Non-CHP | 1760 W. College Ave | West Manchester Towns | York | Pennsylvania | 17408 | solar | Solar = 20 MW | Solar Photovoltaic | 20 | 20 | [9 empty] | 20 |  |  | EIA-860, EIA-860M and EIA-923 | 202406 | -76.771 | 39.9373
-8613735.2183 | 4947774.0181 | 47107 | 65080 | Cottontail Solar 5 | 62842 | Lightsource Renewable Energy Asset Management, LLC | IPP Non-CHP | 129 Smith Road | Penn Township | Juniata | Pennsylvania | 17059 | solar | Solar = 20 MW | Solar Photovoltaic | 20 | 20 | [9 empty] | 20 |  |  | EIA-860, EIA-860M and EIA-923 | 202406 | -77.3785 | 40.5608
-8561032.1186 | 4981777.2949 | 47108 | 65081 | Cottontail Solar 6 | 62842 | Lightsource Renewable Energy Asset Management, LLC | IPP Non-CHP | 1528 Clifford Rd | Penn Township | Snyder | Pennsylvania | 17870 | solar | Solar = 20 MW | Solar Photovoltaic | 20 | 20 | [9 empty] | 20 |  |  | EIA-860, EIA-860M and EIA-923 | 202406 | -76.9051 | 40.7925
-8547537.4134 | 4855109.2672 | 47109 | 65082 | Cottontail Solar 8 | 62842 | Lightsource Renewable Energy Asset Management, LLC | IPP Non-CHP | 2120 Alpha Dr. | West Manchester Towns | York | Pennsylvania | 17408 | solar | Solar = 20 MW | Solar Photovoltaic | 20 | 20 | [9 empty] | 20 |  |  | EIA-860, EIA-860M and EIA-923 | 202406 | -76.7838 | 39.9254
-7886297.9683 | 5160270.9393 | 47110 | 65083 | Halifax Solar | 59254 | NuGen Capital Management | IPP Non-CHP | 0 Monponsett Street | Halifax | Plymouth | Massachusetts | 2338 | solar | Solar = 2.5 MW | Solar Photovoltaic | 2.5 | 2.5 | [9 empty] | 2.5 |  |  | EIA-860, EIA-860M and EIA-923 | 202406 | -70.8438 | 41.9953
-11897472.1781 | 4757215.5538 | 47111 | 65084 | Pitkin County Solar | 64487 | Coolangatta Solar LLC | IPP Non-CHP | 90 Stevens St | Aspen | Pitkin | Colorado | 81611 | solar | Solar = 5 MW | Solar Photovoltaic | 5 | 5 | [9 empty] | 5 |  |  | EIA-860, EIA-860M and EIA-923 | 202406 | -106.8768 | 39.2477
-8023475.0843 | 5263506.7225 | 47112 | 65085 | 580 River Solar | 59254 | NuGen Capital Management | IPP Non-CHP | 580 River Street | Winchendon | Worcester | Massachusetts | 1475 | solar | Solar = 3.1 MW | Solar Photovoltaic | 3.1 | 3.1 | [9 empty] | 3.1 |  |  | EIA-860, EIA-860M and EIA-923 | 202406 | -72.0761 | 42.6808
-9591679.9506 | 5080880.257 | 47113 | 65086 | Bremen | 9234 | Indiana Municipal Power Agency | Electric Utility | 5279 First Road | Bremen | Marshall | Indiana | 46506 | solar | Solar = 6.8 MW | Solar Photovoltaic | 6.8 | 6.8 | [9 empty] | 6.8 |  |  | EIA-860, EIA-860M and EIA-923 | 202406 | -86.1635 | 41.463
-10112990.5731 | 5492810.6849 | 47114 | 65087 | Shamrock Solar LLC | 60025 | Greenbacker Renewable Energy Corporation | IPP Non-CHP | East Pine Hill Road | Black River Falls | Jackson | Wisconsin | 54615 | solar | Solar = 3 MW | Solar Photovoltaic | 3 | 3 | [9 empty] | 3 |  |  | EIA-860, EIA-860M and EIA-923 | 202406 | -90.8465 | 44.1766
-10220127.7907 | 5496375.1156 | 47115 | 65088 | Stromland Solar | 60025 | Greenbacker Renewable Energy Corporation | IPP Non-CHP | Prairie Moon Road | Cochrane | Buffalo | Wisconsin | 54622 | solar | Solar = 3 MW | Solar Photovoltaic | 3 | 3 | [9 empty] | 3 |  |  | EIA-860, EIA-860M and EIA-923 | 202406 | -91.809 | 44.1996
-13462284.6942 | 4585410.4589 | 47116 | 65089 | Foothill Sanitary Landfill - Solar Array | 64485 | Ameresco San Joaquin Solar LLC | IPP Non-CHP | 6484 N Waverly Road | Linden | San Joaquin | California | 95236 | solar | Solar = 3.5 MW | Solar Photovoltaic | 3.6 | 3.5 | [9 empty] | 3.5 |  |  | EIA-860, EIA-860M and EIA-923 | 202406 | -120.9338 | 38.0424
-8475028.0159 | 5252154.2139 | 47117 | 65090 | Cortlandville III Solar CSG | 65752 | DG Empire Shine, LLC | IPP Non-CHP | 4025 Carr Hill Road | Cortland | Cortland | New York | 13045 | solar | Solar = 5 MW | Solar Photovoltaic | 5 | 5 | [9 empty] | 5 |  |  | EIA-860, EIA-860M and EIA-923 | 202406 | -76.1325 | 42.6058
-13050514.8997 | 4042956.7445 | 47118 | 65091 | IGS KSBD | 60025 | Greenbacker Renewable Energy Corporation | IPP Non-CHP | 2535 E 3rd Street | Highland | San Bernardino | California | 92346 | solar | Solar = 4.3 MW | Solar Photovoltaic | 4.3 | 4.3 | [9 empty] | 4.3 |  |  | EIA-860, EIA-860M and EIA-923 | 202406 | -117.2348 | 34.1054
-7885854.9167 | 5142643.576 | 47119 | 65092 | 115 G Fisher | 60025 | Greenbacker Renewable Energy Corporation | IPP Non-CHP | 0 Gd Circle | Middleborough | Plymouth | Massachusetts | 2346 | solar | Solar = 1 MW | Solar Photovoltaic | 1 | 1 | [9 empty] | 1 |  |  | EIA-860, EIA-860M and EIA-923 | 202406 | -70.8398 | 41.8775
-7885854.9167 | 5142237.5219 | 47120 | 65093 | 154 D Fisher | 60025 | Greenbacker Renewable Energy Corporation | IPP Non-CHP | 154 Purchase Street | Middleborough | Plymouth | Massachusetts | 2346 | solar | Solar = 1 MW | Solar Photovoltaic | 1 | 1 | [9 empty] | 1 |  |  | EIA-860, EIA-860M and EIA-923 | 202406 | -70.8398 | 41.8748
-8276645.3287 | 4875321.1299 | 47121 | 65094 | Jackson Legler Solar 1 LLC | 60025 | Greenbacker Renewable Energy Corporation | IPP Non-CHP | Homestead Road | Jackson Township | Ocean | New Jersey | 8527 | solar | Solar = 2.9 MW | Solar Photovoltaic | 2.9 | 2.9 | [9 empty] | 2.9 |  |  | EIA-860, EIA-860M and EIA-923 | 202406 | -74.3504 | 40.0645
-8307080.0775 | 5002327.1617 | 47122 | 65095 | Mt Arlington Solar 1 LLC | 60025 | Greenbacker Renewable Energy Corporation | IPP Non-CHP | Berkshire Ave | Mt Arlington | Morris | New Jersey | 7856 | solar | Solar = 1.6 MW | Solar Photovoltaic | 1.6 | 1.6 | [9 empty] | 1.6 |  |  | EIA-860, EIA-860M and EIA-923 | 202406 | -74.6238 | 40.9321
-10732000.3015 | 5226081.7531 | 47123 | 65098 | South Sioux City Energy Storage | 64486 | DG Nebraska Energy Storage, LLC | IPP Non-CHP | 1633 C. Avenue | South Sioux City | Dakota | Nebraska | 68776 | batteries | Battery = 1.5 MW | Batteries | 1.5 | 1.5 | 1.5 | [11 empty] | EIA-860, EIA-860M and EIA-923 | 202406 | -96.4072 | 42.4331
-11930247.0852 | 4320047.4452 | 47124 | 65103 | Jicarilla Solar 2 | 64493 | Jicarilla Solar 2 LLC | IPP Non-CHP | 405 Indian Rte J36 | Dulce | Rio Arriba | New Mexico | 87528 | solar | Solar = 50 MW | Solar Photovoltaic | 50 | 50 | [9 empty] | 50 |  |  | EIA-860, EIA-860M and EIA-923 | 202406 | -107.1712 | 36.1411
-13015920.1415 | 4243256.6047 | 47125 | 65104 | CA - DGS RFP - RJ Donovan State Prison | 62856 | Forefront Power, LLC | IPP Non-CHP | 480 Alta Road | San Diego | San Bernardino | California | 92179 | solar | Solar = 2 MW | Solar Photovoltaic | 2 | 2 | [9 empty] | 2 |  |  | EIA-860, EIA-860M and EIA-923 | 202406 | -116.924 | 35.582
-13199040.7039 | 4179316.058 | 47126 | 65105 | CA-DGS-California Correctional Inst | 62856 | Forefront Power, LLC | IPP Non-CHP | 24900 Highway 202 | Tehachapi | Kern | California | 92179 | solar | Solar = 4 MW | Solar Photovoltaic | 4 | 4 | [9 empty] | 4 |  |  | EIA-860, EIA-860M and EIA-923 | 202406 | -118.569 | 35.1135
-8700170.4615 | 4284523.4178 | 47127 | 65106 | Phobos Solar, LLC | 64504 | Phobos Solar, LLC | IPP Non-CHP | 2501 Prophecy Rd | Middlesex | Nash | North Carolina | 27557 | solar | Solar = 78.8 MW | Solar Photovoltaic | 78.8 | 78.8 | [9 empty] | 78.8 |  |  | EIA-860, EIA-860M and EIA-923 | 202406 | -78.155 | 35.8829
-8876805.2164 | 4209641.9282 | 47128 | 65107 | Cabin Creek Solar, LLC | 64505 | Cabin Creek Solar, LLC | IPP Non-CHP | 1799 Cole Rd | Biscoe | Montgomery | North Carolina | 27209 | solar | Solar = 70.2 MW | Solar Photovoltaic | 70.2 | 70.2 | [9 empty] | 70.2 |  |  | EIA-860, EIA-860M and EIA-923 | 202406 | -79.7417 | 35.336
-8108117.9723 | 5068081.3813 | 47129 | 65109 | North Haven Solar One | 64507 | North Haven Solar One, LLC | IPP Non-CHP | 122 Mill Rd | North Haven | New Haven | Connecticut | 6473 | solar | Solar = 1.6 MW | Solar Photovoltaic | 1.6 | 1.6 | [9 empty] | 1.6 |  |  | EIA-860, EIA-860M and EIA-923 | 202406 | -72.8365 | 41.3768
-8858785.0398 | 4282124.6322 | 47130 | 65110 | Ridgeback | 64502 | Ridgeback Solar, LLC | IPP Non-CHP | 509 Frances Drive | Liberty | Randolph | North Carolina | 27298 | solar | Solar = 2 MW | Solar Photovoltaic | 2 | 2 | [9 empty] | 2 |  |  | EIA-860, EIA-860M and EIA-923 | 202406 | -79.5798 | 35.8655
-8882173.2648 | 4266414.5972 | 47131 | 65111 | Thunderhead | 64501 | Thunderhead Solar, LLC | IPP Non-CHP | 979 Old Liberty Road | Asheboro | Randolph | North Carolina | 27203 | solar | Solar = 2.6 MW | Solar Photovoltaic | 2.6 | 2.6 | [9 empty] | 2.6 |  |  | EIA-860, EIA-860M and EIA-923 | 202406 | -79.7899 | 35.751
-7765966.1628 | 5580856.2196 | 47132 | 65112 | River Road | 64500 | Norridgewock River Road Solar, LLC | IPP Non-CHP | 552 River Road | Norridgewock | Somerset | Maine | 4957 | solar | Solar = 5 MW | Solar Photovoltaic | 5 | 5 | [9 empty] | 5 |  |  | EIA-860, EIA-860M and EIA-923 | 202406 | -69.7629 | 44.7411
-7873705.1735 | 5137480.5292 | 47133 | 65114 | 196 Tremont St(CSG) | 64420 | 196TRE WHAM8 Solar, LLC | IPP Non-CHP | 196 Tremont St | Carver | Plymouth | Massachusetts | 2330 | solar | Battery = 1.5 MW, Solar = 1.5 MW | Batteries; Solar Photovoltaic; | 3 | 3 | 1.5 | [8 empty] | 1.5 |  |  | EIA-860, EIA-860M and EIA-923 | 202406 | -70.7307 | 41.8429
-8273375.8752 | 5307863.0742 | 47134 | 65121 | NY8 - Grissom Solar | 61944 | MN8 Energy LLC | IPP Non-CHP | 496 Stoner Trail Road | Mohawk | Montgomery | New York | 12068 | solar | Solar = 20 MW | Solar Photovoltaic | 20 | 20 | [9 empty] | 20 |  |  | EIA-860, EIA-860M and EIA-923 | 202406 | -74.321 | 42.973
-8191638.3146 | 5306337.505 | 47135 | 65122 | NY8 - Branscomb Solar | 61944 | MN8 Energy LLC | IPP Non-CHP | 53 Wager Lane | Schaghticoke | Rensselaer | New York | 12154 | solar | Solar = 20 MW | Solar Photovoltaic | 20 | 20 | [9 empty] | 20 |  |  | EIA-860, EIA-860M and EIA-923 | 202406 | -73.5867 | 42.963
-8452603.929 | 5229221.7189 | 47136 | 65123 | NY8 - Janis Solar | 61944 | MN8 Energy LLC | IPP Non-CHP | 5213 NY-221 | Willet | Cortland | New York | 13863 | solar | Solar = 20 MW | Solar Photovoltaic | 20 | 20 | [9 empty] | 20 |  |  | EIA-860, EIA-860M and EIA-923 | 202406 | -75.931 | 42.4539
-8272498.1211 | 5305085.3488 | 47137 | 65124 | NY8 - Regan Solar | 61944 | MN8 Energy LLC | IPP Non-CHP | 492 Stoner Trail Road | Mohawk | Montgomery | New York | 12068 | solar | Solar = 20 MW | Solar Photovoltaic | 20 | 20 | [9 empty] | 20 |  |  | EIA-860, EIA-860M and EIA-923 | 202406 | -74.3131 | 42.9547
-8441810.9477 | 5198902.7483 | 47138 | 65125 | NY8 - Puckett Solar | 61944 | MN8 Energy LLC | IPP Non-CHP | 180 Willard Road | Chenango Forks | Broome | New York | 13746 | solar | Solar = 20 MW | Solar Photovoltaic | 20 | 20 | [9 empty] | 20 |  |  | EIA-860, EIA-860M and EIA-923 | 202406 | -75.8341 | 42.2527
-10020256.9845 | 4648481.3051 | 47139 | 65127 | AES Belleville Solar LLC | 61012 | AES Distributed Energy | IPP Non-CHP | 2381 Park Rd | Belleville | St Clair | Illinois | 62220 | solar | Solar = 9.9 MW | Solar Photovoltaic | 9.9 | 9.9 | [9 empty] | 9.9 |  |  | EIA-860, EIA-860M and EIA-923 | 202406 | -90.0135 | 38.4872
-10578670.8386 | 4537759.7797 | 47140 | 65129 | Jayhawk Wind Energy Center | 49893 | Invenergy Services LLC | IPP Non-CHP | 631 Calvary Road | Hepler | Crawford | Kansas | 66746 | wind | Wind = 197.4 MW | Onshore Wind Turbine | 197.4 | 197.4 | [10 empty] | 197.4 |  | EIA-860, EIA-860M and EIA-923 | 202406 | -95.0298 | 37.7045
-8536955.1599 | 4708021.4042 | 47141 | 65130 | City of Bowie | 57313 | Tesla Inc. | IPP Non-CHP | 18509 Central Av | Mitchellville | Prince Georges | Maryland | 20716 | solar | Solar = 2 MW | Solar Photovoltaic | 2 | 2 | [9 empty] | 2 |  |  | EIA-860, EIA-860M and EIA-923 | 202406 | -76.6888 | 38.9046
-13573437.4284 | 4506111.5611 | 47142 | 65131 | Fremont - Kato Rd | 57313 | Tesla Inc. | IPP Non-CHP | 47400 Kato Rd | Fremont | Alameda | California | 94538 | solar | Solar = 1.4 MW | Solar Photovoltaic | 1.4 | 1.4 | [9 empty] | 1.4 |  |  | EIA-860, EIA-860M and EIA-923 | 202406 | -121.9323 | 37.4792
-13504436.5987 | 4576608.4951 | 47143 | 65132 | University of the Pacific | 65155 | The Greater Light USA LLC | IPP Non-CHP | 3601 pacific ave | Stockton | San Joaquin | California | 95211 | solar | Battery = 1 MW, Solar = 4.5 MW | Batteries; Solar Photovoltaic; | 5.5 | 5.5 | 1 | [8 empty] | 4.5 |  |  | EIA-860, EIA-860M and EIA-923 | 202406 | -121.3124 | 37.9801
-8566659.3189 | 4707112.9417 | 47144 | 65133 | Benning Road | 64516 | Azimuth 180 Solar Electric, LLC | IPP Non-CHP | 3400 Benning Road NE | Washington | District of Columbia | District of Columbia | 20019 | solar | Solar = 0.8 MW | Solar Photovoltaic | 0.8 | 0.8 | [9 empty] | 0.8 |  |  | EIA-860, EIA-860M and EIA-923 | 202406 | -76.9556 | 38.8983
-8088119.0919 | 5484915.1985 | 47145 | 65135 | ER Bone Hill Solar, LLC | 60025 | Greenbacker Renewable Energy Corporation | IPP Non-CHP | 526 East Roxbury Rd | Northfield | Washington | Vermont | 5663 | solar | Solar = 1.2 MW | Solar Photovoltaic | 1.2 | 1.2 | [9 empty] | 1.2 |  |  | EIA-860, EIA-860M and EIA-923 | 202406 | -72.6568 | 44.1257
-12781096.2398 | 3971669.5816 | 47146 | 65140 | Crimson | 64513 | RE Crimson LLC | IPP Non-CHP | Powerline Rd | Blythe | Riverside | California | 92225 | batteries | Battery = 350 MW | Batteries | 350 | 350 | 350 | [11 empty] | EIA-860, EIA-860M and EIA-923 | 202406 | -114.8145 | 33.5735
-7935798.0723 | 5120266.2077 | 47147 | 65142 | Bristol Landfill Solar | 59254 | NuGen Capital Management | IPP Non-CHP | 10 Minturn Farm Road | Bristol | Bristol | Rhode Island | 2809 | solar | Solar = 5 MW | Solar Photovoltaic | 5 | 5 | [9 empty] | 5 |  |  | EIA-860, EIA-860M and EIA-923 | 202406 | -71.2885 | 41.7276
-9216633.5655 | 5453002.0258 | 47148 | 65143 | Big Turtle Wind Farm 2 | 5109 | DTE Electric Company | Electric Utility | 8661 Sand Beach Rd | Harbor Beach | Huron | Michigan | 48441 | wind | Wind = 29.4 MW | Onshore Wind Turbine | 29.4 | 29.4 | [10 empty] | 29.4 |  | EIA-860, EIA-860M and EIA-923 | 202406 | -82.7944 | 43.9196
-8677674.1282 | 4581921.4443 | 47149 | 65151 | Energix Aditya, LLC | 64520 | Energix Aditya, LLC | IPP Non-CHP |  | Mineral | Louisa | Virginia | 23093 | solar | Solar = 11.5 MW | Solar Photovoltaic | 11.5 | 11.5 | [9 empty] | 11.5 |  |  | EIA-860, EIA-860M and EIA-923 | 202406 | -77.9529 | 38.0177
-8004071.7631 | 5098643.6882 | 47150 | 65152 | Clinton Solar | 58135 | Ecos Energy LLC | IPP Non-CHP | 1240 Voluntown Rd | Griswold | New London | Connecticut | 6351 | solar | Solar = 1 MW | Solar Photovoltaic | 1 | 1 | [9 empty] | 1 |  |  | EIA-860, EIA-860M and EIA-923 | 202406 | -71.9018 | 41.5825
-8072915.0758 | 5220033.7531 | 47151 | 65153 | UMass PV Lot 49 | 56769 | Consolidated Edison Development Inc. | IPP Non-CHP | E Pleasant St. & Orc. Hill Dr. | Amherst | Hampshire | Massachusetts | 1003 | solar | Solar = 0.9 MW | Solar Photovoltaic | 0.8 | 0.9 | [9 empty] | 0.9 |  |  | EIA-860, EIA-860M and EIA-923 | 202406 | -72.5202 | 42.393
-8072915.0758 | 5220033.7531 | 47152 | 65154 | UMass PV Lot 22 | 56769 | Consolidated Edison Development Inc. | IPP Non-CHP | Parking Lot on N. Univ. Drive | Amherst | Hampshire | Massachusetts | 1002 | solar | Battery = 2 MW, Solar = 2.1 MW | Batteries; Solar Photovoltaic; | 4.1 | 4.1 | 2 | [8 empty] | 2.1 |  |  | EIA-860, EIA-860M and EIA-923 | 202406 | -72.5202 | 42.393
-8376165.5101 | 5541298.8571 | 47153 | 65155 | ASA DeKalb NY Solar II LLC | 64526 | ASA DeKalb NY Solar II LLC | IPP Non-CHP | 2496 County Route 17 | DeKalb | St Lawrence | New York | 13630 | solar | Solar = 3 MW | Solar Photovoltaic | 3 | 3 | [9 empty] | 3 |  |  | EIA-860, EIA-860M and EIA-923 | 202406 | -75.2444 | 44.4882
-8376212.8208 | 5541913.0583 | 47154 | 65156 | ASA DeKalb NY Solar I LLC | 64527 | ASA DeKalb NY Solar I LLC | IPP Non-CHP | 2536 County Route 17 | DeKalb | St Lawrence | New York | 13630 | solar | Solar = 5 MW | Solar Photovoltaic | 5 | 5 | [9 empty] | 5 |  |  | EIA-860, EIA-860M and EIA-923 | 202406 | -75.2448 | 44.4921
-8398303.5059 | 5526128.1647 | 47155 | 65157 | ASA Gouverneur NY Solar I LLC | 64529 | ASA Gouverneur NY Solar I LLC | IPP Non-CHP | 88 Welch Road | Richville | St Lawrence | New York | 13681 | solar | Solar = 1.5 MW | Solar Photovoltaic | 1.5 | 1.5 | [9 empty] | 1.5 |  |  | EIA-860, EIA-860M and EIA-923 | 202406 | -75.4432 | 44.3909
-8396547.2183 | 5521336.9415 | 47156 | 65158 | ASA Gouverneur NY Solar II LLC | 64530 | ASA Gouverneur NY Solar II LLC | IPP Non-CHP | 1645 US Highway 11 | Gouverneur | St Lawrence | New York | 13642 | solar | Solar = 4 MW | Solar Photovoltaic | 4 | 4 | [9 empty] | 4 |  |  | EIA-860, EIA-860M and EIA-923 | 202406 | -75.4275 | 44.3601
-8500244.6635 | 5362064.0081 | 47157 | 65159 | ASA Volney NY Solar I LLC | 64531 | ASA Volney NY Solar I LLC | IPP Non-CHP | 1232 County Route 6 | Fulton | Oswego | New York | 13069 | solar | Solar = 5 MW | Solar Photovoltaic | 5 | 5 | [9 empty] | 5 |  |  | EIA-860, EIA-860M and EIA-923 | 202406 | -76.359 | 43.3282
-10413927.2318 | 5477773.39 | 47158 | 65160 | Lily Garden | 64528 | Lily Garden LLC | IPP Non-CHP | 35949 110th St | Waseca | Waseca | Minnesota | 56093 | solar | Solar = 1 MW | Solar Photovoltaic | 1 | 1 | [9 empty] | 1 |  |  | EIA-860, EIA-860M and EIA-923 | 202406 | -93.5499 | 44.0796
-11276546.4187 | 3727908.577 | 47159 | 65162 | Lacy Creek Wind Energy Center | 64533 | Lacy Creek Wind, LLC | IPP Non-CHP | 101 Private Road 207 | Sterling City | Sterling | Texas | 76951 | wind | Wind = 301.3 MW | Onshore Wind Turbine | 301.3 | 301.3 | [10 empty] | 301.3 |  | EIA-860, EIA-860M and EIA-923 | 202406 | -101.2989 | 31.7299
-8217270.8519 | 5225007.3293 | 47160 | 65163 | Orioles Community Solar | 64516 | Azimuth 180 Solar Electric, LLC | IPP Non-CHP | 13800 Route 9W | Hannacroix | Greene | New York | 12087 | solar | Solar = 5.6 MW | Solar Photovoltaic | 5.6 | 5.6 | [9 empty] | 5.6 |  |  | EIA-860, EIA-860M and EIA-923 | 202406 | -73.817 | 42.426
-10321543.1864 | 5125096.1295 | 47161 | 65164 | Grinnell College | 64516 | Azimuth 180 Solar Electric, LLC | IPP Non-CHP | 1800 16th Ave | Grinnell | Poweshiek | Iowa | 50112 | solar | Solar = 3.9 MW | Solar Photovoltaic | 3.9 | 3.9 | [9 empty] | 3.9 |  |  | EIA-860, EIA-860M and EIA-923 | 202406 | -92.72 | 41.76
-8477647.1409 | 5410514.6339 | 47162 | 65165 | Ontario Sun | 64516 | Azimuth 180 Solar Electric, LLC | IPP Non-CHP | 58 Seber Shores Road | Sandy Creek | Oswego | New York | 13145 | solar | Solar = 2.4 MW | Solar Photovoltaic | 2.4 | 2.4 | [9 empty] | 2.4 |  |  | EIA-860, EIA-860M and EIA-923 | 202406 | -76.156 | 43.644
-8053556.6164 | 5544425.5356 | 47163 | 65166 | ER Center Road Solar, LLC | 60025 | Greenbacker Renewable Energy Corporation | IPP Non-CHP | 340 Center Road | Hardwick | Caledonia | Vermont | 5843 | solar | Solar = 2.1 MW | Solar Photovoltaic | 2.1 | 2.1 | [9 empty] | 2.1 |  |  | EIA-860, EIA-860M and EIA-923 | 202406 | -72.3463 | 44.5082
-8249668.1633 | 4972248.3116 | 47164 | 65167 | Hudson County Solar | 60025 | Greenbacker Renewable Energy Corporation | IPP Non-CHP | 30-35 Hackensack Avenue | Kearny | Hudson | New Jersey | 7032 | solar | Solar = 1.2 MW | Solar Photovoltaic | 1.2 | 1.2 | [9 empty] | 1.2 |  |  | EIA-860, EIA-860M and EIA-923 | 202406 | -74.108 | 40.7276
-13390932.9081 | 4455908.7303 | 47165 | 65168 | Five H Farms Solar Array | 59213 | Maas Energy Works | IPP Non-CHP | 5851 South California Highway | Merced | Merced | California | 95314 | solar | Solar = 1.1 MW | Solar Photovoltaic | 1 | 1.1 | [9 empty] | 1.1 |  |  | EIA-860, EIA-860M and EIA-923 | 202406 | -120.2928 | 37.1204
-13360836.7932 | 4340832.0515 | 47166 | 65169 | Van der Kooi Dairy Solar Array | 59213 | Maas Energy Works | Industrial Non-CHP | 13695 West Elkhorn Avenue | Riverdale | Fresno | California | 93656 | solar | Solar = 1.5 MW | Solar Photovoltaic | 1 | 1.5 | [9 empty] | 1.5 |  |  | EIA-860, EIA-860M and EIA-923 | 202406 | -120.0224 | 36.2917
-9219836.3385 | 3499031.4105 | 47167 | 65170 | Hildreth Solar Power Plant | 6455 | Duke Energy Florida, LLC | Electric Utility | 3701 266th St | O'Brien | Suwannee | Florida | 32701 | solar | Solar = 74.9 MW | Solar Photovoltaic | 74.9 | 74.9 | [9 empty] | 74.9 |  |  | EIA-860, EIA-860M and EIA-923 | 202406 | -82.8232 | 29.9648
-9516902.5298 | 3524745.062 | 47168 | 65171 | Bay Ranch Solar Power Plant | 6455 | Duke Energy Florida, LLC | Electric Utility | 10655 Highway 22 | Panama City | Bay | Florida | 32404 | solar | Solar = 74.9 MW | Solar Photovoltaic | 74.9 | 74.9 | [9 empty] | 74.9 |  |  | EIA-860, EIA-860M and EIA-923 | 202406 | -85.4918 | 30.1648
-9199424.5741 | 3479152.7294 | 47169 | 65172 | High Springs Solar Power Plant | 6455 | Duke Energy Florida, LLC | Electric Utility | N.W. 174th Ave | High Springs | Alachua | Florida | 32643 | solar | Solar = 74.9 MW | Solar Photovoltaic | 74.9 | 74.9 | [9 empty] | 74.9 |  |  | EIA-860, EIA-860M and EIA-923 | 202406 | -82.6398 | 29.81
-9222091.2262 | 3437600.9728 | 47170 | 65173 | Hardeetown Solar Power Plant | 6455 | Duke Energy Florida, LLC | Electric Utility | 11551 NE 30 Ave | Chiefland | Levy | Florida | 32626 | solar | Solar = 74.9 MW | Solar Photovoltaic | 74.9 | 74.9 | [9 empty] | 74.9 |  |  | EIA-860, EIA-860M and EIA-923 | 202406 | -82.8435 | 29.4856
-7875322.2004 | 5129195.2603 | 47171 | 65174 | Cranberry Highway Solar LLC | 64534 | Cranberry Highway Solar, LLC | IPP Non-CHP | 2382 Cranberry Highway | Wareham | Plymouth | Massachusetts | 2571 | solar | Battery = 2 MW, Solar = 2.2 MW | Batteries; Solar Photovoltaic; | 4.2 | 4.2 | 2 | [8 empty] | 2.2 |  |  | EIA-860, EIA-860M and EIA-923 | 202406 | -70.7452 | 41.7875
-8087719.9002 | 5167215.0591 | 47172 | 65175 | ENGIE 2019 ProjectCo-MA1, LLC | 64535 | ENGIE 2019 ProjectCo MA-1, LLC | IPP Non-CHP | 319 Shoemaker Ln | Agawam | Hampden | Massachusetts | 1001 | solar | Solar = 5 MW | Solar Photovoltaic | 4.5 | 5 | [9 empty] | 5 |  |  | EIA-860, EIA-860M and EIA-923 | 202406 | -72.6532 | 42.0416
-8571828.996 | 4696732.399 | 47173 | 65176 | WW-DC Solar 1, LLC | 60025 | Greenbacker Renewable Energy Corporation | IPP Non-CHP | 4419 3rd St SE | Washington | District of Columbia | District of Columbia | 20032 | solar | Solar = 1.2 MW | Solar Photovoltaic | 1.2 | 1.2 | [9 empty] | 1.2 |  |  | EIA-860, EIA-860M and EIA-923 | 202406 | -77.002 | 38.8257
-13491353.7755 | 4566652.3199 | 47174 | 65177 | Donaghy-Stockton | 64538 | Donaghy Sales Inc. | Commercial Non-CHP | 4747 Logistics Drive | Stockton | San Joaquin | California | 95215 | solar | Solar = 1.1 MW | Solar Photovoltaic | 1.1 | 1.1 | [9 empty] | 1.1 |  |  | EIA-860, EIA-860M and EIA-923 | 202406 | -121.1949 | 37.9095
-11701131.981 | 4826434.4271 | 47175 | 65178 | Mtn. Solar 4 (CSG) | 60531 | Standard Solar | IPP Non-CHP | 10125 West 6th Avenue | Lakewood | Jefferson | Colorado | 80215 | solar | Solar = 1.5 MW | Solar Photovoltaic | 1.5 | 1.5 | [9 empty] | 1.5 |  |  | EIA-860, EIA-860M and EIA-923 | 202406 | -105.1131 | 39.7276
-13161053.9295 | 4122416.8435 | 47176 | 65182 | CSP Los Angeles | 58970 | Ecoplexus, Inc | IPP Non-CHP | 44750 60th St W | Lancaster | Los Angeles | California | 93536 | solar | Solar = 2.3 MW | Solar Photovoltaic | 2.3 | 2.3 | [9 empty] | 2.3 |  |  | EIA-860, EIA-860M and EIA-923 | 202406 | -118.2278 | 34.6943
-7927574.1222 | 5158446.7445 | 47177 | 65183 | Norton LLC | 60025 | Greenbacker Renewable Energy Corporation | IPP Non-CHP | 192 Mansfield Avenue | Norton | Bristol | Massachusetts | 2766 | solar | Solar = 3.3 MW | Solar Photovoltaic | 3.3 | 3.3 | [9 empty] | 3.3 |  |  | EIA-860, EIA-860M and EIA-923 | 202406 | -71.2146 | 41.9831
-7949697.7578 | 5192757.544 | 47178 | 65184 | Holliston LLC | 60025 | Greenbacker Renewable Energy Corporation | IPP Non-CHP | 106 Lowland Street | Holliston | Middlesex | Massachusetts | 1746 | solar | Solar = 1.5 MW | Solar Photovoltaic | 1.5 | 1.5 | [9 empty] | 1.5 |  |  | EIA-860, EIA-860M and EIA-923 | 202406 | -71.4133 | 42.2118
-12385530.1103 | 3795931.0625 | 47179 | 65185 | Broadway 3 - Tucson Phase I | 61944 | MN8 Energy LLC | IPP Non-CHP | 14200 W. Mile Wide Rd. | Tucson | Pima | Arizona | 85743 | solar | Solar = 1 MW | Solar Photovoltaic | 1 | 1 | [9 empty] | 1 |  |  | EIA-860, EIA-860M and EIA-923 | 202406 | -111.2611 | 32.2482
-13406326.5013 | 4490033.1017 | 47180 | 65186 | Broadway 3 - UC Merced 1 | 61944 | MN8 Energy LLC | IPP Non-CHP | 5200 N Lake Blvd. | Merced | Merced | California | 95343 | solar | Solar = 1 MW | Solar Photovoltaic | 1 | 1 | [9 empty] | 1 |  |  | EIA-860, EIA-860M and EIA-923 | 202406 | -120.4311 | 37.3645
-13342350.0767 | 4085303.0698 | 47181 | 65187 | Broadway 3 - UCSB Lot 38 | 61944 | MN8 Energy LLC | IPP Non-CHP | Stadium Rd. Lot 38 | Santa Barbara | Santa Barbara | California | 93106 | solar | Solar = 1 MW | Solar Photovoltaic | 1.8 | 1 | [9 empty] | 1 |  |  | EIA-860, EIA-860M and EIA-923 | 202406 | -119.8564 | 34.4197
-13268072.1465 | 4227022.737 | 47182 | 65188 | Broadway 4 - Target Shafter | 61944 | MN8 Energy LLC | IPP Non-CHP | 3880 Zachary Ave. | Shafter | Kern | California | 93263 | solar | Solar = 1.6 MW | Solar Photovoltaic | 1.6 | 1.6 | [9 empty] | 1.6 |  |  | EIA-860, EIA-860M and EIA-923 | 202406 | -119.1891 | 35.4633
-13556211.5165 | 4656390.3092 | 47183 | 65189 | West Village Solar - Array 1Community Solar | 64539 | CHF-Davis I, LLC | IPP Non-CHP | 298 Horizon St BLDG 6 E3.3 | Davis | Yolo | California | 95616 | solar | Solar = 1 MW | Solar Photovoltaic | 1.2 | 1 | [9 empty] | 1 |  |  | EIA-860, EIA-860M and EIA-923 | 202406 | -121.7775 | 38.5428
-13556107.9893 | 4656384.0469 | 47184 | 65190 | West Village Solar - Array 2 Community Solar | 64539 | CHF-Davis I, LLC | IPP Non-CHP | 301 Citron Street Bldg 5 E2.3 | Davis | Yolo | California | 95616 | solar | Solar = 1 MW | Solar Photovoltaic | 1.3 | 1 | [9 empty] | 1 |  |  | EIA-860, EIA-860M and EIA-923 | 202406 | -121.7766 | 38.5427
-13045708.0127 | 3865040.1481 | 47185 | 65191 | University of San Diego | 56778 | Bloom Energy 2009 PPA | IPP Non-CHP | 5998 Alcala Park | San Diego | San Diego | California | 92110 | natural gas | Natural Gas = 1 MW | Other Natural Gas | 1 | 1 | [6 empty] | 1 | [5 empty] | EIA-860, EIA-860M and EIA-923 | 202406 | -117.1916 | 32.7717
-13046488.4737 | 3882671.2476 | 47186 | 65192 | AT&T San Diego | 57128 | Bloom Energy | IPP Non-CHP | 5732 Pacific Center Boulevard | San Diego | San Diego | California | 92121 | natural gas | Natural Gas = 1 MW | Other Natural Gas | 1 | 1 | [6 empty] | 1 | [5 empty] | EIA-860, EIA-860M and EIA-923 | 202406 | -117.1986 | 32.9048
-13149223.8959 | 4047531.1305 | 47187 | 65193 | CalTech - Pasadena (PPA) | 56778 | Bloom Energy 2009 PPA | IPP Non-CHP | 383 South Hill Avenue | Pasadena | Los Angeles | California | 91106 | natural gas | Natural Gas = 1 MW | Other Natural Gas | 1 | 1 | [6 empty] | 1 | [5 empty] | EIA-860, EIA-860M and EIA-923 | 202406 | -118.1215 | 34.1394
-8252652.3049 | 4923929.5272 | 47188 | 65194 | AT&T Middletown | 56778 | Bloom Energy 2009 PPA | IPP Non-CHP | 200 South Laurel Avenue | Middletown | Monmouth | New Jersey | 7748 | natural gas | Natural Gas = 2 MW | Other Natural Gas | 2 | 2 | [6 empty] | 2 | [5 empty] | EIA-860, EIA-860M and EIA-923 | 202406 | -74.1348 | 40.3979
-13570459.2981 | 4488153.6466 | 47189 | 65196 | SCC - San Jose | 57128 | Bloom Energy | IPP Non-CHP | 180 West Hedding Street | San Jose | Santa Clara | California | 95110 | natural gas | Natural Gas = 1 MW | Other Natural Gas | 1 | 1 | [6 empty] | 1 | [5 empty] | EIA-860, EIA-860M and EIA-923 | 202406 | -121.9055 | 37.3511
-8111298.3702 | 5062579.4209 | 47190 | 65197 | Medtronic - New Haven 2 | 57128 | Bloom Energy | IPP Non-CHP | 60 Middletown Avenue | North Haven | New Haven | Connecticut | 6473 | natural gas | Natural Gas = 2.2 MW | Other Natural Gas | 2.2 | 2.2 | [6 empty] | 2.2 | [5 empty] | EIA-860, EIA-860M and EIA-923 | 202406 | -72.865 | 41.3397
-8111882.5749 | 5062307.3556 | 47191 | 65198 | Medtronic - New Haven | 57128 | Bloom Energy | IPP Non-CHP | 195 Mcdermott Road | North Haven | New Haven | Connecticut | 6473 | natural gas | Natural Gas = 2.3 MW | Other Natural Gas | 2.3 | 2.3 | [6 empty] | 2.3 | [5 empty] | EIA-860, EIA-860M and EIA-923 | 202406 | -72.8703 | 41.3379
-13660137.612 | 4647731.9943 | 47192 | 65199 | Keysight - Santa Rosa | 57128 | Bloom Energy | IPP Non-CHP | 1400 Fountaingrove Pky | Santa Rosa | Sonoma | California | 95403 | natural gas | Natural Gas = 4.5 MW | Other Natural Gas | 4.5 | 4.5 | [6 empty] | 4.5 | [5 empty] | EIA-860, EIA-860M and EIA-923 | 202406 | -122.7111 | 38.4819
-13183029.6215 | 4026570.1817 | 47193 | 65200 | DirecTV - Los Angeles | 57128 | Bloom Energy | IPP Non-CHP | 12800 Culver Blvd | Los Angeles | Los Angeles | California | 90066 | natural gas | Natural Gas = 1 MW | Other Natural Gas | 1 | 1 | [6 empty] | 1 | [5 empty] | EIA-860, EIA-860M and EIA-923 | 202406 | -118.4252 | 33.9834
-8257328.8367 | 4944787.6521 | 47194 | 65201 | Certain Solar - Staten Island | 57128 | Bloom Energy | IPP Non-CHP | 10 Sneden Avenue | Staten Island | Richmond | New York | 10312 | natural gas | Natural Gas = 7.5 MW | Other Natural Gas | 7.5 | 7.5 | [6 empty] | 7.5 | [5 empty] | EIA-860, EIA-860M and EIA-923 | 202406 | -74.1768 | 40.5404
-13149985.5439 | 4047443.8425 | 47195 | 65202 | CalTech - Pasadena | 57128 | Bloom Energy | IPP Non-CHP | 405 S Wilson Ave | Pasadena | Los Angeles | California | 91106 | natural gas | Natural Gas = 1 MW | Other Natural Gas | 1 | 1 | [6 empty] | 1 | [5 empty] | EIA-860, EIA-860M and EIA-923 | 202406 | -118.1283 | 34.1387
-13568280.7757 | 4494713.5933 | 47196 | 65203 | Beckton Dickenson - San Jose | 57128 | Bloom Energy | IPP Non-CHP | 2350 Qume Drive | San Jose | Santa Clara | California | 95131 | natural gas | Natural Gas = 1 MW | Other Natural Gas | 1 | 1 | [6 empty] | 1 | [5 empty] | EIA-860, EIA-860M and EIA-923 | 202406 | -121.8859 | 37.3979
-13603287.1933 | 4506333.3399 | 47197 | 65204 | AT&T - Redwood City | 57128 | Bloom Energy | IPP Non-CHP | 3175 Spring Street | Redwood City | San Mateo | California | 94063 | natural gas | Natural Gas = 1 MW | Other Natural Gas | 1 | 1 | [6 empty] | 1 | [5 empty] | EIA-860, EIA-860M and EIA-923 | 202406 | -122.2004 | 37.4808
-13167960.0794 | 4012025.7479 | 47198 | 65205 | AT&T - Gardena | 57128 | Bloom Energy | IPP Non-CHP | 17200 South Vermont Avenue | Gardena | Los Angeles | California | 90247 | natural gas | Natural Gas = 1 MW | Other Natural Gas | 1 | 1 | [6 empty] | 1 | [5 empty] | EIA-860, EIA-860M and EIA-923 | 202406 | -118.2898 | 33.875
-13171388.6084 | 4018640.5477 | 47199 | 65206 | AT&T - Hawthorne | 57128 | Bloom Energy | IPP Non-CHP | 2301 West 120th Street | Hawthorne | Los Angeles | California | 90250 | natural gas | Natural Gas = 1 MW | Other Natural Gas | 1 | 1 | [6 empty] | 1 | [5 empty] | EIA-860, EIA-860M and EIA-923 | 202406 | -118.3206 | 33.9243
-13591759.1695 | 4531488.9188 | 47200 | 65208 | AT&T - Hayward | 57128 | Bloom Energy | IPP Non-CHP | 221 West Winton Avenue | Hayward | Alameda | California | 94544 | natural gas | Natural Gas = 1 MW | Other Natural Gas | 1 | 1 | [6 empty] | 1 | [5 empty] | EIA-860, EIA-860M and EIA-923 | 202406 | -122.0969 | 37.6599
-7927613.0841 | 5243877.4288 | 47201 | 65209 | Equinix - Billerica | 57128 | Bloom Energy | IPP Non-CHP | 41 Alexander Road | Billerica | Middlesex | Massachusetts | 1821 | natural gas | Natural Gas = 1.9 MW | Other Natural Gas | 1.9 | 1.9 | [6 empty] | 1.9 | [5 empty] | EIA-860, EIA-860M and EIA-923 | 202406 | -71.215 | 42.551
-13564245.2215 | 4828607.3778 | 47202 | 65210 | Enloe Medical - Chico | 57128 | Bloom Energy | IPP Non-CHP | 1531 Esplanade Ave | Chico | Butte | California | 95926 | natural gas | Natural Gas = 1.7 MW | Other Natural Gas | 1.7 | 1.7 | [6 empty] | 1.7 | [5 empty] | EIA-860, EIA-860M and EIA-923 | 202406 | -121.8497 | 39.7426
-13175866.2123 | 4047309.0788 | 47203 | 65211 | Comcast - Universal City | 57128 | Bloom Energy | IPP Non-CHP | 111 Universal Hollywood Drive | Universal City | Los Angeles | California | 91608 | natural gas | Natural Gas = 1 MW | Other Natural Gas | 1 | 1 | [6 empty] | 1 | [5 empty] | EIA-860, EIA-860M and EIA-923 | 202406 | -118.3608 | 34.1377
-8182449.2246 | 4977003.5583 | 47204 | 65212 | Altice - Hicksville | 57128 | Bloom Energy | IPP Non-CHP | 111 New South Road | Hicksville | Nassau | New York | 11801 | natural gas | Natural Gas = 2 MW | Other Natural Gas | 2 | 2 | [6 empty] | 2 | [5 empty] | EIA-860, EIA-860M and EIA-923 | 202406 | -73.5042 | 40.76
-8285314.334 | 4989518.6669 | 47205 | 65213 | Altice - Parsippany | 57128 | Bloom Energy | IPP Non-CHP | 6 Eastmans Road | Parsippany-Troy Hills | Morris | New Jersey | 7054 | natural gas | Natural Gas = 2 MW | Other Natural Gas | 2 | 2 | [6 empty] | 2 | [5 empty] | EIA-860, EIA-860M and EIA-923 | 202406 | -74.4282 | 40.8451
-8940446.6806 | 4940561.4993 | 47206 | 65214 | Gaucho Solar | 64545 | Vesper Energy Development LLC | IPP Non-CHP | 593 Bocktown Cork Road | Clinton | Beaver | Pennsylvania | 15026 | solar | Solar = 20 MW | Solar Photovoltaic | 20 | 20 | [9 empty] | 20 |  |  | EIA-860, EIA-860M and EIA-923 | 202406 | -80.3134 | 40.5116
-9352774.1858 | 4711005.6981 | 47207 | 65215 | Nestlewood Solar | 64545 | Vesper Energy Development LLC | IPP Non-CHP | 2010 Bethel Maple Rd. | Hamersville | Clermont | Ohio | 45130 | solar | Solar = 80 MW | Solar Photovoltaic | 80 | 80 | [9 empty] | 80 |  |  | EIA-860, EIA-860M and EIA-923 | 202406 | -84.0174 | 38.9255
-7919169.5007 | 5237880.0942 | 47208 | 65216 | Woburn | 60025 | Greenbacker Renewable Energy Corporation | IPP Non-CHP | 36 Cabor Road | Woburn | Middlesex | Massachusetts | 1801 | solar | Solar = 1.3 MW | Solar Photovoltaic | 1.3 | 1.3 | [9 empty] | 1.3 |  |  | EIA-860, EIA-860M and EIA-923 | 202406 | -71.1391 | 42.5113
-8276359.2376 | 5070438.523 | 47209 | 65217 | South Goshen Community Solar | 61012 | AES Distributed Energy | IPP Non-CHP | 2473 NY 17A | Goshen | Orange | New York | 10924 | solar | Battery = 4.5 MW, Solar = 5 MW | Batteries; Solar Photovoltaic; | 9.5 | 9.5 | 4.5 | [8 empty] | 5 |  |  | EIA-860, EIA-860M and EIA-923 | 202406 | -74.3478 | 41.3927
-8758291.2582 | 4666473.3988 | 47210 | 65219 | Caden Energix Endless Caverns, LLC | 64542 | Caden Energix Endless Caverns, LLC | IPP Non-CHP | 776 Craney Island Road | New Market | Rockingham | Virginia | 22844 | solar | Solar = 31.4 MW | Solar Photovoltaic | 31.4 | 31.4 | [9 empty] | 31.4 |  |  | EIA-860, EIA-860M and EIA-923 | 202406 | -78.6771 | 38.6136
-8524686.0822 | 4396289.4216 | 47211 | 65220 | Pleasant Hill Solar | 56769 | Consolidated Edison Development Inc. | IPP Non-CHP | 1188 Hoiser Road | Suffolk | Suffolk City | Virginia | 23434 | solar | Solar = 20 MW | Solar Photovoltaic | 20 | 20 | [9 empty] | 20 |  |  | EIA-860, EIA-860M and EIA-923 | 202406 | -76.5786 | 36.6922
-8781544.3413 | 4394811.0153 | 47212 | 65221 | Watlington Solar | 56769 | Consolidated Edison Development Inc. | IPP Non-CHP | 1163 East Hyco Road | Halifax | Halifax | Virginia | 24592 | solar | Solar = 20 MW | Solar Photovoltaic | 20 | 20 | [9 empty] | 20 |  |  | EIA-860, EIA-860M and EIA-923 | 202406 | -78.886 | 36.6815
-8409241.3138 | 5202777.0814 | 47213 | 65222 | County Road 17 (CSG) | 63244 | KSI II Consolidated, LLC | IPP Non-CHP | 271 County Road 17 | Afton | Chenango | New York | 13730 | solar | Solar = 3.3 MW | Solar Photovoltaic | 3.3 | 3.3 | [9 empty] | 3.3 |  |  | EIA-860, EIA-860M and EIA-923 | 202406 | -75.5415 | 42.2784
-10613456.2871 | 5585102.8404 | 47214 | 65223 | Phare Garden | 64549 | Phare Garden LLC | IPP Non-CHP | 81505 CO RD 9 | Sacred Heart | Renville | Minnesota | 56285 | solar | Solar = 0.9 MW | Solar Photovoltaic | 0.9 | 0.9 | [9 empty] | 0.9 |  |  | EIA-860, EIA-860M and EIA-923 | 202406 | -95.3423 | 44.7682
-8667559.9733 | 4568059.6726 | 47215 | 65224 | Apple Grove Solar, LLC | 64548 | Apple Grove Solar, LLC | IPP Non-CHP | TBD | Mineral | Louisa | Virginia | 23117 | solar | Solar = 18.6 MW | Solar Photovoltaic | 18.6 | 18.6 | [9 empty] | 18.6 |  |  | EIA-860, EIA-860M and EIA-923 | 202406 | -77.862 | 37.9195
-8585254.1266 | 4442004.2049 | 47216 | 65225 | Waverly Solar, LLC | 64547 | Waverly Solar, LLC | IPP Non-CHP | 29656 Sussex Drive | Waverly | Sussex | Virginia | 23890 | solar | Solar = 118 MW | Solar Photovoltaic | 118 | 118 | [9 empty] | 118 |  |  | EIA-860, EIA-860M and EIA-923 | 202406 | -77.1226 | 37.0208
-9757127.7645 | 4880995.4913 | 47217 | 65227 | Ameresco Danville Solar, LLC | 60025 | Greenbacker Renewable Energy Corporation | IPP Non-CHP | 601 North G North Street | Tilton | Vermilion | Illinois | 61833 | solar | Solar = 2 MW | Solar Photovoltaic | 2 | 2 | [9 empty] | 2 |  |  | EIA-860, EIA-860M and EIA-923 | 202406 | -87.6498 | 40.1035
-13738757.7816 | 5635289.6035 | 47218 | 65228 | Red Prairie Solar | 64556 | TLS Capital, Inc | IPP Non-CHP | 23900 Red Prairie Rd | Sheridan | Yamhill | Oregon | 97378 | solar | Solar = 2.2 MW | Solar Photovoltaic | 2.2 | 2.2 | [9 empty] | 2.2 |  |  | EIA-860, EIA-860M and EIA-923 | 202406 | -123.4174 | 45.0874
-13333226.4426 | 4400634.3449 | 47219 | 65229 | OK Produce Fresno Carport | 64558 | OK Produce | Commercial Non-CHP | 1888 S. East Ave. | Fresno | Fresno | California | 93721 | solar | Solar = 2 MW | Solar Photovoltaic | 2 | 2 | [9 empty] | 2 |  |  | EIA-860, EIA-860M and EIA-923 | 202406 | -119.7744 | 36.7235
-10268443.7892 | 4715370.9084 | 47220 | 65230 | Truman Solar | 64546 | Truman Solar, LLC | IPP Non-CHP | 6200 East I-70 Drive | Colombia | Boone | Missouri | 65201 | solar | Solar = 10 MW | Solar Photovoltaic | 10 | 10 | [9 empty] | 10 |  |  | EIA-860, EIA-860M and EIA-923 | 202406 | -92.243 | 38.956
-11628994.8359 | 4811830.7094 | 47221 | 65231 | Hunter Solar, LLC (CO) | 64559 | Hunter Solar, LLC | IPP Non-CHP | 4988 South County Road 129 RD | Bennett | Arapahoe | Colorado | 80102 | solar | Solar = 75 MW | Solar Photovoltaic | 75 | 75 | [9 empty] | 75 |  |  | EIA-860, EIA-860M and EIA-923 | 202406 | -104.465 | 39.6266
-8404605.9702 | 5431479.6014 | 47222 | 65232 | Chambers 3 - Lewis County | 61944 | MN8 Energy LLC | IPP Non-CHP | 5252 Outer Stowe Street | Lowville | Lewis | New York | 13367 | solar | Solar = 2 MW | Solar Photovoltaic | 2 | 2 | [9 empty] | 2 |  |  | EIA-860, EIA-860M and EIA-923 | 202406 | -75.4999 | 43.7801
-8744943.0494 | 5301754.9906 | 47223 | 65233 | Chambers 3 - Erie County Alden | 61944 | MN8 Energy LLC | IPP Non-CHP | 11581 Walden Ave | Alden | Erie | New York | 14004 | solar | Solar = 2 MW | Solar Photovoltaic | 2 | 2 | [9 empty] | 2 |  |  | EIA-860, EIA-860M and EIA-923 | 202406 | -78.5572 | 42.9328
-11651264.5226 | 4830004.1006 | 47224 | 65235 | Venture 2 - 1B | 64550 | UXI CSG Venture 2 8302 LLC | IPP Non-CHP | 27600 E 26th Ave | Aurora | Adams | Colorado | 80019 | solar | Solar = 1.5 MW | Solar Photovoltaic | 1.5 | 1.5 | [9 empty] | 1.5 |  |  | EIA-860, EIA-860M and EIA-923 | 202406 | -104.6651 | 39.7522
-11651513.8783 | 4829751.4395 | 47225 | 65236 | Venture 3 - 1C | 64551 | UXI CSG Venture 3 8303 LLC | IPP Non-CHP | 27410 E 26th Ave | Aurora | Adams | Colorado | 80019 | solar | Solar = 1.5 MW | Solar Photovoltaic | 1.5 | 1.5 | [9 empty] | 1.5 |  |  | EIA-860, EIA-860M and EIA-923 | 202406 | -104.6673 | 39.7505
-11651513.8783 | 4830017.132 | 47226 | 65237 | Venture 4 - 1D | 64552 | UXI CSG Venture 4 8304 LLC | IPP Non-CHP | 27610 E 26th Ave | Aurora | Adams | Colorado | 80019 | solar | Solar = 1.5 MW | Solar Photovoltaic | 1.5 | 1.5 | [9 empty] | 1.5 |  |  | EIA-860, EIA-860M and EIA-923 | 202406 | -104.6673 | 39.7523
-13085927.8561 | 4028597.9291 | 47227 | 65238 | Chambers 4 - Eastvale LGB3 | 61944 | MN8 Energy LLC | IPP Non-CHP | 4950 Goodman Rd. | Eastvale | Riverside | California | 92880 | solar | Solar = 2.4 MW | Solar Photovoltaic | 2.4 | 2.4 | [9 empty] | 2.4 |  |  | EIA-860, EIA-860M and EIA-923 | 202406 | -117.5529 | 33.9985
-8114745.6009 | 5257638.3803 | 47228 | 65242 | Charlemont A | 64560 | Charlemont MA, LLC | IPP Non-CHP | 149 Legate Hill Road | Charlemont | Franklin | Massachusetts | 1339 | solar | Battery = 2.5 MW, Solar = 2.5 MW | Batteries; Solar Photovoltaic; | 5 | 5 | 2.5 | [8 empty] | 2.5 |  |  | EIA-860, EIA-860M and EIA-923 | 202406 | -72.896 | 42.642
-13046797.9419 | 4039604.2417 | 47229 | 65251 | Chambers 4 - Redland LGB4 | 61944 | MN8 Energy LLC | IPP Non-CHP | 27517 Pioneer Ave. | Redlands | San Bernardino | California | 92374 | solar | Solar = 1.9 MW | Solar Photovoltaic | 1.9 | 1.9 | [9 empty] | 1.9 |  |  | EIA-860, EIA-860M and EIA-923 | 202406 | -117.2014 | 34.0804
-13057816.3451 | 4012837.0859 | 47230 | 65252 | Chambers 4 - Riverside LGB6 | 61944 | MN8 Energy LLC | IPP Non-CHP | 20901 Krameria Ave | Riverside | Riverside | California | 92508 | solar | Solar = 2.4 MW | Solar Photovoltaic | 2.4 | 2.4 | [9 empty] | 2.4 |  |  | EIA-860, EIA-860M and EIA-923 | 202406 | -117.3004 | 33.881
-13069524.9291 | 4046186.5127 | 47231 | 65253 | Chambers 4 - Rialto LGB8 | 61944 | MN8 Energy LLC | IPP Non-CHP | 1568 N. Linden Ave | Rialto | San Bernardino | California | 92376 | solar | Solar = 2.2 MW | Solar Photovoltaic | 2.2 | 2.2 | [9 empty] | 2.2 |  |  | EIA-860, EIA-860M and EIA-923 | 202406 | -117.4055 | 34.1294
-13533593.6223 | 4676295.3527 | 47232 | 65254 | Chambers 4 - Sacramento SMF1 | 61944 | MN8 Energy LLC | IPP Non-CHP | 4900 W. Elkhorn Blvd | Sacramento | Sacramento | California | 95835 | solar | Solar = 2.7 MW | Solar Photovoltaic | 2.7 | 2.7 | [9 empty] | 2.7 |  |  | EIA-860, EIA-860M and EIA-923 | 202406 | -121.5743 | 38.6825
-13086041.402 | 4027925.2404 | 47233 | 65255 | Chambers 4 - Eastvale DCA2 | 61944 | MN8 Energy LLC | IPP Non-CHP | 5250 Goodman Rd | Eastvale | Riverside | California | 91752 | solar | Solar = 1.5 MW | Solar Photovoltaic | 1.5 | 1.5 | [9 empty] | 1.5 |  |  | EIA-860, EIA-860M and EIA-923 | 202406 | -117.5539 | 33.9935
-13054722.7764 | 4039215.8238 | 47234 | 65256 | Chambers 4 - San Bernardino SNA7 | 61944 | MN8 Energy LLC | IPP Non-CHP | 555 East Orange Show Rd | San Bernardino | San Bernardino | California | 92408 | solar | Solar = 2 MW | Solar Photovoltaic | 2 | 2 | [9 empty] | 2 |  |  | EIA-860, EIA-860M and EIA-923 | 202406 | -117.2726 | 34.0775
-10036050.9939 | 3796748.3377 | 47235 | 65257 | Lineage MS | 62915 | Madison Energy Holdings LLC | IPP Non-CHP | 300 Industrial Park Drive | Richland | Rankin | Mississippi | 39218 | solar | Solar = 1.2 MW | Solar Photovoltaic | 1.2 | 1.2 | [9 empty] | 1.2 |  |  | EIA-860, EIA-860M and EIA-923 | 202406 | -90.1554 | 32.2544
-9371653.9714 | 4945312.6616 | 47236 | 65258 | Wapakoneta-Pratt | 62915 | Madison Energy Holdings LLC | IPP Non-CHP | 13800 Short Rd | Wapakoneta | Auglaize | Ohio | 45895 | solar | Solar = 13.5 MW | Solar Photovoltaic | 13.5 | 13.5 | [9 empty] | 13.5 |  |  | EIA-860, EIA-860M and EIA-923 | 202406 | -84.187 | 40.544
-10651716.796 | 3382775.5127 | 47237 | 65259 | Byrd Ranch Storage | 64564 | Byrd Ranch Storage LLC | IPP Non-CHP | TBD FM 1459 | Sweeny | Brazoria | Texas | 77480 | batteries | Battery = 50 MW | Batteries | 50 | 50 | 50 | [11 empty] | EIA-860, EIA-860M and EIA-923 | 202406 | -95.686 | 29.056
-10658222.7524 | 3502586.0819 | 47238 | 65261 | HEB00020 | 64449 | Texas Microgrid, LLC | IPP Non-CHP | 24224 NW Freeway | Cypress | Harris | Texas | 77429 | natural gas | Natural Gas = 1.2 MW | Natural Gas Internal Combustion Engine | 1.2 | 1.2 | [6 empty] | 1.2 | [5 empty] | EIA-860, EIA-860M and EIA-923 | 202406 | -95.7444 | 29.9925
-10585957.0332 | 3435105.5765 | 47239 | 65262 | HEB00028 | 64449 | Texas Microgrid, LLC | IPP Non-CHP | 2955 South Gulf Freeway | League City | Galveston | Texas | 77573 | natural gas | Natural Gas = 1.2 MW | Natural Gas Internal Combustion Engine | 1.2 | 1.2 | [6 empty] | 1.2 | [5 empty] | EIA-860, EIA-860M and EIA-923 | 202406 | -95.0953 | 29.4661
-10927640.633 | 3024201.3676 | 47240 | 65263 | HEB00038 | 64449 | Texas Microgrid, LLC | IPP Non-CHP | 901 West Expressway 83 | San Juan | Hidalgo | Texas | 78589 | natural gas | Natural Gas = 1.2 MW | Natural Gas Internal Combustion Engine | 1.2 | 1.2 | [6 empty] | 1.2 | [5 empty] | EIA-860, EIA-860M and EIA-923 | 202406 | -98.1647 | 26.2026
-10603207.8808 | 3452448.1325 | 47241 | 65264 | HEB00054 | 64449 | Texas Microgrid, LLC | IPP Non-CHP | 9828 Blackhawk Boulevard | Houston | Harris | Texas | 77075 | natural gas | Natural Gas = 1.2 MW | Natural Gas Internal Combustion Engine | 1.2 | 1.2 | [6 empty] | 1.2 | [5 empty] | EIA-860, EIA-860M and EIA-923 | 202406 | -95.2502 | 29.6017
-10829231.3088 | 3206809.6406 | 47242 | 65265 | HEB00057 | 64449 | Texas Microgrid, LLC | IPP Non-CHP | 1145 Waldron Rd. | Corpus Christi | Nueces | Texas | 78418 | natural gas | Natural Gas = 1.2 MW | Natural Gas Internal Combustion Engine | 1.2 | 1.2 | [6 empty] | 1.2 | [5 empty] | EIA-860, EIA-860M and EIA-923 | 202406 | -97.2806 | 27.6651
-11105045.8301 | 3820325.719 | 47243 | 65266 | HEB00070 | 64449 | Texas Microgrid, LLC | IPP Non-CHP | 1345 Barrow | Abilene | Taylor | Texas | 79605 | natural gas | Natural Gas = 1.2 MW | Natural Gas Internal Combustion Engine | 1.2 | 1.2 | [6 empty] | 1.2 | [5 empty] | EIA-860, EIA-860M and EIA-923 | 202406 | -99.7583 | 32.4333
-10639538.6664 | 3502949.4441 | 47244 | 65267 | HEB00099 | 64449 | Texas Microgrid, LLC | IPP Non-CHP | 10919 Louetta Road | Houston | Harris | Texas | 77070 | natural gas | Natural Gas = 1.2 MW | Natural Gas Internal Combustion Engine | 1.2 | 1.2 | [6 empty] | 1.2 | [5 empty] | EIA-860, EIA-860M and EIA-923 | 202406 | -95.5766 | 29.9953
-10635397.6927 | 3476092.0855 | 47245 | 65268 | HEB00109 | 64449 | Texas Microgrid, LLC | IPP Non-CHP | 9710 Katy Freeway | Katy | Harris | Texas | 77055 | natural gas | Natural Gas = 1.2 MW | Natural Gas Internal Combustion Engine | 1.2 | 1.2 | [6 empty] | 1.2 | [5 empty] | EIA-860, EIA-860M and EIA-923 | 202406 | -95.5394 | 29.7862
-10635050.0419 | 3444119.5302 | 47246 | 65269 | HEB00110 | 64449 | Texas Microgrid, LLC | IPP Non-CHP | 8900 Highway 6 | Missouri City | Fort Bend | Texas | 77459 | natural gas | Natural Gas = 1.2 MW | Natural Gas Internal Combustion Engine | 1.2 | 1.2 | [6 empty] | 1.2 | [5 empty] | EIA-860, EIA-860M and EIA-923 | 202406 | -95.5363 | 29.5366
-10824490.991 | 3930066.0416 | 47247 | 65271 | Noble Solar | 64568 | BT Noble Solar, LLC | IPP Non-CHP | 9630 Doyle Rd | Krum | Denton | Texas | 76249 | solar | Battery = 125 MW, Solar = 275 MW | Batteries; Solar Photovoltaic; | 400 | 400 | 125 | [8 empty] | 275 |  |  | EIA-860, EIA-860M and EIA-923 | 202406 | -97.2381 | 33.2615
-10839279.1174 | 3642118.8444 | 47248 | 65274 | HEB00182 | 64449 | Texas Microgrid, LLC | IPP Non-CHP | 3002 S. 31st St. | Temple | Bell | Texas | 76502 | natural gas | Natural Gas = 1.2 MW | Natural Gas Internal Combustion Engine | 1.2 | 1.2 | [6 empty] | 1.2 | [5 empty] | EIA-860, EIA-860M and EIA-923 | 202406 | -97.3709 | 31.0721
-10453887.5894 | 5491953.9382 | 47249 | 65276 | USS Peach Solar LLC | 65173 | United States Solar Corporation | IPP Non-CHP | 21541 594th Ave | Mankato | Blue Earth | Minnesota | 56001 | solar | Solar = 1 MW | Solar Photovoltaic | 1 | 1 | [9 empty] | 1 |  |  | EIA-860, EIA-860M and EIA-923 | 202406 | -93.9089 | 44.1711
-13334833.7847 | 4242447.6939 | 47250 | 65277 | Wonderful Huller & Shellling | 63689 | Wonderful Renewable Energy, LLC. | Industrial Non-CHP | 15853 Brown Material Road | Lost Hills | Kern | California | 93249 | solar | Solar = 1.5 MW | Solar Photovoltaic | 1.5 | 1.5 | [9 empty] | 1.5 |  |  | EIA-860, EIA-860M and EIA-923 | 202406 | -119.7888 | 35.5761
-13344599.8436 | 4255217.9351 | 47251 | 65278 | Wonderful Lost Hills | 63689 | Wonderful Renewable Energy, LLC. | Industrial Non-CHP | 10870 Pistachio Road | Lost Hills | Kern | California | 93249 | solar | Solar = 16.7 MW | Solar Photovoltaic | 17.1 | 16.7 | [9 empty] | 16.7 |  |  | EIA-860, EIA-860M and EIA-923 | 202406 | -119.8766 | 35.6693
-8114745.6009 | 5257638.3803 | 47252 | 65279 | Fairhaven E | 64561 | Fairhaven MA 1, LLC | IPP Non-CHP | 287 Mill Rd. | Fairhaven | Franklin | Massachusetts | 2719 | solar | Solar = 2 MW | Solar Photovoltaic | 2 | 2 | [9 empty] | 2 |  |  | EIA-860, EIA-860M and EIA-923 | 202406 | -72.896 | 42.642
-8251054.7589 | 4972886.7355 | 47253 | 65280 | 601 Doremus CDG | 60268 | Hartz Solar, LLC | IPP Non-CHP | 601 Doremus Avenue | Newark | Essex | New Jersey | 7105 | solar | Solar = 1.5 MW | Solar Photovoltaic | 1.5 | 1.5 | [9 empty] | 1.5 |  |  | EIA-860, EIA-860M and EIA-923 | 202406 | -74.1205 | 40.732
-8555192.2981 | 4807842.9092 | 47254 | 65281 | Bomber CSG | 64572 | Hampstead Solar, LLC | IPP Non-CHP | 630 Hanover Pike | Hampstead | Carroll | Maryland | 21074 | solar | Solar = 6 MW | Solar Photovoltaic | 6 | 6 | [9 empty] | 6 |  |  | EIA-860, EIA-860M and EIA-923 | 202406 | -76.8526 | 39.599
-10067812.671 | 5304584.6549 | 47255 | 65282 | Red Barn Energy | 20860 | Wisconsin Public Service Corp | Electric Utility | 389 Ebenezer Road | Montfort | Grant | Wisconsin | 53569 | wind | Wind = 91.6 MW | Onshore Wind Turbine | 91.6 | 91.6 | [10 empty] | 91.6 |  | EIA-860, EIA-860M and EIA-923 | 202406 | -90.4407 | 42.9514
-8071209.6612 | 5165868.5137 | 47256 | 65287 | Barrow Solar | 58135 | Ecos Energy LLC | IPP Non-CHP | 134A Bilton Road | Somers | Tolland | Connecticut | 6071 | solar | Solar = 2 MW | Solar Photovoltaic | 2 | 2 | [9 empty] | 2 |  |  | EIA-860, EIA-860M and EIA-923 | 202406 | -72.5049 | 42.0326
-8242297.6998 | 4979882.4564 | 47257 | 65289 | 5601 Westside CDG | 60268 | Hartz Solar, LLC | IPP Non-CHP | 5601 Westside Avenue | North Bergen | Hudson | New Jersey | 7047 | solar | Solar = 1.5 MW | Solar Photovoltaic | 1.5 | 1.5 | [9 empty] | 1.5 |  |  | EIA-860, EIA-860M and EIA-923 | 202406 | -74.0418 | 40.7796
-9865389.3089 | 3950585.3978 | 47258 | 65291 | OE_MS6 | 64582 | OE_MS6 | IPP Non-CHP | TBD | St.Artesia | Lowndes | Mississippi | 39736 | solar | Battery = 50 MW, Solar = 150 MW | Batteries; Solar Photovoltaic; | 200 | 200 | 50 | [8 empty] | 150 |  |  | EIA-860, EIA-860M and EIA-923 | 202406 | -88.6223 | 33.4155
-8109652.7342 | 5188966.3227 | 47259 | 65294 | Indian River Hydro | 57280 | Eagle Creek Renewable Energy, LLC | IPP Non-CHP | 52R Station Rd | Russell | Hampden | Massachusetts | 1071 | hydroelectric | Hydroelectric = 1.4 MW | Conventional Hydroelectric | 1.4 | 1.4 |  |  |  |  | 1.4 | [7 empty] | EIA-860, EIA-860M and EIA-923 | 202406 | -72.8503 | 42.1866
-10928482.6536 | 5522803.4451 | 47260 | 65295 | Bob Glanzer Generating Station | 13809 | NorthWestern Energy - (SD) | Electric Utility | 40209 East Highway 14 | Huron | Beadle | South Dakota | 57350 | natural gas | Natural Gas = 55.2 MW | Natural Gas Internal Combustion Engine | 69 | 55.2 | [6 empty] | 55.2 | [5 empty] | EIA-860, EIA-860M and EIA-923 | 202406 | -98.1722 | 44.3695
-10518166.469 | 4740851.4181 | 47261 | 65296 | Hawthorn Solar I | 10000 | Evergy Metro | Electric Utility | 8700 East Front Street | Kansas City | Jackson | Missouri | 64120 | solar | Solar = 10 MW | Solar Photovoltaic | 10 | 10 | [9 empty] | 10 |  |  | EIA-860, EIA-860M and EIA-923 | 202406 | -94.4863 | 39.1338
-8382812.6195 | 5336972.7638 | 47262 | 65297 | DOCCS Midstate | 64602 | DOCCS Midstate | IPP Non-CHP | 9005 Old River Road | Marcy | Oneida | New York | 13404 | solar | Solar = 3.8 MW | Solar Photovoltaic | 3.8 | 3.8 | [9 empty] | 3.8 |  |  | EIA-860, EIA-860M and EIA-923 | 202406 | -75.3041 | 43.164
-8278677.5773 | 5121951.995 | 47263 | 65298 | DOCCS Eastern | 64603 | DOCCS Eastern | IPP Non-CHP | 10 Institution Road | Wawarsing | Ulster | New York | 12458 | solar | Solar = 5 MW | Solar Photovoltaic | 5 | 5 | [9 empty] | 5 |  |  | EIA-860, EIA-860M and EIA-923 | 202406 | -74.3686 | 41.7389
-8744681.4486 | 5301320.4586 | 47264 | 65299 | DOCCS Wende | 64604 | DOCCS Wende | IPP Non-CHP | Creekview Dr. | Alden | Erie | New York | 14004 | solar | Solar = 5 MW | Solar Photovoltaic | 5 | 5 | [9 empty] | 5 |  |  | EIA-860, EIA-860M and EIA-923 | 202406 | -78.5548 | 42.93
-8206537.4266 | 5098035.7668 | 47265 | 65300 | DOCCS Greenhaven | 64605 | DOCCS Greenhaven | IPP Non-CHP | 594 NY-216 | Stormville | Dutchess | New York | 12582 | solar | Solar = 3.7 MW | Solar Photovoltaic | 3.7 | 3.7 | [9 empty] | 3.7 |  |  | EIA-860, EIA-860M and EIA-923 | 202406 | -73.7206 | 41.5784
-9235382.2168 | 4781253.3995 | 47266 | 65302 | Salt City Solar Project - Hybrid | 64607 | Salt City Solar LLC | IPP Non-CHP | TBD | Circleville | Ross | Ohio | 45601 | solar | Solar = 49.9 MW | Solar Photovoltaic | 49.9 | 49.9 | [9 empty] | 49.9 |  |  | EIA-860, EIA-860M and EIA-923 | 202406 | -82.9629 | 39.4147
-10799658.1729 | 3746226.7187 | 47267 | 65303 | Sun Valley Solar Project | 64608 | Sun Valley Solar LLC | IPP Non-CHP | 884 HCR 3110 S | Abbott | Hill | Texas | 76621 | solar | Solar = 250 MW | Solar Photovoltaic | 250 | 250 | [9 empty] | 250 |  |  | EIA-860, EIA-860M and EIA-923 | 202406 | -97.015 | 31.8698
-8432841.0458 | 4778437.8475 | 47268 | 65304 | ENGIE Solidago Solar Project - Hybrid | 64609 | ENGIE Solidago Solar LLC | IPP Non-CHP | 200 Dogtown Road | Townsend | New Castle | Delaware | 19734 | solar | Solar = 50 MW | Solar Photovoltaic | 50 | 50 | [9 empty] | 50 |  |  | EIA-860, EIA-860M and EIA-923 | 202406 | -75.7535 | 39.3952
-8797423.5101 | 4377213.9821 | 47269 | 65305 | Powells Creek Solar - Hybrid | 64610 | Powells Creek Farm Solar, LLC | IPP Non-CHP | 1199 State Rte 769 | Alton | Halifax | Virginia | 24552 | solar | Solar = 70 MW | Solar Photovoltaic | 70 | 70 | [9 empty] | 70 |  |  | EIA-860, EIA-860M and EIA-923 | 202406 | -79.0286 | 36.5547
-10756185.4627 | 3744090.3086 | 47270 | 65306 | Limestone Wind Project | 64611 | Limestone Wind Project, LLC | IPP Non-CHP | TBD | Coolidge | Navarro | Texas | 76635 | wind | Wind = 299.2 MW | Onshore Wind Turbine | 299.2 | 299.2 | [10 empty] | 299.2 |  | EIA-860, EIA-860M and EIA-923 | 202406 | -96.6245 | 31.8535
-8776385.2395 | 4411087.5462 | 47271 | 65307 | Sunnybrook Solar Project - Hybrid | 64612 | Sunnybrook Farm Solar, LLC | IPP Non-CHP | Clays Mill Rd | Scottsburg | Halifax | Virginia | 24589 | solar | Solar = 51 MW | Solar Photovoltaic | 51 | 51 | [9 empty] | 51 |  |  | EIA-860, EIA-860M and EIA-923 | 202406 | -78.8396 | 36.7987
-11032613.1317 | 3367719.028 | 47272 | 65308 | Horizon Solar | 50123 | Leeward Asset Management, LLC | IPP Non-CHP | 2829 N. Interstate 35 | Pearsall | Frio | Texas | 78061 | solar | Solar = 200 MW | Solar Photovoltaic | 200 | 200 | [9 empty] | 200 |  |  | EIA-860, EIA-860M and EIA-923 | 202406 | -99.1077 | 28.9377
-8770956.188 | 5310766.4199 | 47273 | 65309 | Millersport GM 1 | 60025 | Greenbacker Renewable Energy Corporation | IPP Non-CHP | 1 Flint Road | Amherst | Erie | New York | 14228 | solar | Solar = 5 MW | Solar Photovoltaic | 5 | 5 | [9 empty] | 5 |  |  | EIA-860, EIA-860M and EIA-923 | 202406 | -78.7908 | 42.9921
-12474208.1072 | 5361970.9662 | 47274 | 65311 | Cedar Creek Wind, LLC | 64624 | Cedar Creek Wind, LLC | IPP Non-CHP | Sand Creek Road | Shelley | Bingham | Idaho | 83274 | wind | Wind = 160 MW | Onshore Wind Turbine | 160 | 160 | [10 empty] | 160 |  | EIA-860, EIA-860M and EIA-923 | 202406 | -112.0577 | 43.3276
-9022428.9214 | 4434128.9094 | 47275 | 65314 | Caden Energix Wytheville LLC | 64577 | Caden Energix Wytheville LLC | IPP Non-CHP | 1182 State Rte T-647 | Wytheville | Wythe | Virginia | 24382 | solar | Solar = 20 MW | Solar Photovoltaic | 20 | 20 | [9 empty] | 20 |  |  | EIA-860, EIA-860M and EIA-923 | 202406 | -81.0499 | 36.9643
-9524285.9064 | 4935749.8512 | 47276 | 65315 | Gas City 2 | 9234 | Indiana Municipal Power Agency | Electric Utility | County Road 600 E. | Gas City | Grant | Indiana | 46933 | solar | Solar = 1.8 MW | Solar Photovoltaic | 1.8 | 1.8 | [9 empty] | 1.8 |  |  | EIA-860, EIA-860M and EIA-923 | 202406 | -85.5581 | 40.4787
-9861187.3321 | 4908830.9613 | 47277 | 65316 | Sapphire Sky Wind Energy LLC | 49893 | Invenergy Services LLC | IPP Non-CHP | 853 State Highway 54 | Farmer City | DeWitt | Illinois | 61842 | wind | Wind = 259.8 MW | Onshore Wind Turbine | 259.8 | 259.8 | [10 empty] | 259.8 |  | EIA-860, EIA-860M and EIA-923 | 202406 | -88.5846 | 40.2945
-8829862.0097 | 4423785.2767 | 47278 | 65319 | Maplewood Solar | 58468 | Dominion Renewable Energy | Electric Utility | 1271 Toshes Road | Climax | Pittsylvania | Virginia | 24531 | solar | Solar = 120 MW | Solar Photovoltaic | 120 | 120 | [9 empty] | 120 |  |  | EIA-860, EIA-860M and EIA-923 | 202406 | -79.32 | 36.89
-8544884.1133 | 4488005.2092 | 47279 | 65321 | Rochambeau Solar | 58468 | Dominion Renewable Energy | Electric Utility | 4951 Rochambeau Drive | Williamsburg | James City | Virginia | 23185 | solar | Solar = 19.9 MW | Solar Photovoltaic | 19.9 | 19.9 | [9 empty] | 19.9 |  |  | EIA-860, EIA-860M and EIA-923 | 202406 | -76.76 | 37.35
-8580506.3503 | 4475409.6636 | 47280 | 65322 | Fort Powhatan Solar | 58468 | Dominion Renewable Energy | Electric Utility | 17505 Wards Creek Rd | Disputanta | Prince George | Virginia | 23842 | solar | Solar = 150 MW | Solar Photovoltaic | 150 | 150 | [9 empty] | 150 |  |  | EIA-860, EIA-860M and EIA-923 | 202406 | -77.08 | 37.26
-8478615.6204 | 4397372.7445 | 47281 | 65323 | Bedford Solar | 58468 | Dominion Renewable Energy | Electric Utility | 1901 Blue Ridge Road | Chesapeake | Chesapeake City | Virginia | 23323 | solar | Solar = 70 MW | Solar Photovoltaic | 70 | 70 | [9 empty] | 70 |  |  | EIA-860, EIA-860M and EIA-923 | 202406 | -76.1647 | 36.7
-8536878.0155 | 4754060.3915 | 47282 | 65324 | Hollins Ferry CSG | 64641 | ICFTS MD Solar, LLC | IPP Non-CHP | 4803 Hollins Ferry Road | Halethorpe | Baltimore City | Maryland | 21227 | solar | Solar = 1.5 MW | Solar Photovoltaic | 1.5 | 1.5 | [9 empty] | 1.5 |  |  | EIA-860, EIA-860M and EIA-923 | 202406 | -76.6881 | 39.2258
-9388665.816 | 5382554.3802 | 47283 | 65328 | Meridian Wind Park | 5109 | DTE Electric Company | Electric Utility | 21211 Dice Rd | Merrill | Gratiot | Michigan | 48637 | wind | Wind = 225 MW | Onshore Wind Turbine | 225 | 225 | [10 empty] | 225 |  | EIA-860, EIA-860M and EIA-923 | 202406 | -84.3398 | 43.462
-8336573.7313 | 4862394.1207 | 47284 | 65329 | Mount Laurel Solar | 56990 | NJR Clean Energy Ventures Corporation | IPP Non-CHP | 3244 Marne Highway | Mt. Laurel | Burlington | New Jersey | 8054 | solar | Solar = 2.5 MW | Solar Photovoltaic | 2.5 | 2.5 | [9 empty] | 2.5 |  |  | EIA-860, EIA-860M and EIA-923 | 202406 | -74.8887 | 39.9756
-13191330.7159 | 4058891.2852 | 47285 | 65330 | 8500 Balboa PV, LLC | 64640 | 8500 Balboa PV, LLC | IPP Non-CHP | 8500 Balboa Blvd | Northridge | Los Angeles | California | 91406 | solar | Solar = 3.2 MW | Solar Photovoltaic | 3.2 | 3.2 | [9 empty] | 3.2 |  |  | EIA-860, EIA-860M and EIA-923 | 202406 | -118.4997 | 34.2238
-13169116.9115 | 4008161.0503 | 47286 | 65331 | 20333 Normandie PV, LLC | 66225 | TRITEC Americas | IPP Non-CHP | 20333 S Normandie Ave | Torrance | Los Angeles | California | 90501 | solar | Solar = 2.6 MW | Solar Photovoltaic | 2.6 | 2.6 | [9 empty] | 2.6 |  |  | EIA-860, EIA-860M and EIA-923 | 202406 | -118.3002 | 33.8461
-8754829.556 | 4916966.4312 | 47287 | 65332 | CPV Maple Hill Solar | 64669 | CPV Maple Hill Solar, LLC | IPP Non-CHP | 174 Matt Caroline Drive | Portage | Cambria | Pennsylvania | 15946 | solar | Solar = 100 MW | Solar Photovoltaic | 100 | 100 | [9 empty] | 100 |  |  | EIA-860, EIA-860M and EIA-923 | 202406 | -78.646 | 40.3502
-11104767.0861 | 3304825.1629 | 47288 | 65333 | Shakes Solar | 61060 | Cypress Creek Renewables | IPP Non-CHP | 8499 Texas state HWY 85 | Carrizo Springs | Dimmit | Texas | 78827 | solar | Solar = 200 MW | Solar Photovoltaic | 200 | 200 | [9 empty] | 200 |  |  | EIA-860, EIA-860M and EIA-923 | 202406 | -99.7558 | 28.4421
-10728908.0687 | 5040554.9233 | 47289 | 65334 | Platteview Solar LLC | 61012 | AES Distributed Energy | IPP Non-CHP | 470 County Road J | Ashland | Saunders | Nebraska | 68003 | solar | Solar = 81 MW | Solar Photovoltaic | 81 | 81 | [9 empty] | 81 |  |  | EIA-860, EIA-860M and EIA-923 | 202406 | -96.3794 | 41.191
-11335842.1926 | 3653190.4038 | 47290 | 65335 | Appaloosa Run Wind | 64655 | Appaloosa Run Wind, LLC | IPP Non-CHP | 6717 County Rd 220 | Rankin | Upton | Texas | 79778 | wind | Wind = 171.8 MW | Onshore Wind Turbine | 171.8 | 171.8 | [10 empty] | 171.8 |  | EIA-860, EIA-860M and EIA-923 | 202406 | -101.8316 | 31.1573
-8265224.8395 | 5080884.1192 | 47291 | 65337 | Maybrook Solar, LLC (CSG) | 56990 | NJR Clean Energy Ventures Corporation | IPP Non-CHP | 125 Maybrook Road | Campbell Hall | Orange | New York | 10916 | solar | Solar = 5 MW | Solar Photovoltaic | 5 | 5 | [9 empty] | 5 |  |  | EIA-860, EIA-860M and EIA-923 | 202406 | -74.2478 | 41.4631
-8830779.2823 | 4809150.7591 | 47292 | 65339 | MD - CS - Potomac Edison Co - GA25 TPE (Community Solar) | 64872 | Distributed Solar Development, LLC | IPP Non-CHP | 1567 Aiken Miller Road | Accident | Garrett | Maryland | 21520 | solar | Solar = 2 MW | Solar Photovoltaic | 2 | 2 | [9 empty] | 2 |  |  | EIA-860, EIA-860M and EIA-923 | 202406 | -79.3282 | 39.6081
-8538111.8807 | 4711282.0103 | 47293 | 65340 | MD - CS - BGE - PR24 TPE | 64872 | Distributed Solar Development, LLC | IPP Non-CHP | 17205 Mill Branch Place | Mitchellville | Prince Georges | Maryland | 20716 | solar | Solar = 2 MW | Solar Photovoltaic | 2 | 2 | [9 empty] | 2 |  |  | EIA-860, EIA-860M and EIA-923 | 202406 | -76.6992 | 38.9274
-7838060.7839 | 5413015.054 | 47294 | 65342 | Gorham Solar 1 (CSG) | 65164 | CleanCapital Holdings | IPP Non-CHP | 135 Brackett Road | Gorham | Cumberland | Maine | 4038 | solar | Solar = 5 MW | Solar Photovoltaic | 5 | 5 | [9 empty] | 5 |  |  | EIA-860, EIA-860M and EIA-923 | 202406 | -70.4105 | 43.6603
-9612771.9885 | 5378726.0241 | 47295 | 65346 | Macbeth Solar | 64676 | Macbeth Solar, LLC | IPP Non-CHP | 9672 Sikkenga Rd | Montague | Muskegon | Michigan | 49437 | solar | Solar = 20 MW | Solar Photovoltaic | 20 | 20 | [9 empty] | 20 |  |  | EIA-860, EIA-860M and EIA-923 | 202406 | -86.353 | 43.437
-9366740.1065 | 5306766.6413 | 47296 | 65347 | Lyons Road | 64677 | Lyons Road Solar, LLC | IPP Non-CHP | 2620 Lyons Road | Owosso | Shiawassee | Michigan | 48867 | solar | Solar = 20 MW | Solar Photovoltaic | 20 | 20 | [9 empty] | 20 |  |  | EIA-860, EIA-860M and EIA-923 | 202406 | -84.1429 | 42.9658
-8315454.6428 | 4994805.0045 | 47297 | 65348 | Mount Olive Solar Farm | 56990 | NJR Clean Energy Ventures Corporation | IPP Non-CHP | 149 Gold Mine Road | Mt. Olive | Morris | New Jersey | 7828 | solar | Solar = 19.8 MW | Solar Photovoltaic | 19.8 | 19.8 | [9 empty] | 19.8 |  |  | EIA-860, EIA-860M and EIA-923 | 202406 | -74.699 | 40.881
-9954233.3945 | 4879601.3342 | 47298 | 65349 | Mulligan Solar, LLC | 64684 | Mulligan Solar | IPP Non-CHP | 900 East Broadwell | Broadwell | Logan | Illinois | 62656 | solar | Solar = 70 MW | Solar Photovoltaic | 70 | 70 | [9 empty] | 70 |  |  | EIA-860, EIA-860M and EIA-923 | 202406 | -89.4204 | 40.0939
-9835020.35 | 4947112.4679 | 47299 | 65350 | Ford County Wind Farm LLC | 64683 | Ford Ridge | IPP Non-CHP | North 600E Road | Ford County | Ford | Illinois | 61733 | wind | Wind = 121.3 MW | Onshore Wind Turbine | 121.3 | 121.3 | [10 empty] | 121.3 |  | EIA-860, EIA-860M and EIA-923 | 202406 | -88.3495 | 40.5563
-10301616.9975 | 3975484.7313 | 47300 | 65351 | General Dynamics | 61204 | Today's Power, Inc. | Industrial Non-CHP | 1 AR-203 | Hampton | Ouachita | Arkansas | 71744 | solar | Solar = 2 MW | Solar Photovoltaic | 2 | 2 | [9 empty] | 2 |  |  | EIA-860, EIA-860M and EIA-923 | 202406 | -92.541 | 33.602
-8121569.4857 | 5400459.4745 | 47301 | 65352 | MacKinnon Solar | 58135 | Ecos Energy LLC | IPP Non-CHP | 1805 Cold River Road | Rutland | Rutland | Vermont | 5701 | solar | Solar = 2.2 MW | Solar Photovoltaic | 2.2 | 2.2 | [9 empty] | 2.2 |  |  | EIA-860, EIA-860M and EIA-923 | 202406 | -72.9573 | 43.5786
-8023931.1603 | 5126588.5819 | 47302 | 65353 | McHenry Solar | 58135 | Ecos Energy LLC | IPP Non-CHP | 391 Hartford Turnpike | Hampton | Windham | Connecticut | 6247 | solar | Solar = 1 MW | Solar Photovoltaic | 1 | 1 | [9 empty] | 1 |  |  | EIA-860, EIA-860M and EIA-923 | 202406 | -72.0802 | 41.77
-8548166.0345 | 4693005.652 | 47303 | 65357 | OER Monarch CSG | 60531 | Standard Solar | IPP Non-CHP | 6901 Old Crain Hwy | Upper Marlboro | Prince Georges | Maryland | 20722 | solar | Solar = 2 MW | Solar Photovoltaic | 2 | 2 | [9 empty] | 2 |  |  | EIA-860, EIA-860M and EIA-923 | 202406 | -76.7895 | 38.7996
-8536322.4199 | 4698584.7083 | 47304 | 65358 | OER Patuxent CSG | 60531 | Standard Solar | IPP Non-CHP | 4913 Sands Rd | Lothian | Anne Arundel | Maryland | 20711 | solar | Solar = 2 MW | Solar Photovoltaic | 2 | 2 | [9 empty] | 2 |  |  | EIA-860, EIA-860M and EIA-923 | 202406 | -76.6831 | 38.8386
-8589609.0564 | 4802540.0092 | 47305 | 65359 | Shepherds Mill CSG | 60531 | Standard Solar | IPP Non-CHP | 303 Shepherds Mill Rd | Union Bridge | Carroll | Maryland | 21791 | solar | Solar = 2 MW | Solar Photovoltaic | 2 | 2 | [9 empty] | 2 |  |  | EIA-860, EIA-860M and EIA-923 | 202406 | -77.1618 | 39.5623
-13042950.7403 | 3880391.5778 | 47306 | 65360 | AT&T - San Diego Trade Street | 57128 | Bloom Energy | IPP Non-CHP | 7337 Trade Street | San Diego | San Diego | California | 92121 | natural gas | Natural Gas = 1 MW | Other Natural Gas | 1 | 1 | [6 empty] | 1 | [5 empty] | EIA-860, EIA-860M and EIA-923 | 202406 | -117.1668 | 32.8876
-13149994.4494 | 4047371.3496 | 47307 | 65361 | CalTech - Pasadena Wilson Ave | 57128 | Bloom Energy | IPP Non-CHP | 405 S Wilson Ave | Pasadena | Los Angeles | California | 91106 | natural gas | Natural Gas = 1 MW | Other Natural Gas | 1 | 1 | [6 empty] | 1 | [5 empty] | EIA-860, EIA-860M and EIA-923 | 202406 | -118.1284 | 34.1382
-7973062.4944 | 5171625.789 | 47308 | 65362 | MA CS Uxbridge Community Solar | 64625 | MA CS Uxbridge, LLC | IPP Non-CHP | Uxbridge | Uxbridge | Worcester | Massachusetts | 1569 | solar | Solar = 4 MW | Solar Photovoltaic | 4 | 4 | [9 empty] | 4 |  |  | EIA-860, EIA-860M and EIA-923 | 202406 | -71.6232 | 42.071
-13317326.2344 | 4337501.879 | 47309 | 65364 | Danell Bros Inc | 64698 | Renewable Solar, Inc | Industrial Non-CHP | 9705 Idaho Ave | Hanford | Kings | California | 93230 | solar | Solar = 2.6 MW | Solar Photovoltaic | 2.6 | 2.6 | [9 empty] | 2.6 |  |  | EIA-860, EIA-860M and EIA-923 | 202406 | -119.6316 | 36.2676
-13228480.479 | 4069118.5867 | 47310 | 65365 | CA - Ventura Co CCD - Moorpark College | 62856 | Forefront Power, LLC | IPP Non-CHP | 7075 Campus Rd | Moorpark | Ventura | California | 93021 | solar | Solar = 2.6 MW | Solar Photovoltaic | 2.6 | 2.6 | [9 empty] | 2.6 |  |  | EIA-860, EIA-860M and EIA-923 | 202406 | -118.8335 | 34.2997
-10920644.6483 | 5434909.2487 | 47311 | 65367 | POET Bioprocessing- Mitchell | 64697 | POET Bioprocessing- Mitchell | Industrial CHP | 40509 247th Street | Mitchell | Davison | South Dakota | 57301 | natural gas | Natural Gas = 3.9 MW | Natural Gas Steam Turbine | 3.9 | 3.9 | [6 empty] | 3.9 | [5 empty] | EIA-860, EIA-860M and EIA-923 | 202406 | -98.1018 | 43.8024
-8264970.1405 | 4954098.7276 | 47312 | 65368 | Linden Hawk Rise Solar CSG | 62836 | Navisun LLC | IPP Non-CHP | 1451 Lower Road | Linden | Union | New Jersey | 7036 | solar | Solar = 4 MW | Solar Photovoltaic | 4 | 4 | [9 empty] | 4 |  |  | EIA-860, EIA-860M and EIA-923 | 202406 | -74.2455 | 40.6039
-7694773.8975 | 5492349.708 | 47313 | 65370 | BWC Maces Pond LLC | 62836 | Navisun LLC | IPP Non-CHP | 468 Rockland Street | Rockport | Knox | Maine | 4856 | solar | Solar = 3.5 MW | Solar Photovoltaic | 3.5 | 3.5 | [9 empty] | 3.5 |  |  | EIA-860, EIA-860M and EIA-923 | 202406 | -69.1233 | 44.1736
-10623303.1639 | 3404583.7998 | 47314 | 65372 | Mark One Power Station | 63082 | ProEnergy Services | IPP Non-CHP | 24420 CR 48 | Angleton | Brazoria | Texas | 77515 | natural gas | Natural Gas = 267.6 MW | Natural Gas Fired Combustion Turbine | 363 | 267.6 | [6 empty] | 267.6 | [5 empty] | EIA-860, EIA-860M and EIA-923 | 202406 | -95.4308 | 29.2271
-10623783.1736 | 3422073.5076 | 47315 | 65373 | Brotman Power Station | 63082 | ProEnergy Services | IPP Non-CHP | 1920 CR 52 | Rosharon | Brazoria | Texas | 77583 | natural gas | Natural Gas = 267.6 MW | Natural Gas Fired Combustion Turbine | 363 | 267.6 | [6 empty] | 267.6 | [5 empty] | EIA-860, EIA-860M and EIA-923 | 202406 | -95.4351 | 29.3641
-10666114.859 | 4515648.7811 | 47316 | 65374 | Fredonia | 6762 | City of Fredonia - (KS) | Electric Utility | 1525 N. 15th Street | Fredonia | Wilson | Kansas | 66736 | petroleum | Petroleum = 3 MW | Petroleum Liquids | 3 | 3 | [8 empty] | 3 |  |  |  | EIA-860, EIA-860M and EIA-923 | 202406 | -95.8153 | 37.5471
-9207872.2763 | 3725149.2552 | 47317 | 65376 | SR Snipesville II | 64703 | SR Snipesville II, LLC | IPP Non-CHP | 672 McCall Rd | Denton | Jeff Davis | Georgia | 31532 | solar | Solar = 107 MW | Solar Photovoltaic | 107 | 107 | [9 empty] | 107 |  |  | EIA-860, EIA-860M and EIA-923 | 202406 | -82.7157 | 31.7088
-8459284.9908 | 5506268.4077 | 47318 | 65378 | OYA Robinson Road | 64700 | OYA Robinson Road, LLC | IPP Non-CHP | 18600 Robinson Rd | Orleans | Jefferson | New York | 13624 | solar | Solar = 5 MW | Solar Photovoltaic | 5 | 5 | [9 empty] | 5 |  |  | EIA-860, EIA-860M and EIA-923 | 202406 | -75.9911 | 44.2632
-8267141.9838 | 5609250.3296 | 47319 | 65379 | OYA State Route 122 | 64699 | OYA State Route 122, LLC | IPP Non-CHP | 1436 State Route 122 | Constable | Franklin | New York | 12926 | solar | Solar = 4.5 MW | Solar Photovoltaic | 4.5 | 4.5 | [9 empty] | 4.5 |  |  | EIA-860, EIA-860M and EIA-923 | 202406 | -74.265 | 44.922
-12641819.1928 | 4443296.3373 | 47320 | 65380 | Solomon Generating Facility | 40230 | Deseret Generation & Tran Coop | Electric Utility | 4570 South River Road | St. George | Washington | Utah | 84790 | natural gas | Natural Gas = 14.9 MW | Natural Gas Internal Combustion Engine | 14.9 | 14.9 | [6 empty] | 14.9 | [5 empty] | EIA-860, EIA-860M and EIA-923 | 202406 | -113.5634 | 37.0301
-10597786.6216 | 5588331.8554 | 47321 | 65381 | Allie L.L.C. | 64722 | Allie L.L.C. | IPP Non-CHP | 789 Park Avenue East | Renville | Renville | Minnesota | 56284 | solar | Solar = 1 MW | Solar Photovoltaic | 1 | 1 | [9 empty] | 1 |  |  | EIA-860, EIA-860M and EIA-923 | 202406 | -95.2015 | 44.7888
-13508174.9298 | 4701494.6098 | 47322 | 65382 | Lincoln WWTF Hybrid | 64724 | Lincoln Solar Star, LLC | IPP Non-CHP | 1245 Fiddyment Rd | Lincoln | Placer | California | 95648 | solar | Battery = 1 MW, Solar = 2.8 MW | Batteries; Solar Photovoltaic; | 4 | 3.8 | 1 | [8 empty] | 2.8 |  |  | EIA-860, EIA-860M and EIA-923 | 202406 | -121.346 | 38.859
-13663053.7373 | 4616428.8879 | 47323 | 65383 | Bodega Avenue Solar LLC | 64725 | Bodega Avenue Solar LLC | IPP Non-CHP | 5853 Bodega Ave | Petaluma | Sonoma | California | 94952 | solar | Solar = 2 MW | Solar Photovoltaic | 2 | 2 | [9 empty] | 2 |  |  | EIA-860, EIA-860M and EIA-923 | 202406 | -122.7373 | 38.2615
-13502056.254 | 4661199.22 | 47324 | 65384 | Rancho Cordova Medical Offices | 64747 | KP Rancho Cordova Medical Offices Solar, LLC | Commercial Non-CHP | 10725 International Dr | Rancho Cordova | Sacramento | California | 95670 | solar | Solar = 1 MW | Solar Photovoltaic | 1.1 | 1 | [9 empty] | 1 |  |  | EIA-860, EIA-860M and EIA-923 | 202406 | -121.291 | 38.5766
-8281797.1947 | 5075718.1057 | 47325 | 65385 | Airport Road Solar (CSG) | 56990 | NJR Clean Energy Ventures Corporation | IPP Non-CHP | 72 Airport Road | Wawayanda | Orange | New York | 10958 | solar | Solar = 3.4 MW | Solar Photovoltaic | 3.4 | 3.4 | [9 empty] | 3.4 |  |  | EIA-860, EIA-860M and EIA-923 | 202406 | -74.3966 | 41.4283
-7972479.2916 | 5140629.0237 | 47326 | 65386 | Howard Lane Solar | 56990 | NJR Clean Energy Ventures Corporation | IPP Non-CHP | 97 Howard Lane | Glocester | Providence | Rhode Island | 2857 | solar | Solar = 3 MW | Solar Photovoltaic | 3 | 3 | [9 empty] | 3 |  |  | EIA-860, EIA-860M and EIA-923 | 202406 | -71.618 | 41.864
-8366216.3306 | 4956305.641 | 47327 | 65387 | Holland Solar Farm | 56990 | NJR Clean Energy Ventures Corporation | IPP Non-CHP | 10 Mill Road | Holland Township | Hunterdon | New Jersey | 8848 | solar | Solar = 6.7 MW | Solar Photovoltaic | 6.7 | 6.7 | [9 empty] | 6.7 |  |  | EIA-860, EIA-860M and EIA-923 | 202406 | -75.155 | 40.619
-9060627.3141 | 4085473.103 | 47328 | 65389 | Midway Green Solar | 64729 | Midway Green Solar, LLC | IPP Non-CHP | 256 Midway Dr | Union | Union | South Carolina | 29379 | solar | Solar = 12.8 MW | Solar Photovoltaic | 12.8 | 12.8 | [9 empty] | 12.8 |  |  | EIA-860, EIA-860M and EIA-923 | 202406 | -81.393 | 34.421
-10475938.1994 | 5377665.5206 | 47329 | 65390 | Ledyard Windpower, LLC | 65411 | Duke Energy Renewables Services | IPP Non-CHP | 1804 460th St | Lakota | Kossuth | Iowa | 50451 | wind | Wind = 200 MW | Onshore Wind Turbine | 207 | 200 | [10 empty] | 200 |  | EIA-860, EIA-860M and EIA-923 | 202406 | -94.107 | 43.4301
-10920970.9257 | 4786400.8847 | 47330 | 65391 | Beloit Solar LLC | 64743 | PPM Solar LLC | IPP Non-CHP | 400 Asherville Rd. | Beloit | Mitchell | Kansas | 67420 | solar | Solar = 2 MW | Solar Photovoltaic | 2 | 2 | [9 empty] | 2 |  |  | EIA-860, EIA-860M and EIA-923 | 202406 | -98.1048 | 39.4504
-7349228.1794 | 2065959.3952 | 47331 | 65392 | Neolpharma CHP LLC | 64728 | Enernet Global | IPP CHP | Jardines Street #99 | Caguas |  | Puerto Rico | 725 | natural gas | Natural Gas = 3.3 MW | Natural Gas Internal Combustion Engine | 3.3 | 3.3 | [6 empty] | 3.3 | [5 empty] | EIA-860, EIA-860M and EIA-923 | 202406 | -66.0192 | 18.2426
-10725434.7892 | 5210998.5105 | 47332 | 65393 | Neal Energy Center Solar | 12341 | MidAmerican Energy Co | Electric Utility | 2598 Port Neal Road | Salix | Woodbury | Iowa | 51052 | solar | Solar = 4 MW | Solar Photovoltaic | 4 | 4 | [9 empty] | 4 |  |  | EIA-860, EIA-860M and EIA-923 | 202406 | -96.3482 | 42.333
-8226282.276 | 5198949.5209 | 47333 | 65399 | Mill Pond Hydro | 64726 | Rivers Electric, LLC | IPP Non-CHP | N/A | Leeds | Greene | New York | 12451 | hydroelectric | Hydroelectric = 1 MW | Conventional Hydroelectric | 1 | 1 |  |  |  |  | 1 | [7 empty] | EIA-860, EIA-860M and EIA-923 | 202406 | -73.898 | 42.253
-9675370.723 | 4926729.2753 | 47334 | 65400 | Purdue CHP | 15470 | Duke Energy Indiana, LLC | Electric Utility | 510 S Russell Street | West Lafayette | Tippecanoe | Indiana | 47906 | natural gas | Natural Gas = 13.5 MW | Natural Gas Fired Combustion Turbine | 13.3 | 13.5 | [6 empty] | 13.5 | [5 empty] | EIA-860, EIA-860M and EIA-923 | 202406 | -86.9153 | 40.417
-9384951.5299 | 5111988.3599 | 47335 | 65402 | Arche Energy Project, LLC | 62842 | Lightsource Renewable Energy Asset Management, LLC | IPP Non-CHP | TBD | Fulton | Fulton | Ohio | 43521 | solar | Solar = 107 MW | Solar Photovoltaic | 107 | 107 | [9 empty] | 107 |  |  | EIA-860, EIA-860M and EIA-923 | 202406 | -84.3065 | 41.6721
-10355071.5038 | 5536100.0928 | 47336 | 65405 | Flint Hills Resources Pine Bend, LLC | 64730 | Flint Hills Resources Pine Bend, LLC | Industrial CHP | 12555 Clark Rd | Rosemount | Dakota | Minnesota | 55068 | natural gas | Natural Gas = 49.9 MW, Solar = 45 MW | Natural Gas Fired Combined Cycle; Solar Photovoltaic; | 118.4 | 94.9 | [6 empty] | 49.9 |  |  | 45 |  |  | EIA-860, EIA-860M and EIA-923 | 202406 | -93.0212 | 44.4548
-9505730.7283 | 4610053.0422 | 47337 | 65406 | LGE-KU Solar Share Facility Simpsonville | 10171 | Kentucky Utilities Co | Electric Utility | 662 Conner Station Rd | Simpsonville | Shelby | Kentucky | 40067 | solar | Solar = 1.7 MW | Solar Photovoltaic | 2.1 | 1.7 | [9 empty] | 1.7 |  |  | EIA-860, EIA-860M and EIA-923 | 202406 | -85.3914 | 38.2165
-13058240.027 | 3923628.7603 | 47338 | 65408 | Gilead Oceanside Solar Project | 64754 | Gilead Sciences Inc. | IPP Non-CHP | 4010 Ocean Ranch Blvd | Oceanside | San Diego | California | 92056 | solar | Battery = 0.7 MW, Solar = 1.4 MW | Batteries; Solar Photovoltaic; | 2.2 | 2.1 | 0.7 | [8 empty] | 1.4 |  |  | EIA-860, EIA-860M and EIA-923 | 202406 | -117.3042 | 33.2131
-13611921.3556 | 4518661.0175 | 47339 | 65409 | Gilead Foster City Solar Project | 64755 | Gilead Sciences Inc. Foster City | IPP Non-CHP | 309 Velocity Way | Foster City | San Mateo | California | 94404 | solar | Battery = 0.5 MW, Solar = 1 MW | Batteries; Solar Photovoltaic; | 1.6 | 1.5 | 0.5 | [8 empty] | 1 |  |  | EIA-860, EIA-860M and EIA-923 | 202406 | -122.278 | 37.5686
-10695121.7127 | 3895875.3941 | 47340 | 65410 | Cunningham Storage | 57416 | Acciona Energy USA Global, LLC | IPP Non-CHP | County Rd 3508 | Quinlan | Hunt | Texas | 75474 | batteries | Battery = 190 MW | Batteries | 190 | 190 | 190 | [11 empty] | EIA-860, EIA-860M and EIA-923 | 202406 | -96.0759 | 33.0043
-11106124.9612 | 4980739.8517 | 47341 | 65411 | Airport 009239 SCS Lexington, LLC | 61677 | Sol Systems | IPP Non-CHP | N. Airport Road | Lexington | Dawson | Nebraska | 68850 | solar | Solar = 1 MW | Solar Photovoltaic | 1 | 1 | [9 empty] | 1 |  |  | EIA-860, EIA-860M and EIA-923 | 202406 | -99.768 | 40.7854
-9823165.8261 | 4876119.7089 | 47342 | 65412 | Northern Cardinal Solar SCS IL 1, LLC | 61677 | Sol Systems | IPP Non-CHP | 3401 S 1st St. | Champaign | Champaign | Illinois | 61822 | solar | Solar = 10 MW | Solar Photovoltaic | 10 | 10 | [9 empty] | 10 |  |  | EIA-860, EIA-860M and EIA-923 | 202406 | -88.243 | 40.07
-9757208.3599 | 4886389.7309 | 47343 | 65413 | SCS West Fairchild 011958 Danville, LLC | 61677 | Sol Systems | IPP Non-CHP | 1285 Fairchild Street | Danville | Vermilion | Illinois | 61832 | solar | Solar = 1.6 MW | Solar Photovoltaic | 1.6 | 1.6 | [9 empty] | 1.6 |  |  | EIA-860, EIA-860M and EIA-923 | 202406 | -87.6505 | 40.1406
-9814643.2059 | 5116091.1298 | 47344 | 65414 | SCS Plainfield 011755 Naperville, LLC | 61677 | Sol Systems | IPP Non-CHP | 10183 Plainfield-Naperville Rd | Naperville | DuPage | Illinois | 60564 | solar | Solar = 1 MW | Solar Photovoltaic | 1 | 1 | [9 empty] | 1 |  |  | EIA-860, EIA-860M and EIA-923 | 202406 | -88.1664 | 41.6996
-9970789.9424 | 4977781.6267 | 47345 | 65415 | SCS Galena 012589 Peoria, LLC | 61677 | Sol Systems | IPP Non-CHP | 6530 N Galena Rd | Peoria | Peoria | Illinois | 61614 | solar | Solar = 2 MW | Solar Photovoltaic | 2 | 2 | [9 empty] | 2 |  |  | EIA-860, EIA-860M and EIA-923 | 202406 | -89.5691 | 40.7653
-11129564.5045 | 4993577.737 | 47346 | 65416 | Monroe 009452 SCS Cozad, LLC | 61677 | Sol Systems | IPP Non-CHP | 711 W. 2nd Street | Cozad | Dawson | Nebraska | 69130 | solar | Solar = 2 MW | Solar Photovoltaic | 2 | 2 | [9 empty] | 2 |  |  | EIA-860, EIA-860M and EIA-923 | 202406 | -99.9786 | 40.8727
-9927179.7526 | 4912405.1623 | 47347 | 65417 | SCS COUNTY 012631 Champaign, LLC | 61677 | Sol Systems | IPP Non-CHP | 560 County Rd 1700N | Champaign | Champaign | Illinois | 61822 | solar | Solar = 2 MW | Solar Photovoltaic | 2 | 2 | [9 empty] | 2 |  |  | EIA-860, EIA-860M and EIA-923 | 202406 | -89.1774 | 40.319
-8299847.5388 | 4944739.8988 | 47348 | 65418 | SCS Randolph 012175 Somerset, LLC | 61677 | Sol Systems | IPP Non-CHP | 601 Randolph Rd | Somerset | Somerset | New Jersey | 8873 | solar | Solar = 2.3 MW | Solar Photovoltaic | 2.3 | 2.3 | [9 empty] | 2.3 |  |  | EIA-860, EIA-860M and EIA-923 | 202406 | -74.5588 | 40.5401
-8980251.3022 | 3153931.9425 | 47349 | 65420 | Bluefield Preserve Solar | 6452 | Florida Power & Light Co | Electric Utility | 14697 E Center St | Okeechobee | St Lucie | Florida | 34974 | solar | Solar = 74.5 MW | Solar Photovoltaic | 74.5 | 74.5 | [9 empty] | 74.5 |  |  | EIA-860, EIA-860M and EIA-923 | 202406 | -80.671 | 27.2435
-9596645.1338 | 3616624.7038 | 47350 | 65421 | Chautauqua Solar Energy Center | 6452 | Florida Power & Light Co | Electric Utility | 3650 Brown Road | Defuniak Springs | Walton | Florida | 32433 | solar | Solar = 74.5 MW | Solar Photovoltaic | 74.5 | 74.5 | [9 empty] | 74.5 |  |  | EIA-860, EIA-860M and EIA-923 | 202406 | -86.2081 | 30.8758
-9493162.5352 | 3562123.1757 | 47351 | 65422 | FPL Chipola River Solar Energy Center | 6452 | Florida Power & Light Co | Electric Utility | 17721 NW Melvin New Grade Rd | Altha | Calhoun | Florida | 32421 | solar | Solar = 74.5 MW | Solar Photovoltaic | 74.5 | 74.5 | [9 empty] | 74.5 |  |  | EIA-860, EIA-860M and EIA-923 | 202406 | -85.2785 | 30.4546
-8967268.11 | 2942533.231 | 47352 | 65423 | Everglades Solar Energy Center | 6452 | Florida Power & Light Co | Electric Utility | TBD | Homestead | Miami Dade | Florida | 33031 | solar | Solar = 74.5 MW | Solar Photovoltaic | 74.5 | 74.5 | [9 empty] | 74.5 |  |  | EIA-860, EIA-860M and EIA-923 | 202406 | -80.5543 | 25.5425
-9722646.5523 | 3622354.8897 | 47353 | 65424 | First City Solar Energy Center | 6452 | Florida Power & Light Co | Electric Utility | 280 West Roach Road | McDavid | Escambia | Florida | 32568 | solar | Solar = 74.5 MW | Solar Photovoltaic | 74.5 | 74.5 | [9 empty] | 74.5 |  |  | EIA-860, EIA-860M and EIA-923 | 202406 | -87.34 | 30.9199
-9466636.659 | 3577025.0403 | 47354 | 65427 | FPL Flowers Creek Solar Energy Center | 6452 | Florida Power & Light Co | Electric Utility | 21439 NE County Rd. 274 | Altha | Calhoun | Florida | 32421 | solar | Solar = 74.5 MW | Solar Photovoltaic | 74.5 | 74.5 | [9 empty] | 74.5 |  |  | EIA-860, EIA-860M and EIA-923 | 202406 | -85.0402 | 30.57
-8965910.0122 | 3160731.2037 | 47355 | 65428 | Pink Trial Solar Energy Center | 6452 | Florida Power & Light Co | Electric Utility | 8759 Carlton Rd | Port St. Lucie | St Lucie | Florida | 34987 | solar | Solar = 74.5 MW | Solar Photovoltaic | 74.5 | 74.5 | [9 empty] | 74.5 |  |  | EIA-860, EIA-860M and EIA-923 | 202406 | -80.5421 | 27.2978
-9493288.6602 | 3554580.0001 | 47356 | 65429 | FPL Shirer Branch Solar Energy Center | 6452 | Florida Power & Light Co | Electric Utility | 13188 SW CR 1 | Clarksville | Calhoun | Florida | 32466 | solar | Solar = 74.5 MW | Solar Photovoltaic | 74.5 | 74.5 | [9 empty] | 74.5 |  |  | EIA-860, EIA-860M and EIA-923 | 202406 | -85.2797 | 30.3962
-9433250.3853 | 3590716.79 | 47357 | 65430 | Wild Azalea Solar Energy Center | 6452 | Florida Power & Light Co | Electric Utility | TBD | Chattahoochee | Gadsden | Florida | 32568 | solar | Solar = 74.5 MW | Solar Photovoltaic | 74.5 | 74.5 | [9 empty] | 74.5 |  |  | EIA-860, EIA-860M and EIA-923 | 202406 | -84.7403 | 30.6758
-9092150.7675 | 3488407.734 | 47358 | 65431 | Anhinga Solar Energy Center | 6452 | Florida Power & Light Co | Electric Utility | 1021 Leno Road | Green Cove Springs | Clay | Florida | 32043 | solar | Solar = 74.5 MW | Solar Photovoltaic | 74.5 | 74.5 | [9 empty] | 74.5 |  |  | EIA-860, EIA-860M and EIA-923 | 202406 | -81.6762 | 29.8821
-9469895.6484 | 3601690.8915 | 47359 | 65432 | Apalachee | 6452 | Florida Power & Light Co | Electric Utility | 2660 Hollister Road | Marianna | Jackson | Florida | 32246 | solar | Solar = 74.5 MW | Solar Photovoltaic | 74.5 | 74.5 | [9 empty] | 74.5 |  |  | EIA-860, EIA-860M and EIA-923 | 202406 | -85.0695 | 30.7605
-9677917.2677 | 3586978.0857 | 47360 | 65433 | Blackwater River Solar Energy Center | 6452 | Florida Power & Light Co | Electric Utility | 9156 Highway 90 | Milton | Santa Rosa | Florida | 32583 | solar | Solar = 74.5 MW | Solar Photovoltaic | 74.5 | 74.5 | [9 empty] | 74.5 |  |  | EIA-860, EIA-860M and EIA-923 | 202406 | -86.9382 | 30.6469
-8451598.38 | 5468073.3495 | 47361 | 65434 | OYA Wayside Drive | 64765 | OYA Wayside Drive LLC | IPP Non-CHP | 22533 Wayside Drive | Watertown | Jefferson | New York | 13601 | solar | Solar = 5 MW | Solar Photovoltaic | 5 | 5 | [9 empty] | 5 |  |  | EIA-860, EIA-860M and EIA-923 | 202406 | -75.922 | 44.017
-8480318.8086 | 5401135.6255 | 47362 | 65435 | OYA Pulaski | 64766 | OYA Pulaski LLC | IPP Non-CHP | 7681 State Route 3 | Pulaski | Oswego | New York | 13142 | solar | Solar = 3.5 MW | Solar Photovoltaic | 3.5 | 3.5 | [9 empty] | 3.5 |  |  | EIA-860, EIA-860M and EIA-923 | 202406 | -76.18 | 43.583
-8669227.9845 | 5292964.8849 | 47363 | 65436 | OYA Main Street | 64767 | OYA Main Street LLC | IPP Non-CHP | 2575 Main St. | York | Livingston | New York | 14533 | solar | Solar = 5 MW | Solar Photovoltaic | 5 | 5 | [9 empty] | 5 |  |  | EIA-860, EIA-860M and EIA-923 | 202406 | -77.877 | 42.875
-8995077.8339 | 3202029.027 | 47364 | 65438 | FPL Cavendish Solar Energy Center | 6452 | Florida Power & Light Co | Electric Utility | 100 FPL Landing | Okeechobee | Okeechobee | Florida | 34972 | solar | Solar = 74.5 MW | Solar Photovoltaic | 74.5 | 74.5 | [9 empty] | 74.5 |  |  | EIA-860, EIA-860M and EIA-923 | 202406 | -80.8042 | 27.627
-10564414.4854 | 5548792.2603 | 47365 | 65439 | USS Franklin Solar LLC | 65173 | United States Solar Corporation | IPP Non-CHP | 38742 Hwy 19 | Franklin | Renville | Minnesota | 55333 | solar | Solar = 1 MW | Solar Photovoltaic | 1 | 1 | [9 empty] | 1 |  |  | EIA-860, EIA-860M and EIA-923 | 202406 | -94.9018 | 44.5362
-10564689.1106 | 5548756.8097 | 47366 | 65440 | USS Catfish Solar LLC | 65173 | United States Solar Corporation | IPP Non-CHP | 38411 Hwy 19 | Franklin | Renville | Minnesota | 55333 | solar | Solar = 1 MW | Solar Photovoltaic | 1 | 1 | [9 empty] | 1 |  |  | EIA-860, EIA-860M and EIA-923 | 202406 | -94.9042 | 44.5359
-10410401.7435 | 5976502.6085 | 47367 | 65441 | USS Itasca Clean Energy Solar LLC | 65173 | United States Solar Corporation | IPP Non-CHP | 2515 SE 7th Avenue | Grand Rapids | Itasca | Minnesota | 55744 | solar | Battery = 1 MW, Solar = 1 MW | Batteries; Solar Photovoltaic; | 2 | 2 | 1 | [8 empty] | 1 |  |  | EIA-860, EIA-860M and EIA-923 | 202406 | -93.5182 | 47.2105
-10581020.0138 | 5538611.2778 | 47368 | 65442 | USS Mesa Solar LLC | 65173 | United States Solar Corporation | IPP Non-CHP | 29525 HWY 212 | Danube | Renville | Minnesota | 56230 | solar | Solar = 1 MW | Solar Photovoltaic | 1 | 1 | [9 empty] | 1 |  |  | EIA-860, EIA-860M and EIA-923 | 202406 | -95.0509 | 44.4709
-10282059.2762 | 5501725.9208 | 47369 | 65443 | USS Wells Creek Solar LLC | 65173 | United States Solar Corporation | IPP Non-CHP | 217 CO 9 Blvd | Goodhue | Goodhue | Minnesota | 55027 | solar | Solar = 1 MW | Solar Photovoltaic | 1 | 1 | [9 empty] | 1 |  |  | EIA-860, EIA-860M and EIA-923 | 202406 | -92.3653 | 44.234
-10519049.7891 | 5578475.4401 | 47370 | 65444 | USS Verbena Solar LLC | 65173 | United States Solar Corporation | IPP Non-CHP | 1270 Martha Street | Stewart | McLeod | Minnesota | 55385 | solar | Solar = 1 MW | Solar Photovoltaic | 1 | 1 | [9 empty] | 1 |  |  | EIA-860, EIA-860M and EIA-923 | 202406 | -94.4942 | 44.7259
-13264470.4044 | 4051100.8284 | 47371 | 65447 | CA-Ventura Co CCD-Oxnard College Canopy | 62856 | Forefront Power, LLC | IPP Non-CHP | 4000 S Rose Ave | Ventura | Ventura | California | 93033 | solar | Solar = 1.5 MW | Solar Photovoltaic | 1.5 | 1.5 | [9 empty] | 1.5 |  |  | EIA-860, EIA-860M and EIA-923 | 202406 | -119.1568 | 34.1659
-10445107.8211 | 5664602.6292 | 47372 | 65448 | SolarClub 10 LLC | 61227 | Nautilus Solar Solutions | IPP Non-CHP | 2861 85th St NE | Monticello | Wright | Minnesota | 55319 | solar | Solar = 1 MW | Solar Photovoltaic | 1 | 1 | [9 empty] | 1 |  |  | EIA-860, EIA-860M and EIA-923 | 202406 | -93.83 | 45.273
-10466926.4413 | 5689472.1268 | 47373 | 65449 | SolarClub 15 LLC | 61227 | Nautilus Solar Solutions | IPP Non-CHP | 6700 State Highway 24 Southeas | Clear Lake | Sherburne | Minnesota | 55319 | solar | Solar = 1 MW | Solar Photovoltaic | 1 | 1 | [9 empty] | 1 |  |  | EIA-860, EIA-860M and EIA-923 | 202406 | -94.026 | 45.43
-8223696.4355 | 4978914.0077 | 47374 | 65450 | NY - PANYNJ - LaGuardia - Rooftop | 62856 | Forefront Power, LLC | IPP Non-CHP | Terminal B Parking Garage | Queens | Queens | New York | 11371 | solar | Solar = 1 MW | Solar Photovoltaic | 1 | 1 | [9 empty] | 1 |  |  | EIA-860, EIA-860M and EIA-923 | 202406 | -73.8747 | 40.773
-10244510.0987 | 5522568.77 | 47375 | 65451 | SolarClub 20 LLC | 61227 | Nautilus Solar Solutions | IPP Non-CHP | 500 17th St East | Wabasha | Wabasha | Minnesota | 55981 | solar | Solar = 1 MW | Solar Photovoltaic | 1 | 1 | [9 empty] | 1 |  |  | EIA-860, EIA-860M and EIA-923 | 202406 | -92.028 | 44.368
-10166029.8577 | 5444728.7377 | 47376 | 65452 | SolarClub 23 LLC | 61227 | Nautilus Solar Solutions | IPP Non-CHP | 32769 County Rd 1 | La Crescent | Houston | Minnesota | 55947 | solar | Solar = 1 MW | Solar Photovoltaic | 1 | 1 | [9 empty] | 1 |  |  | EIA-860, EIA-860M and EIA-923 | 202406 | -91.323 | 43.866
-10489190.3395 | 5549860.8408 | 47377 | 65453 | SolarClub 28 LLC | 61227 | Nautilus Solar Solutions | IPP Non-CHP | 280th St | Gaylord | Blue Earth | Minnesota | 55334 | solar | Solar = 1 MW | Solar Photovoltaic | 1 | 1 | [9 empty] | 1 |  |  | EIA-860, EIA-860M and EIA-923 | 202406 | -94.226 | 44.543
-10472603.7354 | 5481085.4926 | 47378 | 65455 | SolarClub 35 LLC | 61227 | Nautilus Solar Solutions | IPP Non-CHP | 19257 549th Ave | Mankato | Blue Earth | Minnesota | 56001 | solar | Solar = 1 MW | Solar Photovoltaic | 1 | 1 | [9 empty] | 1 |  |  | EIA-860, EIA-860M and EIA-923 | 202406 | -94.077 | 44.101
-8503644.6947 | 5341139.7159 | 47379 | 65459 | OYA Church Road | 64768 | OYA Church Road A LLC | IPP Non-CHP | 1671 Church Road | Baldwinsville | Onondaga | New York | 13027 | solar | Solar = 5 MW | Solar Photovoltaic | 5 | 5 | [9 empty] | 5 |  |  | EIA-860, EIA-860M and EIA-923 | 202406 | -76.3895 | 43.1913
-7731566.1024 | 5598008.5455 | 47380 | 65460 | Hartland Solar | 62915 | Madison Energy Holdings LLC | IPP Non-CHP | 280 Fuller Corner Road | Hartland | Somerset | Maine | 4943 | solar | Solar = 4 MW | Solar Photovoltaic | 4 | 4 | [9 empty] | 4 |  |  | EIA-860, EIA-860M and EIA-923 | 202406 | -69.4538 | 44.8505
-7720785.9229 | 5558455.2826 | 47381 | 65461 | Unity Solar | 62915 | Madison Energy Holdings LLC | IPP Non-CHP | 251 Albion Road | Unity | Waldo | Maine | 4988 | solar | Solar = 5 MW | Solar Photovoltaic | 5 | 5 | [9 empty] | 5 |  |  | EIA-860, EIA-860M and EIA-923 | 202406 | -69.357 | 44.598
-13259257.9805 | 4233534.7376 | 47382 | 65464 | Laredo Detention Facility - Solar 2, 3 | 64731 | County of Kern | Electric Utility | 17695 Industrial Farm Rd | Bakersfield | Kern | California | 93308 | solar | Solar = 5.1 MW | Solar Photovoltaic | 5.2 | 5.1 | [9 empty] | 5.1 |  |  | EIA-860, EIA-860M and EIA-923 | 202406 | -119.1099 | 35.5109
-8347130.6039 | 4868242.9187 | 47383 | 65465 | Cinnaminson Landfill Solar | 15477 | Public Service Elec & Gas Co | Electric Utility | 1601 Taylors Lane | Cinnaminson | Burlington | New Jersey | 8077 | solar | Solar = 10 MW | Solar Photovoltaic | 10 | 10 | [9 empty] | 10 |  |  | EIA-860, EIA-860M and EIA-923 | 202406 | -74.9835 | 40.0158
-8361360.5744 | 4835865.0268 | 47384 | 65466 | Kinsley II Landfill Solar System | 15477 | Public Service Elec & Gas Co | Electric Utility | 2025 Delsea Drive | Sewell | Gloucester | New Jersey | 8080 | solar | Solar = 3.8 MW | Solar Photovoltaic | 3.8 | 3.8 | [9 empty] | 3.8 |  |  | EIA-860, EIA-860M and EIA-923 | 202406 | -75.1114 | 39.7927
-8357810.5958 | 4860577.1629 | 47385 | 65467 | Pennsauken Brownfield Solar | 15477 | Public Service Elec & Gas Co | Electric Utility | 3905 River Road | Pennsauken | Camden | New Jersey | 8110 | solar | Solar = 12 MW | Solar Photovoltaic | 12 | 12 | [9 empty] | 12 |  |  | EIA-860, EIA-860M and EIA-923 | 202406 | -75.0795 | 39.9631
-8284113.7533 | 4938371.446 | 47386 | 65468 | Highland Park Borough Solar | 15477 | Public Service Elec & Gas Co | Electric Utility | 701 Donaldson Street | Highland Park | Middlesex | New Jersey | 8904 | batteries | Battery = 0.6 MW, Solar = 0.5 MW | Batteries; Solar Photovoltaic; | 1.1 | 1.1 | 0.6 | [8 empty] | 0.5 |  |  | EIA-860, EIA-860M and EIA-923 | 202406 | -74.4175 | 40.4966
-13364574.5678 | 4431524.3318 | 47387 | 65469 | Sealed Air Madera Solar Project | 64785 | Sealed Air Corporation | Industrial Non-CHP | 1835 West Almond Avenue | Madera | Madera | California | 93627 | solar | Battery = 0.8 MW, Solar = 3 MW | Batteries; Solar Photovoltaic; | 3.8 | 3.8 | 0.8 | [8 empty] | 3 |  |  | EIA-860, EIA-860M and EIA-923 | 202406 | -120.056 | 36.9456
-8652508.4649 | 4312925.3867 | 47388 | 65470 | Cummins Whitakers PV Arrays | 64779 | Cummins, Inc. | IPP Non-CHP | 9377 US Hwy. 301 | Whitakers | Nash | North Carolina | 27891 | solar | Solar = 2.9 MW | Solar Photovoltaic | 3.3 | 2.9 | [9 empty] | 2.9 |  |  | EIA-860, EIA-860M and EIA-923 | 202406 | -77.7268 | 36.0894
-13295627.0601 | 4801681.6123 | 47389 | 65472 | Chukar Battery Energy Storage System | 13407 | Nevada Power Co | Electric Utility | 1700 Milan Drive | Sparks | Storey | Nevada | 89434 | batteries | Battery = 10 MW | Batteries | 10 | 10 | 10 | [11 empty] | EIA-860, EIA-860M and EIA-923 | 202406 | -119.4367 | 39.5564
-7959942.3793 | 5132131.9451 | 47390 | 65473 | GD Johnson Scituate I, LLC | 64790 | GD Johnson Scituate I, LLC | IPP Non-CHP | 0 Scituate Ave | Cranston | Providence | Rhode Island | 2920 | solar | Solar = 4.3 MW | Solar Photovoltaic | 4.3 | 4.3 | [9 empty] | 4.3 |  |  | EIA-860, EIA-860M and EIA-923 | 202406 | -71.5054 | 41.8071
-7962237.1192 | 5155989.2762 | 47391 | 65474 | GDIM 1, LLC | 64791 | GDIM 1, LLC | IPP Non-CHP | 1115 Iron Mine Hill Rd | North Smithfield | Providence | Rhode Island | 2896 | solar | Solar = 9.6 MW | Solar Photovoltaic | 9.6 | 9.6 | [9 empty] | 9.6 |  |  | EIA-860, EIA-860M and EIA-923 | 202406 | -71.526 | 41.9667
-7961526.1217 | 5156084.4966 | 47392 | 65475 | GDIM 2, LLC | 64792 | GDIM 2, LLC | IPP Non-CHP | 1115 Iron Mine Hill Rd | North Smithfield | Providence | Rhode Island | 2896 | solar | Solar = 9.6 MW | Solar Photovoltaic | 9.6 | 9.6 | [9 empty] | 9.6 |  |  | EIA-860, EIA-860M and EIA-923 | 202406 | -71.5196 | 41.9673
-7961228.1194 | 5155448.5146 | 47393 | 65476 | GDIM 3, LLC | 64793 | GDIM 3, LLC | IPP Non-CHP | 1115 Iron Mine Hill Rd | North Smithfield | Providence | Rhode Island | 2896 | solar | Solar = 9.6 MW | Solar Photovoltaic | 9.6 | 9.6 | [9 empty] | 9.6 |  |  | EIA-860, EIA-860M and EIA-923 | 202406 | -71.5169 | 41.9631
-7961228.1194 | 5155448.5146 | 47394 | 65477 | GDIM 4, LLC | 64794 | GDIM 4, LLC | IPP Non-CHP | 1115 Iron Mine Hill Rd | North Smithfield | Providence | Rhode Island | 2896 | solar | Solar = 9.6 MW | Solar Photovoltaic | 9.6 | 9.6 | [9 empty] | 9.6 |  |  | EIA-860, EIA-860M and EIA-923 | 202406 | -71.5169 | 41.9631
-7946516.3581 | 5129497.4432 | 47395 | 65478 | Green Providence Wind I, LLC | 64795 | Green Providence Wind I, LLC | IPP Non-CHP | 1 Fields Point Drive | Providence | Providence | Rhode Island | 2905 | wind | Wind = 1.5 MW | Onshore Wind Turbine | 1.5 | 1.5 | [10 empty] | 1.5 |  | EIA-860, EIA-860M and EIA-923 | 202406 | -71.3848 | 41.7895
-7946602.1854 | 5128983.708 | 47396 | 65479 | Green Providence Wind II, LLC | 64796 | Green Providence Wind II, LLC | IPP Non-CHP | 0 Harborside Blvd | Providence | Providence | Rhode Island | 2905 | wind | Wind = 3 MW | Onshore Wind Turbine | 3 | 3 | [10 empty] | 3 |  | EIA-860, EIA-860M and EIA-923 | 202406 | -71.3855 | 41.786
-9273236.4096 | 3879559.1015 | 47397 | 65481 | Wilkinson DeFore | 63640 | Safari Energy, LLC | IPP Non-CHP | 655 Owens Shepard Rd | Gordon | Wilkinson | Georgia | 31031 | solar | Solar = 3 MW | Solar Photovoltaic | 3 | 3 | [9 empty] | 3 |  |  | EIA-860, EIA-860M and EIA-923 | 202406 | -83.3029 | 32.8813
-10052984.9148 | 4210810.077 | 47398 | 65483 | Big Cypress Solar, LLC | 64788 | Big Cypress Solar, LLC | IPP Non-CHP | 691 Bob White Road | Crawfordsville | Crittenden | Arkansas | 72327 | solar | Solar = 180 MW | Solar Photovoltaic | 180 | 180 | [9 empty] | 180 |  |  | EIA-860, EIA-860M and EIA-923 | 202406 | -90.3075 | 35.3446
-11213546.2661 | 4739162.1226 | 47399 | 65484 | Western Plains Wind | 64806 | Western Plains Wind, LLC | Industrial Non-CHP | 3022 County Road 18 | Oakley | Gove | Kansas | 67748 | wind | Wind = 2.7 MW | Onshore Wind Turbine | 2.7 | 2.7 | [10 empty] | 2.7 |  | EIA-860, EIA-860M and EIA-923 | 202406 | -100.733 | 39.122
-13536761.775 | 4422137.9989 | 47400 | 65485 | Graniterock Quarry | 63226 | CalCom Energy | IPP Non-CHP | 1900 Quarry Rd | Aromas | San Benito | California | 95004 | solar | Solar = 4.4 MW | Solar Photovoltaic | 4.4 | 4.4 | [9 empty] | 4.4 |  |  | EIA-860, EIA-860M and EIA-923 | 202406 | -121.6028 | 36.8782
-8373229.4585 | 4789364.6063 | 47401 | 65486 | Love Lane Solar | 56990 | NJR Clean Energy Ventures Corporation | IPP Non-CHP | 82 Love Lane | Upper Deerfield Towns | Cumberland | New Jersey | 8302 | solar | Solar = 1.8 MW | Solar Photovoltaic | 1.8 | 1.8 | [9 empty] | 1.8 |  |  | EIA-860, EIA-860M and EIA-923 | 202406 | -75.218 | 39.471
-8232066.4367 | 5284849.5648 | 47402 | 65487 | Washington Avenue Solar, LLC | 62719 | Green Street Power Partners | IPP Non-CHP | 4 Washington Ave | Glenville | Schenectady | New York | 12302 | solar | Solar = 4.6 MW | Solar Photovoltaic | 4.6 | 4.6 | [9 empty] | 4.6 |  |  | EIA-860, EIA-860M and EIA-923 | 202406 | -73.9499 | 42.8216
-9713382.6556 | 5025087.5105 | 47403 | 65494 | Herrema Dairy | 64807 | Herrema Dairy, LLC | Industrial Non-CHP | 10988 West 500 N | Fair Oaks | Jasper | Indiana | 47943 | natural gas | Natural Gas = 0.8 MW | Natural Gas Internal Combustion Engine | 1.5 | 0.8 | [6 empty] | 0.8 | [5 empty] | EIA-860, EIA-860M and EIA-923 | 202406 | -87.2568 | 41.0864
-8802312.8848 | 5200797.4479 | 47404 | 65495 | Ball Hill Wind Energy, LLC | 64804 | Ball Hill Wind Energy, LLC | IPP Non-CHP | 9333 N. Hill Drive | Forestville | Chautauqua | New York | 14062 | wind | Wind = 107.5 MW | Onshore Wind Turbine | 107.5 | 107.5 | [10 empty] | 107.5 |  | EIA-860, EIA-860M and EIA-923 | 202406 | -79.0725 | 42.2653
-8399921.5347 | 5177734.9791 | 47405 | 65496 | Bluestone Wind, LLC | 64805 | Bluestone Wind, LLC | IPP Non-CHP | 605 William Law Rd | Sanford | Broome | New York | 13865 | wind | Wind = 111.8 MW | Onshore Wind Turbine | 111.8 | 111.8 | [10 empty] | 111.8 |  | EIA-860, EIA-860M and EIA-923 | 202406 | -75.4578 | 42.1118
-9632989.1665 | 5747756.2861 | 47406 | 65497 | Garden 1 Solar Park | 64331 | DTE Sustainable Generation | IPP Non-CHP |  | Garden Township | Delta | Michigan | 49835 | solar | Solar = 0.9 MW | Solar Photovoltaic | 0.9 | 0.9 | [9 empty] | 0.9 |  |  | EIA-860, EIA-860M and EIA-923 | 202406 | -86.5346 | 45.7962
-9632968.1271 | 5748032.1893 | 47407 | 65498 | Garden 2 Solar Park | 64331 | DTE Sustainable Generation | IPP Non-CHP | TBD | Garden Township | Delta | Michigan | 49835 | solar | Solar = 1.4 MW | Solar Photovoltaic | 1.4 | 1.4 | [9 empty] | 1.4 |  |  | EIA-860, EIA-860M and EIA-923 | 202406 | -86.5344 | 45.798
-8836996.2532 | 4380567.3029 | 47408 | 65499 | Danville BESS 1 | 64809 | Doc Brown LLC | IPP Non-CHP | 864 Mounument Street | Danville | Danville City | Virginia | 24541 | batteries | Battery = 10.5 MW | Batteries | 10.5 | 10.5 | 10.5 | [11 empty] | EIA-860, EIA-860M and EIA-923 | 202406 | -79.3841 | 36.5789
-9506418.1262 | 3517767.044 | 47409 | 65501 | Mule Creek Renewable Energy Center | 6455 | Duke Energy Florida, LLC | Electric Utility | 2500 Sandy Creek Rd | Panama City | Bay | Florida | 32404 | solar | Solar = 74.9 MW | Solar Photovoltaic | 74.9 | 74.9 | [9 empty] | 74.9 |  |  | EIA-860, EIA-860M and EIA-923 | 202406 | -85.3976 | 30.1105
-8639443.1189 | 4245433.7063 | 47410 | 65502 | Beaker | 64778 | Strata Manager, LLC | IPP Non-CHP | 4363 West Wilson Street | Farmville | Pitt | North Carolina | 27828 | solar | Solar = 5 MW | Solar Photovoltaic | 5 | 5 | [9 empty] | 5 |  |  | EIA-860, EIA-860M and EIA-923 | 202406 | -77.6094 | 35.5979
-8692955.5113 | 4185848.9757 | 47411 | 65503 | Belafonte | 64778 | Strata Manager, LLC | IPP Non-CHP | 416 E Albritton Street | Calypso | Duplin | North Carolina | 28365 | solar | Solar = 3.4 MW | Solar Photovoltaic | 3.4 | 3.4 | [9 empty] | 3.4 |  |  | EIA-860, EIA-860M and EIA-923 | 202406 | -78.0901 | 35.1615
-8907033.9128 | 4190894.3679 | 47412 | 65505 | Gilead | 64778 | Strata Manager, LLC | IPP Non-CHP | 3701 NC Hwy 109 S | Gilead | Montgomery | North Carolina | 27306 | solar | Solar = 3.5 MW | Solar Photovoltaic | 3.5 | 3.5 | [9 empty] | 3.5 |  |  | EIA-860, EIA-860M and EIA-923 | 202406 | -80.0132 | 35.1985
-8856259.8685 | 4192931.6993 | 47413 | 65506 | Gladstone Farm | 64778 | Strata Manager, LLC | IPP Non-CHP | 659 Hoffman Road | West End | Moore | North Carolina | 27376 | solar | Solar = 5 MW | Solar Photovoltaic | 5 | 5 | [9 empty] | 5 |  |  | EIA-860, EIA-860M and EIA-923 | 202406 | -79.5571 | 35.2135
-9923918.8708 | 5092519.9488 | 47414 | 65508 | Mendota Rich Dev CSG | 64811 | 42nd Road Solar LLC | IPP Non-CHP | 92 N 42nd Road | Mendota | LaSalle | Illinois | 61342 | solar | Solar = 2 MW | Solar Photovoltaic | 2 | 2 | [9 empty] | 2 |  |  | EIA-860, EIA-860M and EIA-923 | 202406 | -89.1481 | 41.5413
-13408926.1454 | 4562966.2256 | 47415 | 65510 | Sierra Pacific Chinese Camp | 17164 | Sierra Pacific Industries | Industrial Non-CHP | 14333 Perricone Road | Chinese Camp | Tuolumne | California | 95309 | solar | Solar = 3.6 MW | Solar Photovoltaic | 3.6 | 3.6 | [9 empty] | 3.6 |  |  | EIA-860, EIA-860M and EIA-923 | 202406 | -120.4544 | 37.8834
-11102894.6922 | 4367840.3992 | 47416 | 65511 | 25 Mile Creek | 59380 | Enel Green Power NA, Inc. | IPP Non-CHP | 181844 East County Road 40 | Gage | Ellis | Oklahoma | 73843 | wind | Wind = 250 MW | Onshore Wind Turbine | 250 | 250 | [10 empty] | 250 |  | EIA-860, EIA-860M and EIA-923 | 202406 | -99.739 | 36.487
-10930697.6889 | 4619931.7123 | 47417 | 65512 | Kansas Ethanol, LLC | 64837 | Kansas Ethanol, LLC | Industrial CHP | 1630 Ave Q | Lyons | Rice | Kansas | 67554 | natural gas | Natural Gas = 11.9 MW | Natural Gas Fired Combustion Turbine | 13.5 | 11.9 | [6 empty] | 11.9 | [5 empty] | EIA-860, EIA-860M and EIA-923 | 202406 | -98.1921 | 38.2862
-10306411.528 | 5485537.0954 | 47418 | 65514 | Bear Grove Solar | 64838 | Bear Grove Solar, LLC | IPP Non-CHP | 1721 Country Club Road SE | Byron | Olmsted | Minnesota | 55927 | solar | Solar = 1 MW | Solar Photovoltaic | 1 | 1 | [9 empty] | 1 |  |  | EIA-860, EIA-860M and EIA-923 | 202406 | -92.5841 | 44.1297
-10337802.5112 | 5468324.1235 | 47419 | 65515 | Dodge Renewables 1 | 64839 | Dodge Renewables 1, LLC | IPP Non-CHP | 67511 State Hwy 56 | Dodge Center | Dodge | Minnesota | 55972 | solar | Solar = 1 MW | Solar Photovoltaic | 1 | 1 | [9 empty] | 1 |  |  | EIA-860, EIA-860M and EIA-923 | 202406 | -92.8661 | 44.0186
-10338211.0537 | 5468595.0291 | 47420 | 65516 | Dodge Renewables 2 | 64840 | Dodge Renewables 2, LLC | IPP Non-CHP | 72675 State Hwy 56 | Hayfield | Dodge | Minnesota | 55927 | solar | Solar = 0.8 MW | Solar Photovoltaic | 1 | 0.8 | [9 empty] | 0.8 |  |  | EIA-860, EIA-860M and EIA-923 | 202406 | -92.8697 | 44.0204
-13594179.3665 | 4742550.1825 | 47421 | 65517 | Abel Road Bioenergy | 64841 | ACC Renewable Resources | IPP Non-CHP | 6133 Abel Road | Williams | Colusa | California | 95987 | biomass | Biomass = 3 MW | Other Waste Biomass | 4 | 3 |  | 3 | [10 empty] | EIA-860, EIA-860M and EIA-923 | 202406 | -122.1186 | 39.1456
-9207322.2467 | 3467445.9458 | 47422 | 65519 | Bell Ridge Solar | 64844 | Bell Ridge Solar, LLC | IPP Non-CHP | 5909 SE CR 232 | Trenton | Gilchrist | Florida | 32693 | solar | Solar = 74.5 MW | Solar Photovoltaic | 74.5 | 74.5 | [9 empty] | 74.5 |  |  | EIA-860, EIA-860M and EIA-923 | 202406 | -82.7108 | 29.7187
-11666164.6365 | 4899685.0955 | 47423 | 65520 | Vasquez V CSG | 60970 | SunShare Management | IPP Non-CHP | 13624 County Road 34 | Platteville | Weld | Colorado | 80651 | solar | Solar = 4 MW | Solar Photovoltaic | 4 | 4 | [9 empty] | 4 |  |  | EIA-860, EIA-860M and EIA-923 | 202406 | -104.7989 | 40.2318
-10608592.6272 | 3412584.1915 | 47424 | 65521 | Longbow Solar, LLC | 64802 | Longbow Acquisition HoldCo, LLC | IPP Non-CHP | 9181 CR 196 | Liverpool | Brazoria | Texas | 77577 | solar | Solar = 78.1 MW | Solar Photovoltaic | 78.1 | 78.1 | [9 empty] | 78.1 |  |  | EIA-860, EIA-860M and EIA-923 | 202406 | -95.2986 | 29.2898
-8412401.1175 | 5440653.2198 | 47425 | 65522 | Number Three Wind Project | 49893 | Invenergy Services LLC | IPP Non-CHP | 8006 Number Three Rd | Lowville | Lewis | New York | 13367 | wind | Wind = 106 MW | Onshore Wind Turbine | 106 | 106 | [10 empty] | 106 |  | EIA-860, EIA-860M and EIA-923 | 202406 | -75.5699 | 43.8396
-13435534.5093 | 4208209.2044 | 47426 | 65523 | CA-DGS-California Men's Colony | 62856 | Forefront Power, LLC | IPP Non-CHP | Colony Drive | San Luis Obispo | San Luis Obispo | California | 93409 | solar | Solar = 2.2 MW | Solar Photovoltaic | 2.2 | 2.2 | [9 empty] | 2.2 |  |  | EIA-860, EIA-860M and EIA-923 | 202406 | -120.6935 | 35.3255
-13512474.0885 | 4365164.3304 | 47427 | 65524 | CA-DGS- RFP-Correctional Training Fac | 62856 | Forefront Power, LLC | IPP Non-CHP | 31625 US 101 N | Soledad | Monterey | California | 93860 | solar | Solar = 1.6 MW | Solar Photovoltaic | 1.6 | 1.6 | [9 empty] | 1.6 |  |  | EIA-860, EIA-860M and EIA-923 | 202406 | -121.3846 | 36.4677
-13512459.1717 | 4365136.7841 | 47428 | 65525 | CA-DGS RFP-Salinas Valley State Prison | 62856 | Forefront Power, LLC | IPP Non-CHP | 31625 Highway 101 | Soledad | Monterey | California | 93960 | solar | Solar = 3.3 MW | Solar Photovoltaic | 3.3 | 3.3 | [9 empty] | 3.3 |  |  | EIA-860, EIA-860M and EIA-923 | 202406 | -121.3845 | 36.4675
-13386487.3643 | 4318636.1379 | 47429 | 65526 | CA-DGS RFP-Pleasant Valley State Prison | 62856 | Forefront Power, LLC | IPP Non-CHP | 24863 W Jayne Avenue | Coalinga | Fresno | California | 93210 | solar | Solar = 2 MW | Solar Photovoltaic | 2 | 2 | [9 empty] | 2 |  |  | EIA-860, EIA-860M and EIA-923 | 202406 | -120.2529 | 36.1308
-13327834.5717 | 4391974.9916 | 47430 | 65528 | CA - Fresno County - Juvenile Hall | 62856 | Forefront Power, LLC | IPP Non-CHP | 3333 E American Ave | Fresno | Fresno | California | 93725 | solar | Solar = 2.8 MW | Solar Photovoltaic | 2.8 | 2.8 | [9 empty] | 2.8 |  |  | EIA-860, EIA-860M and EIA-923 | 202406 | -119.726 | 36.6611
-9961728.6472 | 5396389.9354 | 47431 | 65530 | Portage Industrial Battery | 20856 | Wisconsin Power & Light Co | Electric Utility | 403 Cemetary Road | Portage | Columbia | Wisconsin | 53901 | batteries | Battery = 5 MW | Batteries | 5 | 5 | 5 | [11 empty] | EIA-860, EIA-860M and EIA-923 | 202406 | -89.4877 | 43.5521
-10207335.2887 | 5153680.6235 | 47432 | 65531 | Deer Run Battery | 9417 | Interstate Power and Light Co | Electric Utility | 1445 Wilson Ave SW | Cedar Rapids | Linn | Iowa | 52404 | batteries | Battery = 5 MW | Batteries | 5 | 5 | 5 | [11 empty] | EIA-860, EIA-860M and EIA-923 | 202406 | -91.6941 | 41.9513
-7876616.5121 | 5433498.0658 | 47433 | 65532 | Baldwin | 64848 | Maine DG Solar Baldwin, LLC | IPP Non-CHP | River Road | West Baldwin | Cumberland | Maine | 4091 | solar | Solar = 5 MW | Solar Photovoltaic | 5 | 5 | [9 empty] | 5 |  |  | EIA-860, EIA-860M and EIA-923 | 202406 | -70.7569 | 43.7932
-7769695.2544 | 5521516.1543 | 47434 | 65533 | Augusta | 64849 | Maine DG Solar Augusta, LLC | IPP Non-CHP | 852 Civic Center Dr | Augusta | Kennebec | Maine | 4330 | solar | Solar = 2.5 MW | Solar Photovoltaic | 2.5 | 2.5 | [9 empty] | 2.5 |  |  | EIA-860, EIA-860M and EIA-923 | 202406 | -69.7964 | 44.3612
-7794778.3187 | 5495232.0489 | 47435 | 65534 | Monmouth | 64850 | Maine DG Solar Monmouth, LLC | IPP Non-CHP | Ridge Road | Monmouth | Kennebec | Maine | 4259 | solar | Solar = 5 MW | Solar Photovoltaic | 5 | 5 | [9 empty] | 5 |  |  | EIA-860, EIA-860M and EIA-923 | 202406 | -70.0217 | 44.1922
-11414700.5859 | 3802221.1392 | 47436 | 65535 | Bakke | 64812 | Power Depot Group A, LLC | IPP Non-CHP | 1496 S US 385 | Andrews | Andrews | Texas | 79714 | petroleum | Petroleum = 7.5 MW | Petroleum Liquids | 9 | 7.5 | [8 empty] | 7.5 |  |  |  | EIA-860, EIA-860M and EIA-923 | 202406 | -102.54 | 32.2959
-10948466.0607 | 3038892.4219 | 47437 | 65536 | Citrus City | 64812 | Power Depot Group A, LLC | IPP Non-CHP | 3501 W. Mile 7 Road | Mission | Hidalgo | Texas | 78574 | petroleum | Petroleum = 7.5 MW | Petroleum Liquids | 9 | 7.5 | [8 empty] | 7.5 |  |  |  | EIA-860, EIA-860M and EIA-923 | 202406 | -98.3517 | 26.321
-10637016.5007 | 3483675.5679 | 47438 | 65537 | Clara | 64812 | Power Depot Group A, LLC | IPP Non-CHP | 5415 Clara Road | Houston | Harris | Texas | 77041 | petroleum | Petroleum = 7.5 MW | Petroleum Liquids | 9 | 7.5 | [8 empty] | 7.5 |  |  |  | EIA-860, EIA-860M and EIA-923 | 202406 | -95.5539 | 29.8453
-10634088.5754 | 3497999.5074 | 47439 | 65538 | Cutten | 64812 | Power Depot Group A, LLC | IPP Non-CHP | 12309 Cutten Road | Houston | Harris | Texas | 77066 | petroleum | Petroleum = 7.5 MW | Petroleum Liquids | 9 | 7.5 | [8 empty] | 7.5 |  |  |  | EIA-860, EIA-860M and EIA-923 | 202406 | -95.5276 | 29.9568
-10871933.3542 | 3022890.3891 | 47440 | 65539 | E. Porte Ct. | 64812 | Power Depot Group A, LLC | IPP Non-CHP | 121 E. Porte Court | Harlingen | Cameron | Texas | 78550 | petroleum | Petroleum = 7.5 MW | Petroleum Liquids | 9 | 7.5 | [8 empty] | 7.5 |  |  |  | EIA-860, EIA-860M and EIA-923 | 202406 | -97.6642 | 26.1921
-11441731.1847 | 3813484.5705 | 47441 | 65540 | Frankel | 64812 | Power Depot Group A, LLC | IPP Non-CHP | 6066 W. FM 1967 | Andrews | Andrews | Texas | 79714 | petroleum | Petroleum = 7.5 MW | Petroleum Liquids | 9 | 7.5 | [8 empty] | 7.5 |  |  |  | EIA-860, EIA-860M and EIA-923 | 202406 | -102.7828 | 32.3814
-10570166.1408 | 3424115.5618 | 47442 | 65541 | GCWA | 64812 | Power Depot Group A, LLC | IPP Non-CHP | 3630 FM 1765 | Texas City | Galveston | Texas | 77591 | petroleum | Petroleum = 7.2 MW | Petroleum Liquids | 7.2 | 7.2 | [8 empty] | 7.2 |  |  |  | EIA-860, EIA-860M and EIA-923 | 202406 | -94.9534 | 29.3801
-11425277.0508 | 3760064.7367 | 47443 | 65542 | Goldsmith | 64812 | Power Depot Group A, LLC | IPP Non-CHP | 2001 W. Hwy 158 | Goldsmith | Ector | Texas | 79741 | petroleum | Petroleum = 7.5 MW | Petroleum Liquids | 9 | 7.5 | [8 empty] | 7.5 |  |  |  | EIA-860, EIA-860M and EIA-923 | 202406 | -102.635 | 31.9753
-10628711.3988 | 3440514.7307 | 47444 | 65543 | Mckeever | 64812 | Power Depot Group A, LLC | IPP Non-CHP | 22325 South Post Oak Blvd. | Fresno | Fort Bend | Texas | 77545 | petroleum | Petroleum = 7.5 MW | Petroleum Liquids | 9 | 7.5 | [8 empty] | 7.5 |  |  |  | EIA-860, EIA-860M and EIA-923 | 202406 | -95.4793 | 29.5084
-11402571.1029 | 3753025.9013 | 47445 | 65544 | N. Mary Francis | 64812 | Power Depot Group A, LLC | IPP Non-CHP | 8309 W. Mary Francis Ave | Odessa | Ector | Texas | 79764 | petroleum | Petroleum = 7.5 MW | Petroleum Liquids | 9 | 7.5 | [8 empty] | 7.5 |  |  |  | EIA-860, EIA-860M and EIA-923 | 202406 | -102.431 | 31.9216
-11086901.6436 | 3920135.7756 | 47446 | 65546 | Inertia Wind Project | 64847 | Inertia Wind Project, LLC | IPP Non-CHP | 2930 US HWY 380 E | Haskell | Haskell | Texas | 79521 | wind | Wind = 301 MW | Onshore Wind Turbine | 301 | 301 | [10 empty] | 301 |  | EIA-860, EIA-860M and EIA-923 | 202406 | -99.5953 | 33.1869
-8673925.7783 | 4220584.6642 | 47447 | 65547 | Wedge | 64778 | Strata Manager, LLC | IPP Non-CHP | 584 A.B. Barnes Road | Goldsboro | Wayne | North Carolina | 27534 | solar | Solar = 5 MW | Solar Photovoltaic | 5 | 5 | [9 empty] | 5 |  |  | EIA-860, EIA-860M and EIA-923 | 202406 | -77.9192 | 35.4162
-8719309.6215 | 4261240.9359 | 47448 | 65548 | Truman (NC) | 64778 | Strata Manager, LLC | IPP Non-CHP | 5996 Applewhite Road | Wendell | Johnston | North Carolina | 27591 | solar | Solar = 5 MW | Solar Photovoltaic | 5 | 5 | [9 empty] | 5 |  |  | EIA-860, EIA-860M and EIA-923 | 202406 | -78.3269 | 35.7133
-8592372.3401 | 4171981.0507 | 47449 | 65549 | Trent River Farm | 64778 | Strata Manager, LLC | IPP Non-CHP | 6419 US Hwy 17 Business | New Bern | Jones | North Carolina | 28562 | solar | Solar = 5 MW | Solar Photovoltaic | 5 | 5 | [9 empty] | 5 |  |  | EIA-860, EIA-860M and EIA-923 | 202406 | -77.1866 | 35.0596
-8809481.7487 | 4257811.8746 | 47450 | 65550 | Tinker (NC) | 64778 | Strata Manager, LLC | IPP Non-CHP | 2489 Moncure Pittsboro Road | Moncure | Chatham | North Carolina | 27559 | solar | Solar = 4.8 MW | Solar Photovoltaic | 4.8 | 4.8 | [9 empty] | 4.8 |  |  | EIA-860, EIA-860M and EIA-923 | 202406 | -79.1369 | 35.6883
-8846093.95 | 4135673.6221 | 47451 | 65551 | Sneads Grove | 64778 | Strata Manager, LLC | IPP Non-CHP | 16081 Sneads Grove Road | Laurinburg | Scotland | North Carolina | 28352 | solar | Solar = 5 MW | Solar Photovoltaic | 5 | 5 | [9 empty] | 5 |  |  | EIA-860, EIA-860M and EIA-923 | 202406 | -79.4658 | 34.7922
-8858572.0856 | 4281322.1784 | 47452 | 65552 | Henry Farm | 64778 | Strata Manager, LLC | IPP Non-CHP | 415 N. Smith Street | Liberty | Randolph | North Carolina | 27298 | solar | Solar = 5 MW | Solar Photovoltaic | 5 | 5 | [9 empty] | 5 |  |  | EIA-860, EIA-860M and EIA-923 | 202406 | -79.5779 | 35.8596
-8874450.3638 | 4205840.2969 | 47453 | 65553 | Kalish Farm Solar | 64778 | Strata Manager, LLC | IPP Non-CHP | 286 McAulay Farm Rd | Candor | Montgomery | North Carolina | 27209 | solar | Solar = 5 MW | Solar Photovoltaic | 5 | 5 | [9 empty] | 5 |  |  | EIA-860, EIA-860M and EIA-923 | 202406 | -79.7205 | 35.3082
-8856024.7617 | 4280048.0165 | 47454 | 65554 | Kendall Farm | 64778 | Strata Manager, LLC | IPP Non-CHP | 7302 Silk Hope Road | Liberty | Randolph | North Carolina | 27298 | solar | Solar = 5 MW | Solar Photovoltaic | 5 | 5 | [9 empty] | 5 |  |  | EIA-860, EIA-860M and EIA-923 | 202406 | -79.555 | 35.8503
-8755722.8949 | 4338087.9954 | 47455 | 65555 | Peake Road | 64778 | Strata Manager, LLC | IPP Non-CHP | 2509 Peake Road | Oxford | Granville | North Carolina | 27565 | solar | Solar = 5 MW | Solar Photovoltaic | 5 | 5 | [9 empty] | 5 |  |  | EIA-860, EIA-860M and EIA-923 | 202406 | -78.654 | 36.2718