-8881918.7885 | 4236473.3197 | 47456 | 65556 | Seagrove | 64778 | Strata Manager, LLC | IPP Non-CHP | 5753 Old Maple Springs Rd | Seagrove | Randolph | North Carolina | 27341 | solar | Solar = 4.5 MW | Solar Photovoltaic | 4.5 | 4.5 | [9 empty] | 4.5 |  |  | EIA-860, EIA-860M and EIA-923 | 202406 | -79.7876 | 35.5324
-8166577.8482 | 5196795.2138 | 47457 | 65559 | Nolan | 64778 | Strata Manager, LLC | IPP Non-CHP | 3 Nolan Drive | Great Barrington | Berkshire | Massachusetts | 1230 | solar | Solar = 1 MW | Solar Photovoltaic | 1 | 1 | [9 empty] | 1 |  |  | EIA-860, EIA-860M and EIA-923 | 202406 | -73.3616 | 42.2386
-8170481.1548 | 5212206.7376 | 47458 | 65560 | Truck Stop | 64778 | Strata Manager, LLC | IPP Non-CHP | 92 State Line Road | West Stockridge | Berkshire | Massachusetts | 1835 | solar | Solar = 2 MW | Solar Photovoltaic | 2 | 2 | [9 empty] | 2 |  |  | EIA-860, EIA-860M and EIA-923 | 202406 | -73.3967 | 42.3411
-13252684.4533 | 4224741.3325 | 47459 | 65562 | Amazon Bakersfield 1 Solar Project | 59573 | Solar Star Prime 3, LLC | IPP Non-CHP | 1601 Petrol Road | Bakersfiled | Kern | California | 93308 | solar | Battery = 1.6 MW, Solar = 4.2 MW | Batteries; Solar Photovoltaic; | 5.9 | 5.8 | 1.6 | [8 empty] | 4.2 |  |  | EIA-860, EIA-860M and EIA-923 | 202406 | -119.0509 | 35.4466
-8300645.8109 | 4893951.0413 | 47460 | 65563 | Robin NJ | 60025 | Greenbacker Renewable Energy Corporation | IPP Non-CHP | 1 John Henry Drive | Robinsville | Mercer | New Jersey | 8691 | solar | Solar = 2.2 MW | Solar Photovoltaic | 2.2 | 2.2 | [9 empty] | 2.2 |  |  | EIA-860, EIA-860M and EIA-923 | 202406 | -74.566 | 40.1925
-13257395.9394 | 4224122.207 | 47461 | 65564 | Calibrant Bakersfield LLC | 64395 | Bay4 Energy Services, LLC | IPP Non-CHP | 34598 7th Standard Rd | Bakersfield | Kern | California | 93301 | solar | Solar = 1.3 MW | Solar Photovoltaic | 1.3 | 1.3 | [9 empty] | 1.3 |  |  | EIA-860, EIA-860M and EIA-923 | 202406 | -119.0932 | 35.4421
-7914197.6383 | 5274171.1741 | 47462 | 65566 | Bradford Solar | 64778 | Strata Manager, LLC | IPP Non-CHP | 265 Presidential Drive | Haverhill | Essex | Massachusetts | 1830 | solar | Solar = 5 MW | Solar Photovoltaic | 5 | 5 | [9 empty] | 5 |  |  | EIA-860, EIA-860M and EIA-923 | 202406 | -71.0944 | 42.7512
-8856401.4669 | 4133357.6745 | 47463 | 65567 | Smith Solar Farm | 64778 | Strata Manager, LLC | IPP Non-CHP | 15408 Smith Road | Gibson | Scotland | North Carolina | 28343 | solar | Solar = 5 MW | Solar Photovoltaic | 5 | 5 | [9 empty] | 5 |  |  | EIA-860, EIA-860M and EIA-923 | 202406 | -79.5584 | 34.7751
-13582925.7452 | 4495753.7835 | 47464 | 65568 | Google Moffett Park Solar Project | 64846 | Google, Inc. | IPP Non-CHP | 237 Moffett Park Dr | Sunnyvale | Santa Clara | California | 94089 | solar | Battery = 0.6 MW, Solar = 1.7 MW | Batteries; Solar Photovoltaic; | 2.2 | 2.3 | 0.6 | [8 empty] | 1.7 |  |  | EIA-860, EIA-860M and EIA-923 | 202406 | -122.0175 | 37.4053
-13111417.4591 | 4041730.6947 | 47465 | 65569 | Gilead Sciences La Verne Rooftop Solar | 64845 | Gilead Sciences, Inc. - La Verne | IPP Non-CHP | 1800 Wheeler Ave | La Verne | Los Angeles | California | 91750 | solar | Battery = 1.1 MW, Solar = 1.6 MW | Batteries; Solar Photovoltaic; | 2.8 | 2.7 | 1.1 | [8 empty] | 1.6 |  |  | EIA-860, EIA-860M and EIA-923 | 202406 | -117.7819 | 34.0962
-13581648.1314 | 4476021.8785 | 47466 | 65570 | West Valley Mission CCD Solar Project | 64878 | West Valley-Mission Community College District | IPP Non-CHP | 14000 Fruitvale Avenue | Saratoga | Santa Clara | California | 95070 | solar | Battery = 0.9 MW, Solar = 2.5 MW | Batteries; Solar Photovoltaic; | 3.6 | 3.4 | 0.9 | [8 empty] | 2.5 |  |  | EIA-860, EIA-860M and EIA-923 | 202406 | -122.006 | 37.2644
-10792838.7409 | 3878938.7594 | 47467 | 65571 | Verizon Hidden Ridge Solar Project | 64808 | Verizon Communications | IPP Non-CHP | 700 Hidden Ridge | Irving | Dallas | Texas | 75038 | solar | Solar = 2.7 MW | Solar Photovoltaic | 2.9 | 2.7 | [9 empty] | 2.7 |  |  | EIA-860, EIA-860M and EIA-923 | 202406 | -96.9537 | 32.8766
-10920253.9169 | 3019921.9902 | 47468 | 65573 | Ridge Rd | 64812 | Power Depot Group A, LLC | IPP Non-CHP | 123 E. Ridge Road | Alamo | Hidalgo | Texas | 78516 | petroleum | Petroleum = 7.5 MW | Petroleum Liquids | 9 | 7.5 | [8 empty] | 7.5 |  |  |  | EIA-860, EIA-860M and EIA-923 | 202406 | -98.0983 | 26.1682
-10889661.0944 | 3027663.6822 | 47469 | 65574 | Santa Rosa | 64812 | Power Depot Group A, LLC | IPP Non-CHP | 22611 FM 506 | Santa Rosa | Cameron | Texas | 78593 | petroleum | Petroleum = 7.5 MW | Petroleum Liquids | 9 | 7.5 | [8 empty] | 7.5 |  |  |  | EIA-860, EIA-860M and EIA-923 | 202406 | -97.8235 | 26.2306
-10616070.0687 | 3451693.6745 | 47470 | 65575 | Southwick | 64812 | Power Depot Group A, LLC | IPP Non-CHP | 3422 S. Sam Houston Pkwy E. | Houston | Harris | Texas | 77047 | petroleum | Petroleum = 7.5 MW | Petroleum Liquids | 9 | 7.5 | [8 empty] | 7.5 |  |  |  | EIA-860, EIA-860M and EIA-923 | 202406 | -95.3658 | 29.5958
-10672811.5056 | 3475988.7042 | 47471 | 65576 | Stonegate | 64812 | Power Depot Group A, LLC | IPP Non-CHP | 29225 Katy Brookshire Rd. | Katy | Fort Bend | Texas | 77494 | petroleum | Petroleum = 7.5 MW | Petroleum Liquids | 9 | 7.5 | [8 empty] | 7.5 |  |  |  | EIA-860, EIA-860M and EIA-923 | 202406 | -95.8755 | 29.7854
-11842039.7471 | 5912370.2977 | 47472 | 65577 | Clearwater Wind I | 64896 | Clearwater Energy Resources LLC | IPP Non-CHP | 622 Rock Springs Rd W | Miles City | Rosebud | Montana | 59301 | wind | Wind = 365.5 MW | Onshore Wind Turbine | 365.5 | 365.5 | [10 empty] | 365.5 |  | EIA-860, EIA-860M and EIA-923 | 202406 | -106.3789 | 46.8177
-11416670.9409 | 3809503.8408 | 47473 | 65578 | Tumbleweed | 64812 | Power Depot Group A, LLC | IPP Non-CHP | 2303 N US 385 | Andrews | Andrews | Texas | 79714 | petroleum | Petroleum = 7.5 MW | Petroleum Liquids | 9 | 7.5 | [8 empty] | 7.5 |  |  |  | EIA-860, EIA-860M and EIA-923 | 202406 | -102.5577 | 32.3512
-10870799.0086 | 3019912.5637 | 47474 | 65579 | Vaquero | 64812 | Power Depot Group A, LLC | IPP Non-CHP | 3410 Haine Drive, Unit D | Harlingen | Cameron | Texas | 78550 | petroleum | Petroleum = 7.5 MW | Petroleum Liquids | 9 | 7.5 | [8 empty] | 7.5 |  |  |  | EIA-860, EIA-860M and EIA-923 | 202406 | -97.654 | 26.1681
-10864368.6382 | 3001720.5177 | 47475 | 65580 | Villa Cavasos | 64812 | Power Depot Group A, LLC | IPP Non-CHP | 5915 FM 1732 | Brownsville | Cameron | Texas | 78520 | petroleum | Petroleum = 7.5 MW | Petroleum Liquids | 9 | 7.5 | [8 empty] | 7.5 |  |  |  | EIA-860, EIA-860M and EIA-923 | 202406 | -97.5963 | 26.0213
-11404247.6858 | 3741828.4848 | 47476 | 65581 | Westover | 64812 | Power Depot Group A, LLC | IPP Non-CHP | 6505 W. 16th Street | Odessa | Ector | Texas | 79763 | petroleum | Petroleum = 7.5 MW | Petroleum Liquids | 9 | 7.5 | [8 empty] | 7.5 |  |  |  | EIA-860, EIA-860M and EIA-923 | 202406 | -102.4461 | 31.8362
-8642616.281 | 4134653.4996 | 47477 | 65583 | Richlands Solar, LLC | 64891 | Richlands Solar, LLC | IPP Non-CHP | 1118 Five Mile Road | Richlands | Onslow | North Carolina | 28540 | solar | Solar = 1.9 MW | Solar Photovoltaic | 1.9 | 1.9 | [9 empty] | 1.9 |  |  | EIA-860, EIA-860M and EIA-923 | 202406 | -77.6379 | 34.7846
-8632109.5022 | 4122094.0733 | 47478 | 65584 | Cruise Solar, LLC | 64890 | Cruise Solar, LLC | IPP Non-CHP | 2811 Dawson Cabin Road | Jacksonville | Onslow | North Carolina | 28540 | solar | Solar = 1.9 MW | Solar Photovoltaic | 1.9 | 1.9 | [9 empty] | 1.9 |  |  | EIA-860, EIA-860M and EIA-923 | 202406 | -77.5436 | 34.6919
-8082866.927 | 5227814.9033 | 47479 | 65585 | Whatley Renewables | 64883 | Whatley Renewables, LLC | IPP Non-CHP | 134 Christian Lane | Whatley | Franklin | Massachusetts | 1373 | solar | Solar = 1 MW | Solar Photovoltaic | 1 | 1 | [9 empty] | 1 |  |  | EIA-860, EIA-860M and EIA-923 | 202406 | -72.6096 | 42.4446
-7982810.8536 | 5233746.2208 | 47480 | 65586 | Wachusett Solar | 64884 | Wachusett Solar, LLC | IPP Non-CHP | 67 Wachusett | Rutland | Worcester | Massachusetts | 1543 | solar | Solar = 2 MW | Solar Photovoltaic | 2 | 2 | [9 empty] | 2 |  |  | EIA-860, EIA-860M and EIA-923 | 202406 | -71.7108 | 42.4839
-8239431.2229 | 5228058.6861 | 47481 | 65587 | RT32 Westerlo Solar 1 | 64888 | RT32 Westerlo Solar 1, LLC | IPP Non-CHP | 6844 State Route 32 | Westerlo | Albany | New York | 12803 | solar | Solar = 5 MW | Solar Photovoltaic | 5 | 5 | [9 empty] | 5 |  |  | EIA-860, EIA-860M and EIA-923 | 202406 | -74.0161 | 42.4462
-9511303.4934 | 3557630.6789 | 47482 | 65592 | FPL Saw Palmetto Solar Energy Center | 6452 | Florida Power & Light Co | Electric Utility | TBD | Youngstown | Bay | Florida | 32466 | solar | Solar = 74.5 MW | Solar Photovoltaic | 74.5 | 74.5 | [9 empty] | 74.5 |  |  | EIA-860, EIA-860M and EIA-923 | 202406 | -85.4415 | 30.4198
-9511251.9525 | 3557819.7976 | 47483 | 65593 | FPL Cypress Pond Solar | 6452 | Florida Power & Light Co | Electric Utility | 4850 Hammack Road | Vernon | Washington | Florida | 32462 | solar | Solar = 74.5 MW | Solar Photovoltaic | 74.5 | 74.5 | [9 empty] | 74.5 |  |  | EIA-860, EIA-860M and EIA-923 | 202406 | -85.441 | 30.4213
-9103428.5452 | 3473664.3834 | 47484 | 65594 | FPL Etonia Creek | 6452 | Florida Power & Light Co | Electric Utility | 131 S. Providence Church Rd | Palatka | Putnam | Florida | 32177 | solar | Solar = 74.5 MW | Solar Photovoltaic | 74.5 | 74.5 | [9 empty] | 74.5 |  |  | EIA-860, EIA-860M and EIA-923 | 202406 | -81.7775 | 29.7672
-10652941.3104 | 5614125.3304 | 47485 | 65595 | Hormel CSG Solar | 64083 | DG Central 1, LLC | IPP Non-CHP | 899 N. 24th Street | Montevideo | Chippewa | Minnesota | 56265 | solar | Solar = 1 MW | Solar Photovoltaic | 1 | 1 | [9 empty] | 1 |  |  | EIA-860, EIA-860M and EIA-923 | 202406 | -95.697 | 44.953
-8300129.7337 | 5063403.3733 | 47486 | 65597 | CEC, LLC Westtown B | 62067 | EnterSolar | IPP Non-CHP | 10 Browns Rd | Westtown | Orange | New York | 10998 | solar | Solar = 2 MW | Solar Photovoltaic | 2 | 2 | [9 empty] | 2 |  |  | EIA-860, EIA-860M and EIA-923 | 202406 | -74.5613 | 41.3453
-11666973.0386 | 4908721.7923 | 47487 | 65609 | Gilcrest Sun CSG | 60970 | SunShare Management | IPP Non-CHP | 13285 County Road 42 | Platteville | Weld | Colorado | 80651 | solar | Solar = 1.8 MW | Solar Photovoltaic | 1.8 | 1.8 | [9 empty] | 1.8 |  |  | EIA-860, EIA-860M and EIA-923 | 202406 | -104.8062 | 40.2938
-8567121.0721 | 4738787.7663 | 47488 | 65610 | MO32 (CSG) | 64901 | TPE MD MO32 LLC | IPP Non-CHP | 2420 Spencerville Road | Spencerville | Montgomery | Maryland | 20868 | solar | Solar = 2 MW | Solar Photovoltaic | 2 | 2 | [9 empty] | 2 |  |  | EIA-860, EIA-860M and EIA-923 | 202406 | -76.9598 | 39.1194
-8584943.9905 | 4748609.847 | 47489 | 65611 | MO33 CSG | 64902 | TPE MD MO33 LLC | IPP Non-CHP | 5830 Olney-Laytonsville Road | Gaithersburg | Montgomery | Maryland | 20882 | solar | Solar = 2 MW | Solar Photovoltaic | 2 | 2 | [9 empty] | 2 |  |  | EIA-860, EIA-860M and EIA-923 | 202406 | -77.1199 | 39.1878
-8553497.2363 | 4746822.1808 | 47490 | 65612 | Snowden River CSG | 64903 | Snowden River Parkway, LLC | IPP Non-CHP | 9325 Snowden River Parkway | Columbia | Howard | Maryland | 21046 | solar | Solar = 1.9 MW | Solar Photovoltaic | 1.9 | 1.9 | [9 empty] | 1.9 |  |  | EIA-860, EIA-860M and EIA-923 | 202406 | -76.8374 | 39.1754
-8215953.9423 | 5114600.3114 | 47491 | 65613 | JB-Tobin 2 | 64904 | AES Clean Energy | IPP Non-CHP | 135 Freedom Rd | La Grange | Dutchess | New York | 12569 | solar | Solar = 1.6 MW | Solar Photovoltaic | 1.6 | 1.6 | [9 empty] | 1.6 |  |  | EIA-860, EIA-860M and EIA-923 | 202406 | -73.8052 | 41.6896
-13125955.0054 | 3984919.789 | 47492 | 65614 | Orange Coast College PH2 Solar Project | 64905 | Solar Star Coastal Pirate, LLC | IPP Non-CHP | 2701 Fairview Rd. | Costa Mesa | Orange | California | 92626 | solar | Battery = 2.1 MW, Solar = 3 MW | Batteries; Solar Photovoltaic; | 5.2 | 5.1 | 2.1 | [8 empty] | 3 |  |  | EIA-860, EIA-860M and EIA-923 | 202406 | -117.9125 | 33.6726
-13363904.8697 | 4432139.7217 | 47493 | 65615 | CA - Madera USD - Madera South HS | 62856 | Forefront Power, LLC | IPP Non-CHP | 705 W Pecan Ave | Madera | Madera | California | 93637 | solar | Solar = 1.2 MW | Solar Photovoltaic | 1.2 | 1.2 | [9 empty] | 1.2 |  |  | EIA-860, EIA-860M and EIA-923 | 202406 | -120.05 | 36.95
-13003833.9618 | 4064817.2836 | 47494 | 65617 | BBARWA | 64872 | Distributed Solar Development, LLC | IPP Non-CHP | 121 Palomino Dr | Big Bear | San Bernardino | California | 92314 | solar | Solar = 1.9 MW | Solar Photovoltaic | 1.9 | 1.9 | [9 empty] | 1.9 |  |  | EIA-860, EIA-860M and EIA-923 | 202406 | -116.8154 | 34.2678
-12445632.6166 | 4745682.9386 | 47495 | 65618 | Gunnison Solar | 60025 | Greenbacker Renewable Energy Corporation | IPP Non-CHP | 425 E 400 N | Gunnison | Sanpete | Utah | 84634 | solar | Solar = 1.5 MW | Solar Photovoltaic | 1.5 | 1.5 | [9 empty] | 1.5 |  |  | EIA-860, EIA-860M and EIA-923 | 202406 | -111.801 | 39.1674
-8147467.9652 | 5404807.681 | 47496 | 65619 | ER Sand Hill | 60025 | Greenbacker Renewable Energy Corporation | IPP Non-CHP | 149 Sand Hill Road | Castleton | Rutland | Vermont | 5732 | solar | Solar = 2.2 MW | Solar Photovoltaic | 2.2 | 2.2 | [9 empty] | 2.2 |  |  | EIA-860, EIA-860M and EIA-923 | 202406 | -73.1899 | 43.6069
-8297643.5242 | 5055803.7922 | 47497 | 65620 | 100 Lower | 63466 | Conductive Power | IPP Non-CHP | 100 Lower Road | Minisink | Orange | New York | 10998 | solar | Solar = 2 MW | Solar Photovoltaic | 2 | 2 | [9 empty] | 2 |  |  | EIA-860, EIA-860M and EIA-923 | 202406 | -74.539 | 41.294
-8295751.0929 | 5058322.8848 | 47498 | 65621 | 456 Lower | 63466 | Conductive Power | IPP Non-CHP | 456 Lower Road | Minisink | Orange | New York | 10998 | solar | Solar = 1.4 MW | Solar Photovoltaic | 1.4 | 1.4 | [9 empty] | 1.4 |  |  | EIA-860, EIA-860M and EIA-923 | 202406 | -74.522 | 41.311
-8295083.176 | 4790662.5463 | 47499 | 65622 | Absegami | 63466 | Conductive Power | IPP Non-CHP | 201 South Wrangleboro Road | Galloway | Atlantic | New Jersey | 8201 | solar | Solar = 2.1 MW | Solar Photovoltaic | 2.1 | 2.1 | [9 empty] | 2.1 |  |  | EIA-860, EIA-860M and EIA-923 | 202406 | -74.516 | 39.48
-8307439.6394 | 4800907.7465 | 47500 | 65623 | Cedar Creek | 63466 | Conductive Power | IPP Non-CHP | 1701 New York Avenue | Egg Harbor City | Atlantic | New Jersey | 8215 | solar | Solar = 1.6 MW | Solar Photovoltaic | 1.6 | 1.6 | [9 empty] | 1.6 |  |  | EIA-860, EIA-860M and EIA-923 | 202406 | -74.627 | 39.551
-8532638.9693 | 5289168.1157 | 47501 | 65624 | Union Springs 40 | 64918 | EF NY CDG 011, LLC | IPP Non-CHP | 40 Spring Street Rd | Union Spring | Cayuga | New York | 13160 | solar | Solar = 5 MW | Solar Photovoltaic | 5 | 5 | [9 empty] | 5 |  |  | EIA-860, EIA-860M and EIA-923 | 202406 | -76.65 | 42.85
-8532638.9693 | 5289168.1157 | 47502 | 65625 | Union Springs 963 | 64919 | EF NY CDG 003, LLC | IPP Non-CHP | 963 Spring Street Rd | Union Spring | Cayuga | New York | 13160 | solar | Solar = 5 MW | Solar Photovoltaic | 5 | 5 | [9 empty] | 5 |  |  | EIA-860, EIA-860M and EIA-923 | 202406 | -76.65 | 42.85
-8454715.3257 | 5319585.456 | 47503 | 65626 | North Eagle Village Solar | 64920 | EF NY CDG 001, LLC | IPP Non-CHP | 5602 N. Eagle Village Rd | Manilus | Onondaga | New York | 13104 | solar | Solar = 5 MW | Solar Photovoltaic | 5 | 5 | [9 empty] | 5 |  |  | EIA-860, EIA-860M and EIA-923 | 202406 | -75.95 | 43.05
-8454715.3257 | 5319585.456 | 47504 | 65627 | Green Lakes Solar | 64921 | EF NY CDG 002, LLC | IPP Non-CHP | 8574 Green Lake Rd | Manilus | Onondaga | New York | 13066 | solar | Solar = 5 MW | Solar Photovoltaic | 5 | 5 | [9 empty] | 5 |  |  | EIA-860, EIA-860M and EIA-923 | 202406 | -75.95 | 43.05
-8387923.6313 | 5334831.3176 | 47505 | 65628 | Judd Road Solar | 64922 | EF NY CDG 007, LLC | IPP Non-CHP | 5785 Judd Rd | Oriskany | Oneida | New York | 13424 | solar | Solar = 5 MW | Solar Photovoltaic | 5 | 5 | [9 empty] | 5 |  |  | EIA-860, EIA-860M and EIA-923 | 202406 | -75.35 | 43.15
-9899264.4979 | 4242184.7765 | 47506 | 65629 | SR McKellar | 64915 | SR McKellar, LLC | IPP Non-CHP | 36 Womack Lane | Denmark | Madison | Tennessee | 38391 | solar | Solar = 70 MW | Solar Photovoltaic | 70 | 70 | [9 empty] | 70 |  |  | EIA-860, EIA-860M and EIA-923 | 202406 | -88.9266 | 35.5742
-9624683.174 | 4241614.2086 | 47507 | 65630 | SR Bell Buckle | 64916 | SR Bell Buckle, LLC | IPP Non-CHP | 298 Frank Martin Road | Shelbyville | Bedford | Tennessee | 37160 | solar | Solar = 35 MW | Solar Photovoltaic | 35 | 35 | [9 empty] | 35 |  |  | EIA-860, EIA-860M and EIA-923 | 202406 | -86.46 | 35.57
-10738693.7198 | 3749763.3734 | 47508 | 65631 | Pisgah Ridge Solar, LLC | 65411 | Duke Energy Renewables Services | IPP Non-CHP | 8810 SW CR 2110 | Richland | Navarro | Texas | 76681 | solar | Solar = 250 MW | Solar Photovoltaic | 250 | 250 | [9 empty] | 250 |  |  | EIA-860, EIA-860M and EIA-923 | 202406 | -96.4673 | 31.8967
-10452259.2079 | 5514537.5506 | 47509 | 65632 | MN CSG 2019-38 DE LLC | 64900 | MN CSG 2019-38 DE LLC | IPP Non-CHP | 43737 315TH Ave. | Cleveland | Le Sueur | Minnesota | 56017 | solar | Solar = 1 MW | Solar Photovoltaic | 1 | 1 | [9 empty] | 1 |  |  | EIA-860, EIA-860M and EIA-923 | 202406 | -93.8942 | 44.3164
-10078058.0716 | 5359368.1604 | 47510 | 65633 | Boaz Microgrid Battery | 20856 | Wisconsin Power & Light Co | Electric Utility | 26770 County Highway E | Muscoda | Richland | Wisconsin | 53573 | batteries | Battery = 0.4 MW | Batteries | 3.6 | 0.4 | 0.4 | [11 empty] | EIA-860, EIA-860M and EIA-923 | 202406 | -90.5327 | 43.3106
-7904070.125 | 5110601.5901 | 47511 | 65636 | Dartmouth Farms Solar | 64880 | Dartmouth Farms Solar, LLC | IPP Non-CHP | 0 Hixville Road | Dartmouth | Bristol | Massachusetts | 2714 | solar | Solar = 4.3 MW | Solar Photovoltaic | 4.3 | 4.3 | [9 empty] | 4.3 |  |  | EIA-860, EIA-860M and EIA-923 | 202406 | -71.0035 | 41.6628
-7983231.6412 | 5137403.8735 | 47512 | 65637 | Foster Solar | 64881 | Foster Solar, LLC | IPP Non-CHP | 23 Theodore Foster Drive | North Scituate | Providence | Rhode Island | 2857 | solar | Solar = 1.1 MW | Solar Photovoltaic | 1.2 | 1.1 | [9 empty] | 1.1 |  |  | EIA-860, EIA-860M and EIA-923 | 202406 | -71.7146 | 41.8424
-9205997.3221 | 4341263.1048 | 47513 | 65638 | SR Greenville I | 64910 | SR Greenville I, LLC | IPP Non-CHP | 2700 Old Snapps Ferry Rd. | Limestone | Greene | Tennessee | 37641 | solar | Solar = 4.8 MW | Solar Photovoltaic | 4.8 | 4.8 | [9 empty] | 4.8 |  |  | EIA-860, EIA-860M and EIA-923 | 202406 | -82.6989 | 36.2948
-9210579.9003 | 4326865.6379 | 47514 | 65639 | SR Greenville II | 64911 | SR Greenville II, LLC | IPP Non-CHP | 510 Ball Rd. | Greeneville | Greene | Tennessee | 37745 | solar | Solar = 4.8 MW | Solar Photovoltaic | 4.8 | 4.8 | [9 empty] | 4.8 |  |  | EIA-860, EIA-860M and EIA-923 | 202406 | -82.74 | 36.1905
-9909691.6833 | 4198814.6006 | 47515 | 65640 | SR Bolivar | 64912 | SR Bolivar, LLC | IPP Non-CHP | HWY 18 S Mecklinburg Dr. | Bolivar | Hardeman | Tennessee | 38008 | solar | Solar = 3.3 MW | Solar Photovoltaic | 3.3 | 3.3 | [9 empty] | 3.3 |  |  | EIA-860, EIA-860M and EIA-923 | 202406 | -89.0203 | 35.2567
-9832593.2511 | 4362150.4335 | 47516 | 65641 | SR Paris | 64913 | SR Paris, LLC | IPP Non-CHP | State Highway 140 | Paris | Henry | Tennessee | 38251 | solar | Solar = 6.8 MW | Solar Photovoltaic | 6.8 | 6.8 | [9 empty] | 6.8 |  |  | EIA-860, EIA-860M and EIA-923 | 202406 | -88.3277 | 36.4459
-9898200.2836 | 4246782.7024 | 47517 | 65642 | SR Jackson II | 64914 | SR Jackson II, LLC | IPP Non-CHP | 2375 Technology Center Drive | Jackson | Madison | Tennessee | 38301 | solar | Solar = 1 MW | Solar Photovoltaic | 1 | 1 | [9 empty] | 1 |  |  | EIA-860, EIA-860M and EIA-923 | 202406 | -88.917 | 35.6078
-8204580.4299 | 5239647.13 | 47518 | 65643 | Castleton | 63466 | Conductive Power | IPP Non-CHP | 31 Paul Road | Castleton on Hudson | Rensselaer | New York | 12033 | solar | Solar = 5 MW | Solar Photovoltaic | 5 | 5 | [9 empty] | 5 |  |  | EIA-860, EIA-860M and EIA-923 | 202406 | -73.703 | 42.523
-11215036.7227 | 3879854.4382 | 47519 | 65644 | Lumina II Solar Project | 64927 | IP Lumina II, LLC | IPP Non-CHP | 12985 CR 1105 | Snyder | Scurry | Texas | 79549 | solar | Solar = 321 MW | Solar Photovoltaic | 326.6 | 321 | [9 empty] | 321 |  |  | EIA-860, EIA-860M and EIA-923 | 202406 | -100.7464 | 32.8835
-11241342.1863 | 3882181.469 | 47520 | 65645 | Lumina Solar Project | 64924 | IP Lumina, LLC | IPP Non-CHP | 11343 FM 1142 | Snyder | Scurry | Texas | 79549 | solar | Solar = 320 MW | Solar Photovoltaic | 326.6 | 320 | [9 empty] | 320 |  |  | EIA-860, EIA-860M and EIA-923 | 202406 | -100.9827 | 32.9011
-7921501.1987 | 5136112.1757 | 47521 | 65646 | MA-Dighton-A | 64925 | MA CS Dighton, LLC | IPP Non-CHP | 0 Williams Street | Dighton | Bristol | Massachusetts | 2715 | solar | Solar = 3.8 MW | Solar Photovoltaic | 3.8 | 3.8 | [9 empty] | 3.8 |  |  | EIA-860, EIA-860M and EIA-923 | 202406 | -71.1601 | 41.8338
-8222900.8351 | 5053789.5833 | 47522 | 65647 | Croton Solar | 64926 | Croton Solar LLC | IPP Non-CHP | 150 Croton Avenue | Cortlandt | Westchester | New York | 10567 | solar | Solar = 3 MW | Solar Photovoltaic | 3 | 3 | [9 empty] | 3 |  |  | EIA-860, EIA-860M and EIA-923 | 202406 | -73.8676 | 41.2804
-7982810.8536 | 5233746.2208 | 47523 | 65650 | Brockelman Road Solar 2 | 64889 | Brockelman Road Solar 2, LLC | IPP Non-CHP | 267 Brockelman Road | Lancaster | Worcester | Massachusetts | 1523 | batteries | Battery = 2 MW, Solar = 1 MW | Batteries; Solar Photovoltaic; | 3 | 3 | 2 | [8 empty] | 1 |  |  | EIA-860, EIA-860M and EIA-923 | 202406 | -71.7108 | 42.4839
-13070962.1751 | 4045745.9624 | 47524 | 65652 | Niagara Bottling - Rialto | 63432 | SkyHigh 2 Solar | Industrial Non-CHP | 1401 N Alder Avenue | Rialto | San Bernardino | California | 92376 | solar | Solar = 4.2 MW | Solar Photovoltaic | 4.2 | 4.2 | [9 empty] | 4.2 |  |  | EIA-860, EIA-860M and EIA-923 | 202406 | -117.4185 | 34.1261
-7999051.2541 | 5242506.0488 | 47525 | 65653 | TES Rowtier | 63432 | SkyHigh 2 Solar | IPP Non-CHP | 84 Fitchburg Road | Westminster | Worcester | Massachusetts | 1473 | solar | Solar = 3 MW | Solar Photovoltaic | 3 | 3 | [9 empty] | 3 |  |  | EIA-860, EIA-860M and EIA-923 | 202406 | -71.8567 | 42.5419
-11241287.1945 | 3937940.9076 | 47526 | 65654 | Texas Solar Nova 1 | 64931 | Texas Solar Nova 1, LLC | IPP Non-CHP | 2465 County Road 233 | Spur | Kent | Texas | 79370 | solar | Solar = 252 MW | Solar Photovoltaic | 252 | 252 | [9 empty] | 252 |  |  | EIA-860, EIA-860M and EIA-923 | 202406 | -100.9822 | 33.3206
-8348876.5388 | 4841508.7697 | 47527 | 65658 | DRPA Lindenwold Station Solar Project | 64933 | Solar Star River SLB, LLC | IPP Non-CHP | 901 North Berlin Road | Lindenwold | Camden | New Jersey | 8021 | solar | Solar = 6 MW | Solar Photovoltaic | 6 | 6 | [9 empty] | 6 |  |  | EIA-860, EIA-860M and EIA-923 | 202406 | -74.9992 | 39.8317
-9848855.5816 | 5424528.1483 | 47528 | 65659 | ENGIE 2020 ProjectCo-WI1 LLC | 64930 | ENGIE 2020 ProjectCo-WI1 LLC | IPP Non-CHP | N5306 Hickory Road | Fond Du Lac | Fond Du Lac | Wisconsin | 54937 | solar | Solar = 1 MW | Solar Photovoltaic | 1 | 1 | [9 empty] | 1 |  |  | EIA-860, EIA-860M and EIA-923 | 202406 | -88.4738 | 43.735
-11241227.4159 | 3937930.6497 | 47529 | 65660 | Texas Solar Nova 2 | 64932 | Texas Solar Nova 2, LLC | IPP Non-CHP | 2465 County Road 233 Spur | Spur | Kent | Texas | 79370 | solar | Solar = 200 MW | Solar Photovoltaic | 200 | 200 | [9 empty] | 200 |  |  | EIA-860, EIA-860M and EIA-923 | 202406 | -100.9817 | 33.3206
-10886873.9883 | 3010244.8723 | 47530 | 65661 | Nebula Solar | 64917 | Rayos del Sol Solar Project, LLC | IPP Non-CHP | 13156 FM 3067 | La Feria | Cameron | Texas | 78559 | solar | Solar = 135 MW | Solar Photovoltaic | 135 | 135 | [9 empty] | 135 |  |  | EIA-860, EIA-860M and EIA-923 | 202406 | -97.7985 | 26.0901
-10886873.9883 | 3010244.8723 | 47531 | 65662 | Vancourt Solar Interconnections | 64917 | Rayos del Sol Solar Project, LLC | IPP Non-CHP | 13156 FM 3067 | La Feria | Cameron | Texas | 78559 | solar | Solar = 45 MW | Solar Photovoltaic | 45 | 45 | [9 empty] | 45 |  |  | EIA-860, EIA-860M and EIA-923 | 202406 | -97.7985 | 26.0901
-8072666.8333 | 5144516.1929 | 47532 | 65667 | East Windsor Solar One | 64426 | DG Connecticut III, LLC | IPP Non-CHP | 341 East Road | East Windsor | Hartford | Connecticut | 6016 | solar | Solar = 5 MW | Solar Photovoltaic | 5 | 5 | [9 empty] | 5 |  |  | EIA-860, EIA-860M and EIA-923 | 202406 | -72.518 | 41.89
-8072666.8333 | 5144516.1929 | 47533 | 65668 | Southington Solar One | 64426 | DG Connecticut III, LLC | IPP Non-CHP | 1012 East Street | Southington | Hartford | Connecticut | 6489 | solar | Solar = 4.7 MW | Solar Photovoltaic | 4.7 | 4.7 | [9 empty] | 4.7 |  |  | EIA-860, EIA-860M and EIA-923 | 202406 | -72.518 | 41.89
-7902515.3256 | 5112096.4071 | 47534 | 65669 | Faunce Corner Community Solar | 64938 | Faunce Corner Road Dartmouth Solar 1, LLC | IPP Non-CHP | 560 Faunce Corner Road | Dartmouth | Bristol | Massachusetts | 2747 | solar | Battery = 1 MW, Solar = 1 MW | Batteries; Solar Photovoltaic; | 2 | 2 | 1 | [8 empty] | 1 |  |  | EIA-860, EIA-860M and EIA-923 | 202406 | -70.9895 | 41.6728
-7902724.6063 | 5111508.4964 | 47535 | 65670 | Ventura | 64939 | Ventura Drive Dartmouth Solar 1, LLC | IPP Non-CHP | 461 Faunce Corner Road | Dartmouth | Bristol | Massachusetts | 2747 | solar | Battery = 1 MW, Solar = 1 MW | Batteries; Solar Photovoltaic; | 2 | 2 | 1 | [8 empty] | 1 |  |  | EIA-860, EIA-860M and EIA-923 | 202406 | -70.9914 | 41.6689
-10033355.5037 | 5134441.9681 | 47536 | 65671 | Cattail (CSG) | 64940 | Cattail Solar, LLC | IPP Non-CHP | 16501 Sand Road | Fulton | Whiteside | Illinois | 61252 | solar | Solar = 2 MW | Solar Photovoltaic | 2 | 2 | [9 empty] | 2 |  |  | EIA-860, EIA-860M and EIA-923 | 202406 | -90.1312 | 41.8226
-13151232.0995 | 4167555.156 | 47537 | 65672 | Sanborn BESS 3 | 64287 | Terra-Gen Operating Co-BESS | IPP Non-CHP | 450 Purdy Ave | Mojave | Kern | California | 93501 | batteries | Battery = 169 MW | Batteries | 169 | 169 | 169 | [11 empty] | EIA-860, EIA-860M and EIA-923 | 202406 | -118.1395 | 35.027
-13147704.8301 | 4158189.6449 | 47538 | 65673 | Sanborn BESS 4 | 64287 | Terra-Gen Operating Co-BESS | IPP Non-CHP | 9900 Lone Butte Rd | Mojave | Kern | California | 93501 | batteries | Battery = 47 MW | Batteries | 47 | 47 | 47 | [11 empty] | EIA-860, EIA-860M and EIA-923 | 202406 | -118.1078 | 34.9581
-13146179.9757 | 4158994.446 | 47539 | 65674 | Edwards Sanborn E1B | 64366 | Terra-Gen Operating Co-Hybrid | IPP Non-CHP | 450 Purdy Ave | Mojave | Kern | California | 93501 | solar | Battery = 136 MW, Solar = 154.4 MW | Batteries; Solar Photovoltaic; | 290.4 | 290.4 | 136 | [8 empty] | 154.4 |  |  | EIA-860, EIA-860M and EIA-923 | 202406 | -118.0941 | 34.964
-13145494.8043 | 4156215.8533 | 47540 | 65675 | Edwards Sanborn E4 | 64366 | Terra-Gen Operating Co-Hybrid | IPP Non-CHP | 9900 Lone Butte Rd | Mojave | Kern | California | 93501 | solar | Battery = 100 MW, Solar = 148.9 MW | Batteries; Solar Photovoltaic; | 248.9 | 248.9 | 100 | [8 empty] | 148.9 |  |  | EIA-860, EIA-860M and EIA-923 | 202406 | -118.088 | 34.9436
-13144304.9102 | 4159163.156 | 47541 | 65676 | Edwards Sanborn E5 | 64366 | Terra-Gen Operating Co-Hybrid | IPP Non-CHP | 9900 Lone Butte Rd | Mojave | Kern | California | 93501 | solar | Battery = 47 MW, Solar = 68 MW | Batteries; Solar Photovoltaic; | 115 | 115 | 47 | [8 empty] | 68 |  |  | EIA-860, EIA-860M and EIA-923 | 202406 | -118.0773 | 34.9653
-13148976.3214 | 4165575.4887 | 47542 | 65677 | Edwards Sanborn S4 | 64366 | Terra-Gen Operating Co-Hybrid | IPP Non-CHP | 450 Purdy Ave | Mojave | Kern | California | 93501 | solar | Battery = 18.8 MW, Solar = 41.2 MW | Batteries; Solar Photovoltaic; | 60 | 60 | 18.8 | [8 empty] | 41.2 |  |  | EIA-860, EIA-860M and EIA-923 | 202406 | -118.1193 | 35.0125
-12594230.4445 | 4556870.0423 | 47543 | 65678 | Appaloosa Solar I | 60025 | Greenbacker Renewable Energy Corporation | IPP Non-CHP | 7956 North Lund Hwy | Cedar City | Iron | Utah | 84721 | solar | Solar = 200 MW | Solar Photovoltaic | 200 | 200 | [9 empty] | 200 |  |  | EIA-860, EIA-860M and EIA-923 | 202406 | -113.1359 | 37.8402
-8098532.9189 | 4999616.3357 | 47544 | 65679 | Calverton Solar Energy Center | 64950 | LI Solar Generation, LLC | IPP Non-CHP | 149 Edwards Avenue | Calverton | Suffolk | New York | 11933 | solar | Solar = 22.9 MW | Solar Photovoltaic | 22.9 | 22.9 | [9 empty] | 22.9 |  |  | EIA-860, EIA-860M and EIA-923 | 202406 | -72.7504 | 40.9137
-9768884.6612 | 5420541.168 | 47545 | 65680 | City of Sheboygan Solar | 20856 | Wisconsin Power & Light Co | Electric Utility | 4206 Gateway Drive | Sheboygan | Sheboygan | Wisconsin | 53081 | solar | Solar = 1 MW | Solar Photovoltaic | 0.9 | 1 | [9 empty] | 1 |  |  | EIA-860, EIA-860M and EIA-923 | 202406 | -87.7554 | 43.7091
-9770036.0387 | 5426372.9637 | 47546 | 65681 | Kohler Solar | 20856 | Wisconsin Power & Light Co | Electric Utility | 4601 Erie Ave | Kohler | Sheboygan | Wisconsin | 53044 | solar | Solar = 2.3 MW | Solar Photovoltaic | 2.3 | 2.3 | [9 empty] | 2.3 |  |  | EIA-860, EIA-860M and EIA-923 | 202406 | -87.7657 | 43.747
-9145489.6129 | 3271884.8325 | 47547 | 65683 | Juniper Solar (FL) | 18454 | Tampa Electric Co | Electric Utility | 41795 Deems Road | Zephyrhills | Pasco | Florida | 33540 | solar | Solar = 70 MW | Solar Photovoltaic | 70 | 70 | [9 empty] | 70 |  |  | EIA-860, EIA-860M and EIA-923 | 202406 | -82.1553 | 28.1816
-9135731.0124 | 3239758.4063 | 47548 | 65684 | Laurel Oaks Solar | 18454 | Tampa Electric Co | Electric Utility | 6202 Miles Farm Road | Plant City | Hillsborough | Florida | 33567 | solar | Solar = 61.2 MW | Solar Photovoltaic | 61.2 | 61.2 | [9 empty] | 61.2 |  |  | EIA-860, EIA-860M and EIA-923 | 202406 | -82.0677 | 27.9269
-9180788.9121 | 3209151.2929 | 47549 | 65687 | Riverside Solar | 18454 | Tampa Electric Co | Electric Utility | 3040 Universal Drive | Ruskin | Hillsborough | Florida | 33570 | solar | Solar = 55.2 MW | Solar Photovoltaic | 55.2 | 55.2 | [9 empty] | 55.2 |  |  | EIA-860, EIA-860M and EIA-923 | 202406 | -82.4724 | 27.6837
-8070012.9767 | 5191178.0602 | 47550 | 65688 | Kearsarge Ludlow LLC | 64819 | Kearsarge Ludlow LLC | IPP Non-CHP | 640 West St | Ludlow | Hampden | Massachusetts | 1056 | solar | Solar = 3.7 MW | Solar Photovoltaic | 3.7 | 3.7 | [9 empty] | 3.7 |  |  | EIA-860, EIA-860M and EIA-923 | 202406 | -72.4942 | 42.2013
-7892941.2928 | 5118476.3251 | 47551 | 65690 | Kearsarge Acushnet | 64818 | Kearsarge Acushnet LLC | IPP Non-CHP | 588 Middle Rd | Acushnet | Bristol | Massachusetts | 2743 | solar | Solar = 1.9 MW | Solar Photovoltaic | 1.9 | 1.9 | [9 empty] | 1.9 |  |  | EIA-860, EIA-860M and EIA-923 | 202406 | -70.9035 | 41.7156
-8998694.7154 | 5053543.0953 | 47552 | 65691 | KSU Trumbull | 62915 | Madison Energy Holdings LLC | IPP Non-CHP | 4314 Mahoning Avenue NW | Warren | Trumbull | Ohio | 44483 | solar | Solar = 1 MW | Solar Photovoltaic | 1 | 1 | [9 empty] | 1 |  |  | EIA-860, EIA-860M and EIA-923 | 202406 | -80.8367 | 41.2787
-8775050.2962 | 5282230.6811 | 47553 | 65692 | NY6 Battery | 63289 | Key Capture Energy | IPP Non-CHP | 2026 Electric Ave | Blasdell | Erie | New York | 14219 | batteries | Battery = 20 MW | Batteries | 20 | 20 | 20 | [11 empty] | EIA-860, EIA-860M and EIA-923 | 202406 | -78.8276 | 42.8043
-10756292.5521 | 3617359.3483 | 47554 | 65694 | TX11 Republic Road Storage | 63289 | Key Capture Energy | IPP Non-CHP | 12682 Zane Wallace Rd | Hearne | Robertson | Texas | 77859 | batteries | Battery = 50 MW | Batteries | 50 | 50 | 50 | [11 empty] | EIA-860, EIA-860M and EIA-923 | 202406 | -96.6254 | 30.8814
-10861893.5606 | 3556641.241 | 47555 | 65695 | TX12 Silicon Hill Storage | 63289 | Key Capture Energy | IPP Non-CHP | 16253 Cameron Rd | Pflugerville | Travis | Texas | 78660 | batteries | Battery = 100 MW | Batteries | 100 | 100 | 100 | [11 empty] | EIA-860, EIA-860M and EIA-923 | 202406 | -97.574 | 30.4122
-11242342.5033 | 3876183.4049 | 47556 | 65696 | TX13 Endurance Park Storage | 63289 | Key Capture Energy | IPP Non-CHP | 5875 CR 2128 | Snyder | Scurry | Texas | 79549 | batteries | Battery = 50 MW | Batteries | 50 | 50 | 50 | [11 empty] | EIA-860, EIA-860M and EIA-923 | 202406 | -100.9917 | 32.8558
-9957992.3198 | 3839654.7367 | 47557 | 65697 | Walnut Grove Demonstration Plant | 12686 | Mississippi Power Co | Electric Utility | 300 Maple Street | Walnut Grove | Leake | Mississippi | 39189 | solar | Battery = 1.5 MW, Solar = 1.5 MW | Batteries; Solar Photovoltaic; | 3 | 3 | 1.5 | [8 empty] | 1.5 |  |  | EIA-860, EIA-860M and EIA-923 | 202406 | -89.4542 | 32.5797
-10837732.7784 | 3556976.8538 | 47558 | 65699 | TX19 River Valley Storage 1 | 63289 | Key Capture Energy | IPP Non-CHP | 3565 County Rd 460 | Elgin | Williamson | Texas | 78621 | batteries | Battery = 50 MW | Batteries | 50 | 50 | 50 | [11 empty] | EIA-860, EIA-860M and EIA-923 | 202406 | -97.357 | 30.4148
-10837529.0637 | 3556918.7663 | 47559 | 65700 | TX21 River Valley Storage 2 | 63289 | Key Capture Energy | IPP Non-CHP | 3565 County Rd 460 | Elgin | Williamson | Texas | 78621 | batteries | Battery = 50 MW | Batteries | 50 | 50 | 50 | [11 empty] | EIA-860, EIA-860M and EIA-923 | 202406 | -97.3552 | 30.4143
-10649111.92 | 3395928.0981 | 47560 | 65701 | TX23 Roughneck Storage | 63289 | Key Capture Energy | IPP Non-CHP | 1153 N. Columbia Dr | West Columbia | Brazoria | Texas | 77486 | batteries | Battery = 50 MW | Batteries | 50 | 50 | 50 | [11 empty] | EIA-860, EIA-860M and EIA-923 | 202406 | -95.6626 | 29.1592
-9668322.8634 | 4972060.8762 | 47561 | 65702 | Indiana Crossroads Solar Park | 64969 | Meadow Lake Solar Park | Electric Utility | 1651 S. 100 E. Reynolds | Reynolds | White | Indiana | 47980 | solar | Solar = 200 MW | Solar Photovoltaic | 200 | 200 | [9 empty] | 200 |  |  | EIA-860, EIA-860M and EIA-923 | 202406 | -86.852 | 40.7263
-8275912.8464 | 4974838.4029 | 47562 | 65705 | Canoe Brook Solar | 56990 | NJR Clean Energy Ventures Corporation | IPP Non-CHP | 185 John F Kennedy Parkway | Millburn | Essex | New Jersey | 7078 | solar | Solar = 6.3 MW | Solar Photovoltaic | 6.3 | 6.3 | [9 empty] | 6.3 |  |  | EIA-860, EIA-860M and EIA-923 | 202406 | -74.3438 | 40.7452
-13286107.3512 | 4354761.136 | 47563 | 65706 | POM Juice Solar | 63689 | Wonderful Renewable Energy, LLC. | IPP Non-CHP | 5286 S Del Rey Ave | Fresno | Fresno | California | 93616 | solar | Solar = 1.5 MW | Solar Photovoltaic | 1.5 | 1.5 | [9 empty] | 1.5 |  |  | EIA-860, EIA-860M and EIA-923 | 202406 | -119.3511 | 36.3925
-13286862.8765 | 4354454.275 | 47564 | 65707 | POM Beverage Solar | 63689 | Wonderful Renewable Energy, LLC. | Industrial Non-CHP | 5286 S Del Rey Ave | Del Rey | Fresno | California | 93616 | solar | Solar = 1.7 MW | Solar Photovoltaic | 1.8 | 1.7 | [9 empty] | 1.7 |  |  | EIA-860, EIA-860M and EIA-923 | 202406 | -119.3579 | 36.3903
-12831991.3997 | 3869232.6816 | 47565 | 65711 | Vikings Energy Farm | 64966 | Vikings Energy Farm, LLC | IPP Non-CHP | 2910 E Nelson Pit Rd | Holtville | Imperial | California | 92250 | batteries | Battery = 150 MW | Batteries | 150 | 150 | 150 | [11 empty] | EIA-860, EIA-860M and EIA-923 | 202406 | -115.2717 | 32.8034
-10692495.5746 | 5468958.9839 | 47566 | 65713 | Rock Aetna Power Partners | 13781 | Northern States Power Co - Minnesota | Electric Utility | 92 121st Street | Woodstock | Murray | Minnesota | 56186 | wind | Wind = 20 MW | Onshore Wind Turbine | 20 | 20 | [10 empty] | 20 |  | EIA-860, EIA-860M and EIA-923 | 202406 | -96.0523 | 44.0227
-10691635.9654 | 5467144.6165 | 47567 | 65714 | Northern Wind | 13781 | Northern States Power Co - Minnesota | Electric Utility | 215 111th Street | Lake Wilson | Murray | Minnesota | 56151 | wind | Wind = 100 MW | Onshore Wind Turbine | 100 | 100 | [10 empty] | 100 |  | EIA-860, EIA-860M and EIA-923 | 202406 | -96.0446 | 44.011
-10450304.7716 | 5193108.6429 | 47568 | 65715 | Great Pathfinder Wind | 64989 | Great Pathfinder Wind | IPP Non-CHP | 1332 370th St | Stratford | Hamilton | Iowa | 50249 | wind | Wind = 224.4 MW | Onshore Wind Turbine | 224.4 | 224.4 | [10 empty] | 224.4 |  | EIA-860, EIA-860M and EIA-923 | 202406 | -93.8767 | 42.2141
-8081476.6578 | 5227978.7319 | 47569 | 65716 | Long Plain Solar | 64980 | Long Plain Solar, LLC | IPP Non-CHP | 209 Christian Lane | Whatley | Franklin | Massachusetts | 1373 | solar | Solar = 2 MW | Solar Photovoltaic | 2 | 2 | [9 empty] | 2 |  |  | EIA-860, EIA-860M and EIA-923 | 202406 | -72.5971 | 42.4457
-7988425.8087 | 5252394.6939 | 47570 | 65717 | Settlers Solar | 64981 | Settlers Solar, LLC | IPP Non-CHP | 994 Northfield Road | Lunenberg | Worcester | Massachusetts | 1462 | solar | Solar = 5 MW | Solar Photovoltaic | 5 | 5 | [9 empty] | 5 |  |  | EIA-860, EIA-860M and EIA-923 | 202406 | -71.7613 | 42.6073
-8014861.9614 | 5182891.2029 | 47571 | 65719 | Griffin Road Solar 2 | 64982 | Griffin Road Solar 2, LLC | IPP Non-CHP | 17 Griffin Road | Charlton | Worcester | Massachusetts | 1507 | solar | Solar = 1.4 MW | Solar Photovoltaic | 1.4 | 1.4 | [9 empty] | 1.4 |  |  | EIA-860, EIA-860M and EIA-923 | 202406 | -71.9987 | 42.1461
-7939126.859 | 5144276.9368 | 47572 | 65720 | Woodland Avenue Solar 1 | 64984 | Woodland Avenue Solar 1, LLC | IPP Non-CHP | 68 Woodland Ave | Seekonk | Bristol | Massachusetts | 2771 | solar | Solar = 5 MW | Solar Photovoltaic | 5 | 5 | [9 empty] | 5 |  |  | EIA-860, EIA-860M and EIA-923 | 202406 | -71.3184 | 41.8884
-8239433.4493 | 5227882.1843 | 47573 | 65721 | RT405 Westerlo Solar 2 | 64985 | RT405 Westerlo Solar 2, LLC | IPP Non-CHP | 6844 Route 32 | Albany | Albany | New York | 12083 | solar | Solar = 5 MW | Solar Photovoltaic | 5 | 5 | [9 empty] | 5 |  |  | EIA-860, EIA-860M and EIA-923 | 202406 | -74.0161 | 42.4451
-7998339.9225 | 5165189.6176 | 47574 | 65722 | Webster Solar | 64882 | Webster Solar, LLC | IPP Non-CHP | 338 Thompson Rd | Webster | Worcester | Massachusetts | 1570 | solar | Solar = 1 MW | Solar Photovoltaic | 1 | 1 | [9 empty] | 1 |  |  | EIA-860, EIA-860M and EIA-923 | 202406 | -71.8503 | 42.0281
-8784676.3152 | 5330503.5357 | 47575 | 65723 | LR Wheatfield Solar 1 | 64986 | LR Wheatfield Solar 1, LLC | IPP Non-CHP | 2469 Lockport Road | Wheatfield | Niagara | New York | 14132 | solar | Solar = 5 MW | Solar Photovoltaic | 5 | 5 | [9 empty] | 5 |  |  | EIA-860, EIA-860M and EIA-923 | 202406 | -78.9141 | 43.1216
-8766835.1404 | 5326782.9736 | 47576 | 65724 | Pendleton Solar 1 | 64987 | Pendleton Solar 1, LLC | IPP Non-CHP | 6707 Bear Ridge Road | Lockport | Niagara | New York | 14094 | solar | Solar = 5 MW | Solar Photovoltaic | 5 | 5 | [9 empty] | 5 |  |  | EIA-860, EIA-860M and EIA-923 | 202406 | -78.7538 | 43.0972
-10478905.6431 | 5309942.6485 | 47577 | 65725 | Kossuth County Wind | 64979 | Kossuth County Wind, LLC | IPP Non-CHP | tbd | Lu Verne | Kossuth | Iowa | 50560 | wind | Wind = 70 MW | Onshore Wind Turbine | 70 | 70 | [10 empty] | 70 |  | EIA-860, EIA-860M and EIA-923 | 202406 | -94.1336 | 42.9867
-10177186.1858 | 4706026.9272 | 47578 | 65726 | Montgomery County Community Solar Center | 19436 | Union Electric Co - (MO) | Electric Utility | 651 Booneslick Rd | New Florence | Montgomery | Missouri | 63350 | solar | Solar = 5.7 MW | Solar Photovoltaic | 5.7 | 5.7 | [9 empty] | 5.7 |  |  | EIA-860, EIA-860M and EIA-923 | 202406 | -91.4232 | 38.8907
-9106348.678 | 3824906.0442 | 47579 | 65727 | Statesboro Solar LLC | 62627 | Cardinal Renewables | IPP Non-CHP | 578 Williams St | Statesboro | Bulloch | Georgia | 30458 | solar | Solar = 3 MW | Solar Photovoltaic | 3 | 3 | [9 empty] | 3 |  |  | EIA-860, EIA-860M and EIA-923 | 202406 | -81.8037 | 32.468
-9411840.3076 | 3621066.4377 | 47580 | 65728 | BE Solar LLC | 62627 | Cardinal Renewables | IPP Non-CHP | 1720 Martin Luther King Jr. Dr | Atlanta | Decatur | Georgia | 39819 | solar | Solar = 3 MW | Solar Photovoltaic | 3 | 3 | [9 empty] | 3 |  |  | EIA-860, EIA-860M and EIA-923 | 202406 | -84.548 | 30.91
-9373391.6687 | 3770623.027 | 47581 | 65729 | Brady Solar LLC | 62627 | Cardinal Renewables | IPP Non-CHP | 1695 Felder St | Americus | Sumter | Georgia | 31709 | solar | Solar = 1.8 MW | Solar Photovoltaic | 1.8 | 1.8 | [9 empty] | 1.8 |  |  | EIA-860, EIA-860M and EIA-923 | 202406 | -84.2026 | 32.0557
-9464631.9063 | 4030793.9096 | 47582 | 65730 | Rockmart | 62627 | Cardinal Renewables | IPP Non-CHP | 205 Marquette Rd | Rockmart | Polk | Georgia | 30153 | solar | Solar = 2.6 MW | Solar Photovoltaic | 2.6 | 2.6 | [9 empty] | 2.6 |  |  | EIA-860, EIA-860M and EIA-923 | 202406 | -85.0222 | 34.0148
-9916873.4602 | 5187388.9714 | 47583 | 65731 | Rockford CS 1 | 64990 | Rockford CS 1, LLC | IPP Non-CHP | 7290 Beltline Road | Rockford | Winnebago | Illinois | 61110 | solar | Solar = 2 MW | Solar Photovoltaic | 2 | 2 | [9 empty] | 2 |  |  | EIA-860, EIA-860M and EIA-923 | 202406 | -89.0848 | 42.1761
-9916873.4602 | 5187388.9714 | 47584 | 65732 | Rockford CS 2 | 64988 | Rockford CS 2, LLC | IPP Non-CHP | 7290 Beltline Road | Rockford | Winnebago | Illinois | 61110 | solar | Solar = 2 MW | Solar Photovoltaic | 2 | 2 | [9 empty] | 2 |  |  | EIA-860, EIA-860M and EIA-923 | 202406 | -89.0848 | 42.1761
-12844307.7881 | 3992469.7962 | 47585 | 65734 | Oberon Solar Project | 64971 | IP Oberon LLC | IPP Non-CHP | 27200 Rice Road | Desert Center | Riverside | California | 92239 | solar | Battery = 125 MW, Solar = 250 MW | Batteries; Solar Photovoltaic; | 375 | 375 | 125 | [8 empty] | 250 |  |  | EIA-860, EIA-860M and EIA-923 | 202406 | -115.3824 | 33.729
-12844307.7881 | 3992469.7962 | 47586 | 65735 | Oberon II Solar Project | 64972 | IP Oberon II, LLC | IPP Non-CHP | 27200 Rice Road | Desert Center | Riverside | California | 92239 | solar | Battery = 125 MW, Solar = 250 MW | Batteries; Solar Photovoltaic; | 375 | 375 | 125 | [8 empty] | 250 |  |  | EIA-860, EIA-860M and EIA-923 | 202406 | -115.3824 | 33.729
-13191059.0964 | 5765420.0139 | 47587 | 65737 | Schumann Wind Farm | 57421 | Chopin Wind, LLC | IPP Non-CHP | York Road and Co Road 672 | Milton-Freewater | Umatilla | Oregon | 59076 | wind | Wind = 8 MW | Onshore Wind Turbine | 8 | 8 | [10 empty] | 8 |  | EIA-860, EIA-860M and EIA-923 | 202406 | -118.4973 | 45.9068
-10803242.6605 | 4612196.4032 | 47588 | 65738 | Sunflower Energy Center, LLC | 64992 | Sunflower Energy Center, LLC | IPP Non-CHP | 1873 110th Street | Peabody | Marion | Kansas | 66866 | wind | Wind = 200.6 MW | Onshore Wind Turbine | 200.6 | 200.6 | [10 empty] | 200.6 |  | EIA-860, EIA-860M and EIA-923 | 202406 | -97.0472 | 38.2316
-13309402.847 | 4324879.5936 | 47589 | 65740 | Canal Energy S23, LLC | 64948 | Canal Energy S23, LLC | IPP Non-CHP | 22586 6th Ave | Hanford | Kings | California | 93230 | solar | Solar = 4.1 MW | Solar Photovoltaic | 4.1 | 4.1 | [9 empty] | 4.1 |  |  | EIA-860, EIA-860M and EIA-923 | 202406 | -119.5604 | 36.1761
-8707667.1613 | 4974850.8922 | 47590 | 65741 | Sandy Ridge Wind 2, LLC | 59050 | Algonquin Power Co | IPP Non-CHP | 140 Big Fill Run | Tyrone | Blair | Pennsylvania | 16686 | wind | Wind = 87.6 MW | Onshore Wind Turbine | 87.6 | 87.6 | [10 empty] | 87.6 |  | EIA-860, EIA-860M and EIA-923 | 202406 | -78.2223 | 40.7453
-9225437.0448 | 5454409.5559 | 47591 | 65742 | Deerfield Wind Energy 2 | 64998 | Deerfield Wind Energy 2, LLC | IPP Non-CHP | 3737 Redman Road | Port Hope | Huron | Michigan | 48468 | wind | Wind = 112.1 MW | Onshore Wind Turbine | 112.1 | 112.1 | [10 empty] | 112.1 |  | EIA-860, EIA-860M and EIA-923 | 202406 | -82.8735 | 43.9287
-12836950.9056 | 3988724.0784 | 47592 | 65743 | Victory Pass | 64995 | Victory Pass I, LLC | IPP Non-CHP | 37949 DC379 | Desert Center | Riverside | California | 92239 | solar | Battery = 50 MW, Solar = 200 MW | Batteries; Solar Photovoltaic; | 250 | 250 | 50 | [8 empty] | 200 |  |  | EIA-860, EIA-860M and EIA-923 | 202406 | -115.3163 | 33.701
-12836950.9056 | 3988724.0784 | 47593 | 65744 | Arica Solar | 64996 | Arica Solar, LLC | IPP Non-CHP | 37947 DC 379 | Desert Center | Riverside | California | 92239 | solar | Battery = 136 MW, Solar = 263 MW | Batteries; Solar Photovoltaic; | 399 | 399 | 136 | [8 empty] | 263 |  |  | EIA-860, EIA-860M and EIA-923 | 202406 | -115.3163 | 33.701
-13684250.0816 | 5633368.7546 | 47594 | 65745 | Carnes Creek Solar (CSG) | 65002 | Carnes Creek Solar, LLC | IPP Non-CHP | 10825 Portland Rd NE | Salem | Marion | Oregon | 97305 | solar | Solar = 2.5 MW | Solar Photovoltaic | 2.5 | 2.5 | [9 empty] | 2.5 |  |  | EIA-860, EIA-860M and EIA-923 | 202406 | -122.9277 | 45.0752
-13747845.7935 | 5630657.0254 | 47595 | 65746 | Cosper Creek Solar (CSG) | 65003 | Cosper Creek Solar, LLC | IPP Non-CHP | TBD | Willamina | Polk | Oregon | 97396 | solar | Solar = 2.5 MW | Solar Photovoltaic | 2.5 | 2.5 | [9 empty] | 2.5 |  |  | EIA-860, EIA-860M and EIA-923 | 202406 | -123.499 | 45.058
-13685339.8994 | 5610528.5833 | 47596 | 65747 | Fruitland Creek Solar (CSG) | 65004 | Fruitland Creek Solar, LLC | IPP Non-CHP | TBD | Salem | Marion | Oregon | 97317 | solar | Solar = 1.8 MW | Solar Photovoltaic | 1.8 | 1.8 | [9 empty] | 1.8 |  |  | EIA-860, EIA-860M and EIA-923 | 202406 | -122.9375 | 44.9301
-13648771.4467 | 5644062.0733 | 47597 | 65748 | Kaiser Creek Solar (CSG) | 65005 | Kaiser Creek Solar, LLC | IPP Non-CHP | TBD | Molalla | Clackamas | Oregon | 97038 | solar | Solar = 2 MW | Solar Photovoltaic | 2 | 2 | [9 empty] | 2 |  |  | EIA-860, EIA-860M and EIA-923 | 202406 | -122.609 | 45.143
-13560335.9036 | 5192136.9904 | 47598 | 65749 | Linkville Solar (CSG) | 65006 | Linkville Solar, LLC | IPP Non-CHP | TBD | Klamath Falls | Klamath | Oregon | 97601 | solar | Solar = 2.8 MW | Solar Photovoltaic | 2.8 | 2.8 | [9 empty] | 2.8 |  |  | EIA-860, EIA-860M and EIA-923 | 202406 | -121.8146 | 42.2077
-13613834.9377 | 5689639.4772 | 47599 | 65750 | Sandy River Solar (CSG) | 65007 | Sandy River Solar, LLC | IPP Non-CHP | TBD | Sandy | Clackamas | Oregon | 97055 | solar | Solar = 1.9 MW | Solar Photovoltaic | 1.9 | 1.9 | [9 empty] | 1.9 |  |  | EIA-860, EIA-860M and EIA-923 | 202406 | -122.2952 | 45.4311
-13711989.7855 | 5672900.1053 | 47600 | 65751 | Sesqui-C Solar (CSG) | 65008 | Sesqui-C Solar, LLC | IPP Non-CHP | TBD | Yamhill | Yamhill | Oregon | 97148 | solar | Solar = 2.5 MW | Solar Photovoltaic | 2.5 | 2.5 | [9 empty] | 2.5 |  |  | EIA-860, EIA-860M and EIA-923 | 202406 | -123.1769 | 45.3254
-8218606.6858 | 5096932.3798 | 47601 | 65752 | East Fishkill CSG | 63466 | Conductive Power | IPP Non-CHP | 258 Helin Road | East Fishkill | Dutchess | New York | 12533 | solar | Solar = 2 MW | Solar Photovoltaic | 2 | 2 | [9 empty] | 2 |  |  | EIA-860, EIA-860M and EIA-923 | 202406 | -73.829 | 41.571
-8213374.6697 | 5196547.2728 | 47602 | 65753 | ELP Greenport CSG | 63466 | Conductive Power | IPP Non-CHP | 4407 US Route 9 | Hudson | Columbia | New York | 12534 | solar | Solar = 5 MW | Solar Photovoltaic | 5 | 5 | [9 empty] | 5 |  |  | EIA-860, EIA-860M and EIA-923 | 202406 | -73.782 | 42.237
-8203244.596 | 5230739.8061 | 47603 | 65754 | ELP Kinderhook CSG | 63466 | Conductive Power | IPP Non-CHP | 3537 Route 9 | Valatie | Columbia | New York | 12184 | solar | Solar = 5 MW | Solar Photovoltaic | 5 | 5 | [9 empty] | 5 |  |  | EIA-860, EIA-860M and EIA-923 | 202406 | -73.691 | 42.464
-8235193.2899 | 5167123.0251 | 47604 | 65755 | ELP Myer CSG | 63466 | Conductive Power | IPP Non-CHP | 18 Warren Myer Road | Ulster | Ulster | New York | 12477 | solar | Solar = 1.9 MW | Solar Photovoltaic | 1.9 | 1.9 | [9 empty] | 1.9 |  |  | EIA-860, EIA-860M and EIA-923 | 202406 | -73.978 | 42.041
-8668994.1023 | 4812155.9072 | 47605 | 65756 | Rockdale | 63466 | Conductive Power | IPP Non-CHP | 14339 Clear Spring Road | Williamsport | Washington | Maryland | 21795 | solar | Solar = 2 MW | Solar Photovoltaic | 2 | 2 | [9 empty] | 2 |  |  | EIA-860, EIA-860M and EIA-923 | 202406 | -77.8749 | 39.6289
-8245879.961 | 5166973.1346 | 47606 | 65757 | ELP Saugerties CSG | 63466 | Conductive Power | IPP Non-CHP | 1765 Route 12 | Saugerties | Ulster | New York | 12477 | solar | Solar = 1.9 MW | Solar Photovoltaic | 1.9 | 1.9 | [9 empty] | 1.9 |  |  | EIA-860, EIA-860M and EIA-923 | 202406 | -74.074 | 42.04
-9821829.9922 | 5039667.5363 | 47607 | 65758 | Ahern Community Solar I, LLC | 65009 | Ahern Community Solar I, LLC | IPP Non-CHP | 1565 E Dupont Rd | Morris | Grundy | Illinois | 60450 | solar | Solar = 2 MW | Solar Photovoltaic | 2 | 2 | [9 empty] | 2 |  |  | EIA-860, EIA-860M and EIA-923 | 202406 | -88.231 | 41.185
-9272741.0379 | 3932105.228 | 47608 | 65759 | Putnam Erikson 2 | 65010 | SolAmerica Energy, LLC | IPP Non-CHP | 450 Pea Ridge Rd | Eatonton | Putnam | Georgia | 31024 | solar | Solar = 2.9 MW | Solar Photovoltaic | 2.9 | 2.9 | [9 empty] | 2.9 |  |  | EIA-860, EIA-860M and EIA-923 | 202406 | -83.2985 | 33.2768
-10719757.7178 | 5531146.1983 | 47609 | 65761 | Buffalo Ridge Wind | 65012 | Buffalo Ridge Wind, LLC | IPP Non-CHP | 2028 130th St | Lake Benton | Lincoln | Minnesota | 56419 | wind | Wind = 101.9 MW | Onshore Wind Turbine | 106 | 101.9 | [10 empty] | 101.9 |  | EIA-860, EIA-860M and EIA-923 | 202406 | -96.2972 | 44.4231
-10777805.7116 | 3725358.7506 | 47610 | 65762 | Waco Solar | 65014 | Waco Solar, LLC | IPP Non-CHP | 138 LCR 132 | Mount Calm | Limestone | Texas | 76673 | solar | Solar = 400 MW | Solar Photovoltaic | 400 | 400 | [9 empty] | 400 |  |  | EIA-860, EIA-860M and EIA-923 | 202406 | -96.8187 | 31.7104
-11004218.5352 | 3911138.2067 | 47611 | 65763 | Young Wind | 65013 | Young Wind, LLC | IPP Non-CHP | 7989 FM 578 | Graham | Young | Texas | 76450 | wind | Wind = 500 MW | Onshore Wind Turbine | 500 | 500 | [10 empty] | 500 |  | EIA-860, EIA-860M and EIA-923 | 202406 | -98.8526 | 33.1192
-10730147.6112 | 5409600.3002 | 47612 | 65764 | Walleye Wind | 65015 | Walleye Wind, LLC | IPP Non-CHP | tbd | Beaver Creek | Rock | Minnesota | 56116 | wind | Wind = 110 MW | Onshore Wind Turbine | 110 | 110 | [10 empty] | 110 |  | EIA-860, EIA-860M and EIA-923 | 202406 | -96.3906 | 43.6381
-13308651.7744 | 4357948.777 | 47613 | 65766 | Dover Dairy | 64698 | Renewable Solar, Inc | Industrial Non-CHP | 4265 Dover Ave | Hanford | Kings | California | 93230 | solar | Solar = 1.1 MW | Solar Photovoltaic | 1.1 | 1.1 | [9 empty] | 1.1 |  |  | EIA-860, EIA-860M and EIA-923 | 202406 | -119.5537 | 36.4155
-15106875.3253 | 8055961.8941 | 47614 | 65767 | Gustavus | 219 | Alaska Power and Telephone Co | Electric Utility | 5 Gustavus Road | Gustavus | Skagway Hoonah Angoon | Alaska | 99826 | petroleum | Petroleum = 1.4 MW | Petroleum Liquids | 1.4 | 1.4 | [8 empty] | 1.4 |  |  |  | EIA-860, EIA-860M and EIA-923 | 202406 | -135.7074 | 58.4195
-7980550.9566 | 5199312.129 | 47615 | 65768 | Centech Gas Generator | 17127 | Town of Shrewsbury - (MA) | Electric Utility | 20 Centech Blvd | Shrewsbury | Worcester | Massachusetts | 1545 | natural gas | Natural Gas = 2.5 MW | Natural Gas Internal Combustion Engine | 2.5 | 2.5 | [6 empty] | 2.5 | [5 empty] | EIA-860, EIA-860M and EIA-923 | 202406 | -71.6905 | 42.2554
-13236108.6471 | 4082531.4844 | 47616 | 65770 | Ventura Solar | 65023 | Ventura Solar LLC | IPP Non-CHP | 67 Telgraph Road | Fillmore | Ventura | California | 93015 | solar | Solar = 2.9 MW | Solar Photovoltaic | 2.9 | 2.9 | [9 empty] | 2.9 |  |  | EIA-860, EIA-860M and EIA-923 | 202406 | -118.902 | 34.3992
-9172815.097 | 3221608.6526 | 47617 | 65771 | Big Bend Agrivoltaics | 18454 | Tampa Electric Co | Electric Utility | 6769 Dickman Rd | Apollo Beach | Hillsborough | Florida | 33572 | solar | Solar = 1 MW | Solar Photovoltaic | 1 | 1 | [9 empty] | 1 |  |  | EIA-860, EIA-860M and EIA-923 | 202406 | -82.4008 | 27.7827
-9172215.0849 | 3222299.3197 | 47618 | 65772 | Big Bend Floating Solar I | 18454 | Tampa Electric Co | Electric Utility | 13031 Wyandotte Rd | Gibsonton | Hillsborough | Florida | 33572 | solar | Solar = 1 MW | Solar Photovoltaic | 1 | 1 | [9 empty] | 1 |  |  | EIA-860, EIA-860M and EIA-923 | 202406 | -82.3954 | 27.7882
-13165980.4849 | 4943574.4076 | 47619 | 65773 | Star Peak Geothermal Plant | 64626 | Star Peak Geothermal LLC. | IPP Non-CHP | 4500 E Frontage Road | Imlay | Pershing | Nevada | 89418 | geothermal | Geothermal = 21.9MW | Geothermal | 21.9 | 21.9 |  |  |  | 21.9 | [8 empty] | EIA-860, EIA-860M and EIA-923 | 202406 | -118.272 | 40.5321
-9851641.3518 | 5221129.3194 | 47620 | 65774 | Alden Road Harvard Solar 1 | 65024 | Alden Road Harvard Solar 1, LLC | IPP Non-CHP | Alden & McGuire Road | Harvard | McHenry | Illinois | 60033 | solar | Solar = 2 MW | Solar Photovoltaic | 2 | 2 | [9 empty] | 2 |  |  | EIA-860, EIA-860M and EIA-923 | 202406 | -88.4988 | 42.4003
-8223770.797 | 5124493.2447 | 47621 | 65775 | Cream Street Solar | 65030 | Cream Street Solar, LLC | IPP Non-CHP | 225 Cream Street | Hyde Park | Dutchess | New York | 12538 | solar | Solar = 2 MW | Solar Photovoltaic | 2 | 2 | [9 empty] | 2 |  |  | EIA-860, EIA-860M and EIA-923 | 202406 | -73.8754 | 41.756
-8336274.7271 | 5320955.0411 | 47622 | 65776 | Little Falls Solar | 65028 | Little Falls Solar | IPP Non-CHP | 1387 NY RT 169 | Little Falls | Herkimer | New York | 13365 | solar | Solar = 2 MW | Solar Photovoltaic | 2 | 2 | [9 empty] | 2 |  |  | EIA-860, EIA-860M and EIA-923 | 202406 | -74.886 | 43.059
-8332770.3896 | 5320216.141 | 47623 | 65777 | Little Falls Solar 1 | 65029 | Little Falls Solar 1, LLC | IPP Non-CHP | 138 Valley View Drive | Little Falls | Herkimer | New York | 13365 | solar | Solar = 2 MW | Solar Photovoltaic | 2 | 2 | [9 empty] | 2 |  |  | EIA-860, EIA-860M and EIA-923 | 202406 | -74.8546 | 43.0541
-12759640.4098 | 5189332.9066 | 47624 | 65778 | Jackpot Solar, LLC | 65411 | Duke Energy Renewables Services | Electric Utility | 1640 US-93 | Twin Falls | Twin Falls | Idaho | 83302 | solar | Solar = 120 MW | Solar Photovoltaic | 120 | 120 | [9 empty] | 120 |  |  | EIA-860, EIA-860M and EIA-923 | 202406 | -114.6218 | 42.189
-8885528.4343 | 4122349.96 | 47625 | 65779 | Hickson Solar, LLC | 65040 | Hickson Solar, LLC | IPP Non-CHP | 4221 Brickyard Rd | Wallace | Marlboro | South Carolina | 29596 | solar | Solar = 2 MW | Solar Photovoltaic | 2.8 | 2 | [9 empty] | 2 |  |  | EIA-860, EIA-860M and EIA-923 | 202406 | -79.8201 | 34.6938
-8949046.2225 | 4118536.6349 | 47626 | 65780 | Ogburn Solar, LLC | 65041 | Ogburn Solar, LLC | IPP Non-CHP | 209 Highway 151 | Jefferson | Chesterfield | South Carolina | 29550 | solar | Solar = 2 MW | Solar Photovoltaic | 2 | 2 | [9 empty] | 2 |  |  | EIA-860, EIA-860M and EIA-923 | 202406 | -80.3906 | 34.6656
-8930975.7296 | 4056779.117 | 47627 | 65781 | Bishopville Solar II, LLC | 65039 | Bishopville Solar II, LLC | IPP Non-CHP | 722 Wisacky Hwy | Bishopville | Lee | South Carolina | 29010 | solar | Solar = 10 MW | Solar Photovoltaic | 10 | 10 | [9 empty] | 10 |  |  | EIA-860, EIA-860M and EIA-923 | 202406 | -80.2283 | 34.2081
-8922240.4892 | 4045980.7591 | 47628 | 65782 | Magdaline Solar, LLC | 65038 | Magdaline Solar, LLC | IPP Non-CHP | 1695 Lynchburg Hwy | Lynchburg | Lee | South Carolina | 29080 | solar | Solar = 2 MW | Solar Photovoltaic | 2 | 2 | [9 empty] | 2 |  |  | EIA-860, EIA-860M and EIA-923 | 202406 | -80.1499 | 34.1278
-13290698.7236 | 4248149.3927 | 47629 | 65783 | Wonderful Nursery | 63689 | Wonderful Renewable Energy, LLC. | Industrial Non-CHP | 27920 Macombs Ave | Wasco | Kern | California | 93280 | solar | Solar = 2.3 MW | Solar Photovoltaic | 2.3 | 2.3 | [9 empty] | 2.3 |  |  | EIA-860, EIA-860M and EIA-923 | 202406 | -119.3924 | 35.6177
-8118822.1206 | 5120314.386 | 47630 | 65784 | Burlington Solar 1 | 64426 | DG Connecticut III, LLC | IPP Non-CHP | 85 Prospect Street | Burlington | Hartford | Connecticut | 6013 | solar | Solar = 3.5 MW | Solar Photovoltaic | 3.5 | 3.5 | [9 empty] | 3.5 |  |  | EIA-860, EIA-860M and EIA-923 | 202406 | -72.9326 | 41.7279
-8265399.8337 | 5318513.0847 | 47631 | 65785 | 1639 RT 29 Solar 1 | 65032 | 1639 RT 29 Solar 1, LLC | IPP Non-CHP | 1639 RT 29 | Gloversville | Fulton | New York | 12078 | solar | Solar = 4 MW | Solar Photovoltaic | 4 | 4 | [9 empty] | 4 |  |  | EIA-860, EIA-860M and EIA-923 | 202406 | -74.2494 | 43.043
-8265399.8337 | 5318513.0847 | 47632 | 65786 | 1639 RT 29 Solar 2 | 65033 | 1639 RT 29 Solar 2, LLC | IPP Non-CHP | 1639 RT 29 | Gloversville | Fulton | New York | 12078 | solar | Solar = 2.5 MW | Solar Photovoltaic | 2.5 | 2.5 | [9 empty] | 2.5 |  |  | EIA-860, EIA-860M and EIA-923 | 202406 | -74.2494 | 43.043
-10949313.87 | 3683992.6531 | 47633 | 65790 | Castle Gap Wind | 65044 | Castle Gap Wind Power, LLC | IPP Non-CHP | 1435 FM 572 E | Goldthwaite | Mills | Texas | 76844 | wind | Wind = 196.8 MW | Onshore Wind Turbine | 196.8 | 196.8 | [10 empty] | 196.8 |  | EIA-860, EIA-860M and EIA-923 | 202406 | -98.3594 | 31.3938
-8425257.9621 | 4748303.6465 | 47634 | 65791 | Blue Hen Solar | 62915 | Madison Energy Holdings LLC | IPP Non-CHP | 966 Lockwood Chapel Road | Dartley | Kent | Delaware | 19953 | solar | Solar = 1.5 MW | Solar Photovoltaic | 1.5 | 1.5 | [9 empty] | 1.5 |  |  | EIA-860, EIA-860M and EIA-923 | 202406 | -75.6854 | 39.1857
-11160335.5495 | 3660572.4142 | 47635 | 65793 | Concho Valley Solar, LLC | 65055 | Concho Valley Solar, LLC | IPP Non-CHP | 467 W Ratliff Dr | San Angelo | Tom Green | Texas | 76904 | solar | Solar = 159.8 MW | Solar Photovoltaic | 172.8 | 159.8 | [9 empty] | 159.8 |  |  | EIA-860, EIA-860M and EIA-923 | 202406 | -100.255 | 31.214
-13200840.74 | 4061537.6373 | 47636 | 65794 | 20701 Plummer PV, LLC | 61980 | Valta Energy | IPP Non-CHP | 20701 Plummer St. | Chatsworth | Los Angeles | California | 91311 | solar | Solar = 1.5 MW | Solar Photovoltaic | 1.5 | 1.5 | [9 empty] | 1.5 |  |  | EIA-860, EIA-860M and EIA-923 | 202406 | -118.5852 | 34.2434
-9975206.9885 | 5191170.3963 | 47637 | 65796 | SV CSG Baileyville 1 LLC | 65058 | SV CSG Baileyville 1 LLC | IPP Non-CHP | 124 W. Montague Rd | Baileyville | Stephenson | Illinois | 61007 | solar | Solar = 1.6 MW | Solar Photovoltaic | 2 | 1.6 | [9 empty] | 1.6 |  |  | EIA-860, EIA-860M and EIA-923 | 202406 | -89.6088 | 42.2012
-10020614.2088 | 4995465.0781 | 47638 | 65797 | Elba Solar LLC | 65049 | Elba Solar LLC | IPP Non-CHP | 2230 Knox Highway 11 | Williamsfield | Knox | Illinois | 61489 | solar | Solar = 2 MW | Solar Photovoltaic | 2 | 2 | [9 empty] | 2 |  |  | EIA-860, EIA-860M and EIA-923 | 202406 | -90.0167 | 40.8855
-7559562.5724 | 5884037.2117 | 47639 | 65798 | Easton CSG 1 LLC | 65054 | Easton CSG 1 LLC | IPP Non-CHP | 136 Center Rd | Easton | Aroostook | Maine | 4740 | solar | Solar = 1.3 MW | Solar Photovoltaic | 3.3 | 1.3 | [9 empty] | 1.3 |  |  | EIA-860, EIA-860M and EIA-923 | 202406 | -67.9087 | 46.6433
-9881947.5266 | 5145025.9779 | 47640 | 65799 | SV CSG South Dekalb 1 LLC | 65050 | SV CSG South Dekalb 1 LLC | IPP Non-CHP | 191 E. Gurler Rd | Dekalb | DeKalb | Illinois | 60115 | solar | Solar = 2 MW | Solar Photovoltaic | 2 | 2 | [9 empty] | 2 |  |  | EIA-860, EIA-860M and EIA-923 | 202406 | -88.771 | 41.8934
-9881976.247 | 5145171.6358 | 47641 | 65800 | SV CSG South Dekalb 2 LLC | 65051 | SV CSG South Dekalb 2 LLC | IPP Non-CHP | 191 E. Gurler Rd | Dekalb | DeKalb | Illinois | 60115 | solar | Solar = 1.6 MW | Solar Photovoltaic | 2 | 1.6 | [9 empty] | 1.6 |  |  | EIA-860, EIA-860M and EIA-923 | 202406 | -88.7713 | 41.8944
-9890629.445 | 4540966.0113 | 47642 | 65803 | SV CSG Barrass Farms II LL | 65057 | SV CSG Barrass Farms II LLC | IPP Non-CHP | 16933 Route 13 | Marion | Williamson | Illinois | 62959 | solar | Solar = 1.7 MW | Solar Photovoltaic | 2 | 1.7 | [9 empty] | 1.7 |  |  | EIA-860, EIA-860M and EIA-923 | 202406 | -88.849 | 37.7272
-10777399.8407 | 4733936.1633 | 47643 | 65804 | Corvias - Fort Riley II | 60584 | Onyx Asset Services Group | IPP Non-CHP | 67768 Vast Circle | Fort Riley | Riley | Kansas | 66442 | solar | Solar = 1.3 MW | Solar Photovoltaic | 1.3 | 1.3 | [9 empty] | 1.3 |  |  | EIA-860, EIA-860M and EIA-923 | 202406 | -96.815 | 39.0856
-8274944.5895 | 5230343.0972 | 47644 | 65805 | East Point Energy Center, LLC | 65018 | East Point Energy Center, LLC | IPP Non-CHP | 1347 HWY 20 | Sharon Springs | Schoharie | New York | 13459 | solar | Solar = 50 MW | Solar Photovoltaic | 50 | 50 | [9 empty] | 50 |  |  | EIA-860, EIA-860M and EIA-923 | 202406 | -74.3351 | 42.4614
-11651074.5003 | 4851963.7375 | 47645 | 65806 | DIA 8 | 60025 | Greenbacker Renewable Energy Corporation | IPP Non-CHP | 27800 E 114th Ave | Denver | Denver | Colorado | 80249 | solar | Solar = 4.5 MW | Solar Photovoltaic | 4.5 | 4.5 | [9 empty] | 4.5 |  |  | EIA-860, EIA-860M and EIA-923 | 202406 | -104.6634 | 39.9037
-11095625.8634 | 3292799.7348 | 47646 | 65809 | Caterina | 65076 | HEN Infrastructure, L.L.C. | IPP Non-CHP | 2495 FM 2688 | Carrizo Springs | Dimmit | Texas | 78834 | batteries | Battery = 9.9 MW | Batteries | 9.9 | 9.9 | 9.9 | [11 empty] | EIA-860, EIA-860M and EIA-923 | 202406 | -99.6737 | 28.347
-11516264.1479 | 3699697.1287 | 47647 | 65810 | Cedarville (TX) | 65076 | HEN Infrastructure, L.L.C. | IPP Non-CHP | 3125 FM 516 North | Pecos | Reeves | Texas | 79772 | batteries | Battery = 9.9 MW | Batteries | 9.9 | 9.9 | 9.9 | [11 empty] | EIA-860, EIA-860M and EIA-923 | 202406 | -103.4524 | 31.5141
-11536076.2343 | 3684116.5438 | 47648 | 65811 | Coyote Springs (TX) | 65076 | HEN Infrastructure, L.L.C. | IPP Non-CHP | 814 CR 411 | Pecos | Reeves | Texas | 79772 | batteries | Battery = 9.9 MW | Batteries | 9.9 | 9.9 | 9.9 | [11 empty] | EIA-860, EIA-860M and EIA-923 | 202406 | -103.6303 | 31.3947
-10732214.7028 | 3916708.1982 | 47649 | 65812 | Farmersville (TX) | 65076 | HEN Infrastructure, L.L.C. | IPP Non-CHP | TBD | Farmersville | Collin | Texas | 75442 | batteries | Battery = 9.9 MW | Batteries | 9.9 | 9.9 | 9.9 | [11 empty] | EIA-860, EIA-860M and EIA-923 | 202406 | -96.4091 | 33.1611
-11554390.0716 | 3666871.397 | 47650 | 65813 | Faulkner | 65076 | HEN Infrastructure, L.L.C. | IPP Non-CHP | 2003 CR214 | Toyah | Reeves | Texas | 79780 | batteries | Battery = 9.9 MW | Batteries | 9.9 | 9.9 | 9.9 | [11 empty] | EIA-860, EIA-860M and EIA-923 | 202406 | -103.7949 | 31.2624
-11468596.5853 | 3637495.078 | 47651 | 65814 | Gomez | 65076 | HEN Infrastructure, L.L.C. | IPP Non-CHP | 4707 Private Road 1098 | Pecos | Pecos | Texas | 79772 | batteries | Battery = 9.9 MW | Batteries | 9.9 | 9.9 | 9.9 | [11 empty] | EIA-860, EIA-860M and EIA-923 | 202406 | -103.0242 | 31.0365
-8222738.8653 | 5053437.925 | 47652 | 65815 | NY - Mines Press | 65056 | NY - Mines Press | IPP Non-CHP | 231 Croton Avenue | Cortlandt | Westchester | New York | 10567 | solar | Battery = 1 MW, Solar = 1 MW | Batteries; Solar Photovoltaic; | 2 | 2 | 1 | [8 empty] | 1 |  |  | EIA-860, EIA-860M and EIA-923 | 202406 | -73.8661 | 41.278
-9110590.3959 | 4205859.1217 | 47653 | 65817 | Clear Solar I, LLC | 65069 | Clear Solar I, LLC | IPP Non-CHP | 587 Pine Street Extension | Forest City | Rutherford | North Carolina | 28043 | solar | Solar = 3.6 MW | Solar Photovoltaic | 3.6 | 3.6 | [9 empty] | 3.6 |  |  | EIA-860, EIA-860M and EIA-923 | 202406 | -81.8418 | 35.3083
-9126837.5869 | 4156899.6395 | 47654 | 65818 | Limelight Solar I, LLC | 65068 | Limelight Solar I, LLC | IPP Non-CHP | 216 Bellew Carver Road | Spartanburg | Spartanburg | South Carolina | 29301 | solar | Solar = 2 MW | Solar Photovoltaic | 2 | 2 | [9 empty] | 2 |  |  | EIA-860, EIA-860M and EIA-923 | 202406 | -81.9878 | 34.9486
-9082619.0361 | 4206354.3083 | 47655 | 65819 | 233 Randolph 74 Solar I, LLC | 65067 | 233 Randolph 74 Solar I, LLC | IPP Non-CHP | 2200 Southern Dr. | Shelby | Cleveland | North Carolina | 28150 | solar | Solar = 2 MW | Solar Photovoltaic | 2 | 2 | [9 empty] | 2 |  |  | EIA-860, EIA-860M and EIA-923 | 202406 | -81.5906 | 35.3119
-12923216.3865 | 3905219.7548 | 47656 | 65820 | Ocotillo Wells | 63466 | Conductive Power | IPP Non-CHP | 7199 Split Mountain Road | Borrego Springs | San Diego | California | 92004 | solar | Solar = 50 MW | Solar Photovoltaic | 50 | 50 | [9 empty] | 50 |  |  | EIA-860, EIA-860M and EIA-923 | 202406 | -116.0912 | 33.0747
-8480102.4035 | 5177929.1574 | 47657 | 65826 | Day Hollow Road Community Solar | 61610 | Delaware River Solar, LLC | IPP Non-CHP | 2635 Day Hollow Road | Owego | Tioga | New York | 13827 | solar | Solar = 5 MW | Solar Photovoltaic | 5 | 5 | [9 empty] | 5 |  |  | EIA-860, EIA-860M and EIA-923 | 202406 | -76.1781 | 42.1131
-11060897.4106 | 3253430.0862 | 47658 | 65829 | Holcomb (TX) | 65076 | HEN Infrastructure, L.L.C. | IPP Non-CHP | 916 French St. | Encinal | La Salle | Texas | 79780 | batteries | Battery = 9.9 MW | Batteries | 9.9 | 9.9 | 9.9 | [11 empty] | EIA-860, EIA-860M and EIA-923 | 202406 | -99.3617 | 28.0353
-11106367.5264 | 3567008.4476 | 47659 | 65830 | Junction (TX) | 65076 | HEN Infrastructure, L.L.C. | IPP Non-CHP | 210 Substation Ln. | Junction | Kimble | Texas | 76848 | batteries | Battery = 9.9 MW | Batteries | 9.9 | 9.9 | 9.9 | [11 empty] | EIA-860, EIA-860M and EIA-923 | 202406 | -99.7702 | 30.4925
-11493720.3925 | 3710246.9327 | 47660 | 65831 | Lonestar | 65076 | HEN Infrastructure, L.L.C. | IPP Non-CHP | 4899 FM 2355 | Pyote | Ward | Texas | 79777 | batteries | Battery = 9.9 MW | Batteries | 9.9 | 9.9 | 9.9 | [11 empty] | EIA-860, EIA-860M and EIA-923 | 202406 | -103.2498 | 31.5949
-10989511.8947 | 3944663.6451 | 47661 | 65832 | Olney | 65076 | HEN Infrastructure, L.L.C. | IPP Non-CHP | 923 State HWY 114 E. | Olney | Young | Texas | 76374 | batteries | Battery = 9.9 MW | Batteries | 9.9 | 9.9 | 9.9 | [11 empty] | EIA-860, EIA-860M and EIA-923 | 202406 | -98.7205 | 33.3711
-11491135.9992 | 3706864.326 | 47662 | 65833 | Rattlesnake (TX) | 65076 | HEN Infrastructure, L.L.C. | IPP Non-CHP | 686 CR 128 | Pyote | Ward | Texas | 79777 | batteries | Battery = 9.9 MW | Batteries | 9.9 | 9.9 | 9.9 | [11 empty] | EIA-860, EIA-860M and EIA-923 | 202406 | -103.2266 | 31.569
-11521391.9689 | 3676056.2168 | 47663 | 65834 | Saddleback | 65076 | HEN Infrastructure, L.L.C. | IPP Non-CHP | 482 CR 118 | Pecos | Reeves | Texas | 79772 | batteries | Battery = 9.9 MW | Batteries | 9.9 | 9.9 | 9.9 | [11 empty] | EIA-860, EIA-860M and EIA-923 | 202406 | -103.4984 | 31.3329
-11582244.3233 | 3739892.3799 | 47664 | 65835 | Screwbean | 65076 | HEN Infrastructure, L.L.C. | IPP Non-CHP | 1647 FM 652 | Van Horn | Culberson | Texas | 79770 | batteries | Battery = 9.9 MW | Batteries | 9.9 | 9.9 | 9.9 | [11 empty] | EIA-860, EIA-860M and EIA-923 | 202406 | -104.0451 | 31.8214
-11539991.786 | 3647551.2479 | 47665 | 65836 | Toyah Power Station | 65076 | HEN Infrastructure, L.L.C. | IPP Non-CHP | 394 Ranch Rd. 3334 | Saragosa | Reeves | Texas | 79780 | batteries | Battery = 9.9 MW | Batteries | 10.4 | 9.9 | 9.9 | [11 empty] | EIA-860, EIA-860M and EIA-923 | 202406 | -103.6655 | 31.1139
-10918198.7364 | 3028109.8244 | 47666 | 65837 | Val Verde | 65076 | HEN Infrastructure, L.L.C. | IPP Non-CHP | TBD | Donna | Hidalgo | Texas | 78537 | batteries | Battery = 9.9 MW | Batteries | 9.9 | 9.9 | 9.9 | [11 empty] | EIA-860, EIA-860M and EIA-923 | 202406 | -98.0798 | 26.2341
-11517399.4954 | 3636807.8264 | 47667 | 65838 | Hoef's Road Storage | 65076 | HEN Infrastructure, L.L.C. | IPP Non-CHP | 2310 Hoef's Road | Balmorhea | Reeves | Texas | 79718 | batteries | Battery = 2 MW | Batteries | 2 | 2 | 2 | [11 empty] | EIA-860, EIA-860M and EIA-923 | 202406 | -103.4626 | 31.0312
-8190137.6166 | 5307457.0124 | 47668 | 65839 | NY8 - Darby Solar | 61944 | MN8 Energy LLC | IPP Non-CHP | 90 Wager Lane | Schaghticoke | Rensselaer | New York | 12154 | solar | Solar = 20 MW | Solar Photovoltaic | 20 | 20 | [9 empty] | 20 |  |  | EIA-860, EIA-860M and EIA-923 | 202406 | -73.5733 | 42.9703
-8248228.8023 | 5293845.9552 | 47669 | 65840 | NY8 - Teichos Pattersonville | 61944 | MN8 Energy LLC | IPP Non-CHP | 3292 Scotch Church Road | Pattersonville | Schenectady | New York | 12137 | solar | Solar = 20 MW | Solar Photovoltaic | 20 | 20 | [9 empty] | 20 |  |  | EIA-860, EIA-860M and EIA-923 | 202406 | -74.0951 | 42.8808
-8205523.0834 | 5300750.185 | 47670 | 65841 | NY8 - ELP Stillwater Solar | 61944 | MN8 Energy LLC | IPP Non-CHP | 54 Graves Road | Mechanicville | Saratoga | New York | 12118 | solar | Solar = 20 MW | Solar Photovoltaic | 20 | 20 | [9 empty] | 20 |  |  | EIA-860, EIA-860M and EIA-923 | 202406 | -73.7115 | 42.9262
-12846491.8765 | 4002380.3135 | 47671 | 65857 | Sunlight Storage | 65059 | Sunlight Storage, LLC | IPP Non-CHP | 44810 Kaiser Road | Desert Center | Riverside | California | 92239 | batteries | Battery = 230 MW | Batteries | 230 | 230 | 230 | [11 empty] | EIA-860, EIA-860M and EIA-923 | 202406 | -115.402 | 33.803
-7684017.0951 | 5623339.6657 | 47672 | 65858 | Dynamic Corinth (CSG) | 61944 | MN8 Energy LLC | IPP Non-CHP | 203 Main Street | Corinth | Penobscot | Maine | 4427 | solar | Solar = 5 MW | Solar Photovoltaic | 5 | 5 | [9 empty] | 5 |  |  | EIA-860, EIA-860M and EIA-923 | 202406 | -69.0267 | 45.0115
-7763131.8572 | 5588782.3467 | 47673 | 65859 | Dynamic Madison | 61944 | MN8 Energy LLC | IPP Non-CHP | 150 East Madison Road | Madison | Somerset | Maine | 4950 | solar | Solar = 5 MW | Solar Photovoltaic | 5 | 5 | [9 empty] | 5 |  |  | EIA-860, EIA-860M and EIA-923 | 202406 | -69.7374 | 44.7917
-9676511.3025 | 3585997.3299 | 47674 | 65862 | Big Juniper Solar | 6452 | Florida Power & Light Co | Electric Utility | TBD | TBD | Santa Rosa | Florida | 32546 | solar | Solar = 74.5 MW | Solar Photovoltaic | 74.5 | 74.5 | [9 empty] | 74.5 |  |  | EIA-860, EIA-860M and EIA-923 | 202406 | -86.9256 | 30.6393
-9157205.878 | 3196040.9641 | 47675 | 65863 | Three Creeks | 6452 | Florida Power & Light Co | Electric Utility | 27255 SR 62 | Parrish | Manatee | Florida | 34219 | solar | Solar = 74.5 MW | Solar Photovoltaic | 74.5 | 74.5 | [9 empty] | 74.5 |  |  | EIA-860, EIA-860M and EIA-923 | 202406 | -82.2606 | 27.5793
-9135297.089 | 3179610.9891 | 47676 | 65864 | Sambucus | 6452 | Florida Power & Light Co | Electric Utility | 44300 State Rd 64 East | Myakka City | Manatee | Florida | 34251 | solar | Solar = 74.5 MW | Solar Photovoltaic | 74.5 | 74.5 | [9 empty] | 74.5 |  |  | EIA-860, EIA-860M and EIA-923 | 202406 | -82.0638 | 27.4484
-8969148.2962 | 3155379.4347 | 47677 | 65865 | Pineapple | 6452 | Florida Power & Light Co | Electric Utility | 20400 Glades Cutt-Off Road | Port St Lucie | St Lucie | Florida | 34988 | solar | Solar = 74.5 MW | Solar Photovoltaic | 74.5 | 74.5 | [9 empty] | 74.5 |  |  | EIA-860, EIA-860M and EIA-923 | 202406 | -80.5712 | 27.2551
-9660355.5048 | 3591264.2954 | 47678 | 65866 | Canoe | 6452 | Florida Power & Light Co | Electric Utility | Gardner Landing Rd | Holt | Okaloosa | Florida | 32577 | solar | Solar = 74.5 MW | Solar Photovoltaic | 74.5 | 74.5 | [9 empty] | 74.5 |  |  | EIA-860, EIA-860M and EIA-923 | 202406 | -86.7805 | 30.68
-9733019.3024 | 3602026.4172 | 47679 | 65867 | Sparkleberry | 6452 | Florida Power & Light Co | Electric Utility | 9800 Pilgrim Trail | Molino | Escambia | Florida | 32577 | solar | Solar = 74.5 MW | Solar Photovoltaic | 74.5 | 74.5 | [9 empty] | 74.5 |  |  | EIA-860, EIA-860M and EIA-923 | 202406 | -87.4332 | 30.7631
-9094420.1267 | 3132739.8702 | 47680 | 65868 | Prairie Creek FL | 6452 | Florida Power & Light Co | Electric Utility | TBD | TBD | DeSoto | Florida | 34265 | solar | Solar = 74.5 MW | Solar Photovoltaic | 74.5 | 74.5 | [9 empty] | 74.5 |  |  | EIA-860, EIA-860M and EIA-923 | 202406 | -81.6966 | 27.0742
-8947777.1803 | 3133212.7013 | 47681 | 65869 | White Tail | 6452 | Florida Power & Light Co | Electric Utility | TBD | TBD | Martin | Florida | 33455 | solar | Solar = 74.5 MW | Solar Photovoltaic | 74.5 | 74.5 | [9 empty] | 74.5 |  |  | EIA-860, EIA-860M and EIA-923 | 202406 | -80.3792 | 27.0779
-9037541.8781 | 3092780.7482 | 47682 | 65871 | Caloosahatchee | 6452 | Florida Power & Light Co | Electric Utility | 15001 East SR 80 | Clewiston | Hendry | Florida | 33440 | solar | Solar = 74.5 MW | Solar Photovoltaic | 74.5 | 74.5 | [9 empty] | 74.5 |  |  | EIA-860, EIA-860M and EIA-923 | 202406 | -81.1856 | 26.7541
-8963979.7322 | 3127312.8311 | 47683 | 65872 | Monarch | 6452 | Florida Power & Light Co | Electric Utility | TBD | TBD | Martin | Florida | 33455 | solar | Solar = 74.5 MW | Solar Photovoltaic | 74.5 | 74.5 | [9 empty] | 74.5 |  |  | EIA-860, EIA-860M and EIA-923 | 202406 | -80.5248 | 27.0307
-8977355.8822 | 3194493.7793 | 47684 | 65873 | Turnpike | 6452 | Florida Power & Light Co | Electric Utility | 16205 17th Street SW | Vero Beach | Indian River | Florida | 32968 | solar | Solar = 74.5 MW | Solar Photovoltaic | 74.5 | 74.5 | [9 empty] | 74.5 |  |  | EIA-860, EIA-860M and EIA-923 | 202406 | -80.645 | 27.567
-9019833.1735 | 3043791.9034 | 47685 | 65874 | Beautyberry | 6452 | Florida Power & Light Co | Electric Utility | 34445 CR 833 | Clewiston | Hendry | Florida | 33440 | solar | Solar = 74.5 MW | Solar Photovoltaic | 74.5 | 74.5 | [9 empty] | 74.5 |  |  | EIA-860, EIA-860M and EIA-923 | 202406 | -81.0265 | 26.3604
-9022272.1836 | 3049865.9382 | 47686 | 65875 | Woodyard | 6452 | Florida Power & Light Co | Electric Utility | 30705 CR 833 | Clewiston | Hendry | Florida | 33440 | solar | Solar = 74.5 MW | Solar Photovoltaic | 74.5 | 74.5 | [9 empty] | 74.5 |  |  | EIA-860, EIA-860M and EIA-923 | 202406 | -81.0485 | 26.4093
-8982982.4146 | 3229832.7387 | 47687 | 65877 | Ibis | 6452 | Florida Power & Light Co | Electric Utility | 1106 Centerlane Rd | Palm Bay | Brevard | Florida | 32909 | solar | Solar = 74.5 MW | Solar Photovoltaic | 74.5 | 74.5 | [9 empty] | 74.5 |  |  | EIA-860, EIA-860M and EIA-923 | 202406 | -80.6955 | 27.8481
-8944734.8187 | 3096970.1218 | 47688 | 65878 | Silver Palm | 6452 | Florida Power & Light Co | Electric Utility | TBD | TBD | Palm Beach | Florida | 33448 | solar | Solar = 74.5 MW | Solar Photovoltaic | 74.5 | 74.5 | [9 empty] | 74.5 |  |  | EIA-860, EIA-860M and EIA-923 | 202406 | -80.3519 | 26.7877
-9600205.2425 | 3624721.5522 | 47689 | 65879 | Pecan Tree | 6452 | Florida Power & Light Co | Electric Utility | 1375 E White Rd | Defuniak Springs | Walton | Florida | 32433 | solar | Solar = 74.5 MW | Solar Photovoltaic | 74.5 | 74.5 | [9 empty] | 74.5 |  |  | EIA-860, EIA-860M and EIA-923 | 202406 | -86.2401 | 30.9382
-9101768.7715 | 3488317.8624 | 47690 | 65882 | Terrill Creek | 6452 | Florida Power & Light Co | Electric Utility | 5345 Hogarth Rd | Green Cove Springs | Clay | Florida | 32043 | solar | Solar = 74.5 MW | Solar Photovoltaic | 74.5 | 74.5 | [9 empty] | 74.5 |  |  | EIA-860, EIA-860M and EIA-923 | 202406 | -81.7626 | 29.8814
-9975449.9989 | 5191189.3305 | 47691 | 65890 | SV CSG Baileyville 2 LLC | 65077 | SV CSG Baileyville 2 LLC | IPP Non-CHP | 124 W. Montague Rd | Baileyville | Stephenson | Illinois | 61007 | solar | Solar = 1.6 MW | Solar Photovoltaic | 2 | 1.6 | [9 empty] | 1.6 |  |  | EIA-860, EIA-860M and EIA-923 | 202406 | -89.611 | 42.2014
-11660716.6606 | 4839819.5432 | 47692 | 65898 | Gaylord Rockies CHP | 65898 | Carstensen Wind, LLC (Longroad) | IPP CHP | 6700 North Gaylord Rockies Blv | Aurora | Adams | Colorado | 80019 | natural gas | Natural Gas = 4 MW | Natural Gas Internal Combustion Engine | 4 | 4 | [6 empty] | 4 | [5 empty] | EIA-860, EIA-860M and EIA-923 | 202406 | -104.75 | 39.82
-9601313.8733 | 3619516.061 | 47693 | 65910 | Wild Quail | 6452 | Florida Power & Light Co | Electric Utility | 1265 E M White Rd | Defuniak Springs | Walton | Florida | 32433 | solar | Solar = 74.5 MW | Solar Photovoltaic | 74.5 | 74.5 | [9 empty] | 74.5 |  |  | EIA-860, EIA-860M and EIA-923 | 202406 | -86.2501 | 30.8981
-9149169.7239 | 3543917.7797 | 47694 | 65924 | Nature Trail | 6452 | Florida Power & Light Co | Electric Utility | TBD | TBD | St Lucie | Florida | 32063 | solar | Solar = 74.5 MW | Solar Photovoltaic | 74.5 | 74.5 | [9 empty] | 74.5 |  |  | EIA-860, EIA-860M and EIA-923 | 202406 | -82.1884 | 30.3135
-9110525.1627 | 3133862.8389 | 47695 | 65925 | Orchard | 6452 | Florida Power & Light Co | Electric Utility | TBD | TBD | DeSoto | Florida | 34266 | solar | Solar = 74.5 MW | Solar Photovoltaic | 74.5 | 74.5 | [9 empty] | 74.5 |  |  | EIA-860, EIA-860M and EIA-923 | 202406 | -81.8412 | 27.0831
-9110525.1627 | 3133862.8389 | 47696 | 65926 | Hawthorne Creek | 6452 | Florida Power & Light Co | Electric Utility | TBD | TBD | DeSoto | Florida | 34266 | solar | Solar = 74.5 MW | Solar Photovoltaic | 74.5 | 74.5 | [9 empty] | 74.5 |  |  | EIA-860, EIA-860M and EIA-923 | 202406 | -81.8412 | 27.0831
-9492868.6517 | 3560219.8502 | 47697 | 65927 | Fourmile Creek | 6452 | Florida Power & Light Co | Electric Utility | 17721 NW Mlevin New Grade Rd | Altha | Calhoun | Florida | 32421 | solar | Solar = 74.5 MW | Solar Photovoltaic | 74.5 | 74.5 | [9 empty] | 74.5 |  |  | EIA-860, EIA-860M and EIA-923 | 202406 | -85.2759 | 30.4399
-13164954.6758 | 4170365.2744 | 47698 | 65933 | Sagebrush ESS | 65552 | Terra-Gen Operating Co-BESS 2 | IPP Non-CHP | 7021 Oak Creek Rd | Mojave | Kern | California | 93501 | batteries | Battery = 80 MW | Batteries | 80 | 80 | 80 | [11 empty] | EIA-860, EIA-860M and EIA-923 | 202406 | -118.2628 | 35.0477
-9625128.4519 | 5118979.5047 | 47699 | 65936 | Honeysuckle Solar Farm | 62842 | Lightsource Renewable Energy Asset Management, LLC | IPP Non-CHP | 53450 Snowberry Road | New Carlisle | St Joseph | Indiana | 46552 | solar | Solar = 150 MW | Solar Photovoltaic | 150 | 150 | [9 empty] | 150 |  |  | EIA-860, EIA-860M and EIA-923 | 202406 | -86.464 | 41.719
-10342441.417 | 5781407.7393 | 47700 | 65942 | Grand Casino Hinckley Solar | 64083 | DG Central 1, LLC | IPP Non-CHP | 567 Lady Luck Drive | Hinckley | Pine | Minnesota | 55037 | solar | Solar = 3 MW | Solar Photovoltaic | 3 | 3 | [9 empty] | 3 |  |  | EIA-860, EIA-860M and EIA-923 | 202406 | -92.9077 | 46.0066
-8578057.3215 | 4721532.6294 | 47701 | 65945 | Brookville Smart Bus Depot Microgrid | 65118 | AlphaStruxure Service Co LP | Commercial Non-CHP | 8710 Brookville Rd | Silver Spring | Montgomery | Maryland | 20910 | solar | Battery = 1.5 MW, Natural Gas = 0.6 MW, Solar = 1.7 MW | Batteries; Natural Gas Internal Combustion Engine; Solar Photovoltaic | 3.8 | 3.8 | 1.5 | [5 empty] | 0.6 |  |  | 1.7 |  |  | EIA-860, EIA-860M and EIA-923 | 202406 | -77.058 | 38.999
-10545509.5415 | 3874516.1923 | 47702 | 65946 | Hecate Energy Upshur Rural LLC | 65117 | Hecate Energy Upshur Rural LLC | IPP Non-CHP | 15417 State Hwy 155 N | Ore City | Upshur | Texas | 75683 | solar | Solar = 3 MW | Solar Photovoltaic | 3 | 3 | [9 empty] | 3 |  |  | EIA-860, EIA-860M and EIA-923 | 202406 | -94.7319 | 32.8432
-10743425.4661 | 3336059.7598 | 47703 | 65947 | Tres Bahias | 65123 | Tres Bahias Solar Power, LLC | IPP Non-CHP | 2574 FM 2143 | Port Lavaca | Calhoun | Texas | 77979 | solar | Solar = 196.3 MW | Solar Photovoltaic | 196.3 | 196.3 | [9 empty] | 196.3 |  |  | EIA-860, EIA-860M and EIA-923 | 202406 | -96.5098 | 28.6885
-7968132.2655 | 5150707.533 | 47704 | 65949 | Kearsarge Smithfield LLC | 65120 | Kearsarge Smithfield LLC | IPP Non-CHP | 512 Log Rd | Burrillville | Providence | Rhode Island | 2917 | solar | Solar = 8 MW | Solar Photovoltaic | 8 | 8 | [9 empty] | 8 |  |  | EIA-860, EIA-860M and EIA-923 | 202406 | -71.579 | 41.9314
-7890442.3929 | 5245940.1627 | 47705 | 65950 | Kearsarge 100 Sohier Rd | 65122 | Kearsarge Beverly LLC | IPP Non-CHP | 100 Sohier Rd | Beverly | Essex | Massachusetts | 1915 | solar | Battery = 1.8 MW, Solar = 2 MW | Batteries; Solar Photovoltaic; | 3.8 | 3.8 | 1.8 | [8 empty] | 2 |  |  | EIA-860, EIA-860M and EIA-923 | 202406 | -70.8811 | 42.5647
-9307559.6595 | 5068938.2952 | 47706 | 65951 | Bowling Green Energy Storage Project | 65129 | VESI 21 LLC | IPP Non-CHP | 901 Dunbridge St. | Bowling Green | Wood | Ohio | 43402 | batteries | Battery = 12 MW | Batteries | 12 | 12 | 12 | [11 empty] | EIA-860, EIA-860M and EIA-923 | 202406 | -83.6112 | 41.3826
-8322350.8852 | 5009507.2789 | 47707 | 65952 | Andover Energy Storage Project | 65128 | VESI 25 LLC | IPP Non-CHP | 248 Brighton Road, Block 26, L | Andover | Sussex | New Jersey | 7821 | batteries | Battery = 20 MW | Batteries | 20 | 20 | 20 | [11 empty] | EIA-860, EIA-860M and EIA-923 | 202406 | -74.7609 | 40.9808
-8256661.9216 | 4885390.263 | 47708 | 65953 | Howell Energy Storage Project | 65127 | VESI 24 LLC | IPP Non-CHP | 829 Farmingdale Road, Block 42 | Howell Township | Monmouth | New Jersey | 7731 | batteries | Battery = 7 MW | Batteries | 7 | 7 | 7 | [11 empty] | EIA-860, EIA-860M and EIA-923 | 202406 | -74.1709 | 40.1337
-7933564.224 | 5104255.9422 | 47709 | 65954 | Kearsarge West Shore Solar LLC | 65121 | Kearsarge West Shore Solar LLC | IPP Non-CHP | 226 West Shore Rd | Portsmouth | Newport | Rhode Island | 2871 | solar | Solar = 5 MW | Solar Photovoltaic | 5 | 5 | [9 empty] | 5 |  |  | EIA-860, EIA-860M and EIA-923 | 202406 | -71.2684 | 41.6202
-8804480.9432 | 3991793.4719 | 47710 | 65955 | Landrace Holdings, LLC | 65086 | Landrace Holdings, LLC | IPP Non-CHP | Hwy 701 and Winburn Rd | Conway | Horry | South Carolina | 29527 | solar | Solar = 55 MW | Solar Photovoltaic | 55 | 55 | [9 empty] | 55 |  |  | EIA-860, EIA-860M and EIA-923 | 202406 | -79.092 | 33.7239
-12411878.3206 | 3880473.7681 | 47711 | 65956 | Storey Solar and Storage | 64801 | Storey Energy Center, LLC | IPP Non-CHP | 430 East Steele Road | Coolidge | Pinal | Arizona | 85128 | solar | Battery = 88 MW, Solar = 88 MW | Batteries; Solar Photovoltaic; | 210 | 176 | 88 | [8 empty] | 88 |  |  | EIA-860, EIA-860M and EIA-923 | 202406 | -111.4978 | 32.8882
-8570933.5421 | 4702350.9581 | 47712 | 65958 | WMATA - Anacostia CSG | 61944 | MN8 Energy LLC | IPP Non-CHP | 894 Howard Rd. SE | Washington | District of Columbia | District of Columbia | 20020 | solar | Solar = 1.1 MW | Solar Photovoltaic | 1.1 | 1.1 | [9 empty] | 1.1 |  |  | EIA-860, EIA-860M and EIA-923 | 202406 | -76.994 | 38.865
-8566847.4488 | 4700256.6778 | 47713 | 65960 | WMATA - Naylor Rd. Metro | 61944 | MN8 Energy LLC | IPP Non-CHP | 3101 Branch Ave | Temple Hills | Prince Georges | Maryland | 20748 | solar | Solar = 1.7 MW | Solar Photovoltaic | 1.7 | 1.7 | [9 empty] | 1.7 |  |  | EIA-860, EIA-860M and EIA-923 | 202406 | -76.9573 | 38.8503
-8568840.0677 | 4698873.117 | 47714 | 65961 | WMATA - S. Ave. Carport (East) (CSG) | 61944 | MN8 Energy LLC | IPP Non-CHP | 1422 Southern Ave SE | Hillcrest Heights | Prince Georges | Maryland | 20748 | solar | Solar = 1.7 MW | Solar Photovoltaic | 1.7 | 1.7 | [9 empty] | 1.7 |  |  | EIA-860, EIA-860M and EIA-923 | 202406 | -76.9752 | 38.8407
-12570080.0149 | 3938717.6033 | 47715 | 65962 | Mesquite Solar 4, LLC | 56769 | Consolidated Edison Development Inc. | IPP Non-CHP | 39904 W. Elliot Road | Tonopah | Maricopa | Arizona | 85354 | solar | Battery = 10 MW, Solar = 52.5 MW | Batteries; Solar Photovoltaic; | 62.5 | 62.5 | 10 | [8 empty] | 52.5 |  |  | EIA-860, EIA-860M and EIA-923 | 202406 | -112.9189 | 33.3265
-12569974.2614 | 3938548.8041 | 47716 | 65963 | Mesquite Solar 5, LLC | 56769 | Consolidated Edison Development Inc. | IPP Non-CHP | 13701 S 411th Street | Tonopah | Maricopa | Arizona | 85354 | solar | Battery = 60 MW, Solar = 60 MW | Batteries; Solar Photovoltaic; | 120 | 120 | 60 | [8 empty] | 60 |  |  | EIA-860, EIA-860M and EIA-923 | 202406 | -112.918 | 33.3252
-13337893.9575 | 4332801.3974 | 47717 | 65965 | Java Solar, LLC | 65147 | Java Solar, LLC | IPP Non-CHP | 16741 20th Ave | Lemoore | Kings | California | 93245 | solar | Solar = 13.5 MW | Solar Photovoltaic | 13.5 | 13.5 | [9 empty] | 13.5 |  |  | EIA-860, EIA-860M and EIA-923 | 202406 | -119.8163 | 36.2335
-9956822.6859 | 5718461.6759 | 47718 | 65968 | Hodag Solar | 20860 | Wisconsin Public Service Corp | Electric Utility | 3032 Hwy 17 | Rhinelander | Oneida | Wisconsin | 54501 | solar | Solar = 7.5 MW | Solar Photovoltaic | 7.5 | 7.5 | [9 empty] | 7.5 |  |  | EIA-860, EIA-860M and EIA-923 | 202406 | -89.4437 | 45.6125
-9782703.7515 | 5038338.0132 | 47719 | 65969 | Kankakee 2 | 65156 | Kankakee Solar 2 LLC | IPP Non-CHP | 6731 N 2250W Road | Bourbonnais | Kankakee | Illinois | 60914 | solar | Solar = 1.5 MW | Solar Photovoltaic | 1.5 | 1.5 | [9 empty] | 1.5 |  |  | EIA-860, EIA-860M and EIA-923 | 202406 | -87.8795 | 41.176
-13088520.0417 | 4105847.7468 | 47720 | 65970 | Sheep Creek Community Solar Farm | 65154 | Phelan Solar LLC | IPP Non-CHP | 17799 Sheep Creek Rd | El Mirage | San Bernardino | California | 92301 | solar | Solar = 3 MW | Solar Photovoltaic | 3 | 3 | [9 empty] | 3 |  |  | EIA-860, EIA-860M and EIA-923 | 202406 | -117.5762 | 34.5718
-11032205.925 | 4193590.7719 | 47721 | 65971 | Seven Cowboy Wind Project, LLC | 65148 | Seven Cowboy Wind Project, LLC | IPP Non-CHP | 183151 E County rd 36 | Gage | Washita | Oklahoma | 73843 | wind | Wind = 301.7 MW | Onshore Wind Turbine | 301.7 | 301.7 | [10 empty] | 301.7 |  | EIA-860, EIA-860M and EIA-923 | 202406 | -99.104 | 35.2183
-12342888.7341 | 3782614.8041 | 47722 | 65972 | Raptor Ridge | 24211 | Tucson Electric Power Co | Industrial Non-CHP | 5255 East Valencia | Tucson | Pima | Arizona | 85607 | solar | Solar = 12.5 MW | Solar Photovoltaic | 12.5 | 12.5 | [9 empty] | 12.5 |  |  | EIA-860, EIA-860M and EIA-923 | 202406 | -110.8781 | 32.1469
-10673462.502 | 5501822.4038 | 47723 | 65974 | Timmerman (CSG) | 65158 | Elora LLC | IPP Non-CHP | 311 2nd Avenue W | Balaton | Lyon | Minnesota | 56115 | solar | Solar = 1 MW | Solar Photovoltaic | 1 | 1 | [9 empty] | 1 |  |  | EIA-860, EIA-860M and EIA-923 | 202406 | -95.8813 | 44.2346
-8927645.0504 | 3007579.831 | 47724 | 65978 | Dania Beach 7 | 6452 | Florida Power & Light Co | Electric Utility | 4300 SW 42nd Avenue | Ft. Lauderdale | Broward | Florida | 33314 | natural gas | Natural Gas = 1246 MW | Natural Gas Fired Combined Cycle | 1447.7 | 1246 | [6 empty] | 1246 | [5 empty] | EIA-860, EIA-860M and EIA-923 | 202406 | -80.1984 | 26.0686
-12881734.4028 | 3859436.4109 | 47725 | 65980 | CED West Side Canal Battery Storage | 56769 | Consolidated Edison Development Inc. | IPP Non-CHP | 1118 Liebert Road | El Centro | Imperial | California | 92251 | batteries | Battery = 131 MW | Batteries | 131 | 131 | 131 | [11 empty] | EIA-860, EIA-860M and EIA-923 | 202406 | -115.7186 | 32.7294
-8567142.7794 | 4764611.4115 | 47726 | 65982 | KDC Solar TC Little Patuxent WWTP LLC | 65164 | CleanCapital Holdings | IPP Non-CHP | 12855 Frederick Road | West Friendship | Howard | Maryland | 21794 | solar | Solar = 2 MW | Solar Photovoltaic | 2 | 2 | [9 empty] | 2 |  |  | EIA-860, EIA-860M and EIA-923 | 202406 | -76.96 | 39.2991
-8566828.6358 | 4764745.1943 | 47727 | 65983 | KDC Solar TC George Howard LLC | 65164 | CleanCapital Holdings | IPP Non-CHP | 12855 Frederick Road | West Friendship | Howard | Maryland | 21794 | solar | Solar = 2 MW | Solar Photovoltaic | 2 | 2 | [9 empty] | 2 |  |  | EIA-860, EIA-860M and EIA-923 | 202406 | -76.9571 | 39.3001
-8567254.9895 | 4764824.0264 | 47728 | 65984 | KDC Solar TC Blandair Park LLC | 65164 | CleanCapital Holdings | IPP Non-CHP | 12855 Frederick Road | West Friendship | Howard | Maryland | 21794 | solar | Solar = 2 MW | Solar Photovoltaic | 2 | 2 | [9 empty] | 2 |  |  | EIA-860, EIA-860M and EIA-923 | 202406 | -76.961 | 39.3006
-9081619.6098 | 5019660.998 | 47729 | 65985 | IGS AKC1 | 60025 | Greenbacker Renewable Energy Corporation | IPP Non-CHP | 2400 Romig Rd | Akron | Summit | Ohio | 44320 | solar | Solar = 3.8 MW | Solar Photovoltaic | 3.8 | 3.8 | [9 empty] | 3.8 |  |  | EIA-860, EIA-860M and EIA-923 | 202406 | -81.5816 | 41.0496
-10417436.0221 | 5659714.3024 | 47730 | 65986 | USS Golly Gee Solar LLC | 65173 | United States Solar Corporation | IPP Non-CHP | 9350 River Rd. SE | Clear Lake | Sherburne | Minnesota | 55319 | solar | Solar = 1 MW | Solar Photovoltaic | 1 | 1 | [9 empty] | 1 |  |  | EIA-860, EIA-860M and EIA-923 | 202406 | -93.5814 | 45.2421
-12976724.5488 | 4019554.1873 | 47731 | 65987 | Desert Peak Energy Storage I | 65168 | Desert Peak Energy Storage I, LLC | IPP Non-CHP | 16333 Melissa Lane | Palm Springs | Riverside | California | 92258 | batteries | Battery = 325 MW | Batteries | 325 | 325 | 325 | [11 empty] | EIA-860, EIA-860M and EIA-923 | 202406 | -116.5719 | 33.9311
-12976724.5488 | 4019554.1873 | 47732 | 65988 | Desert Peak Energy Storage II | 65169 | Desert Peak Energy Storage II, LLC | IPP Non-CHP | 16333 Melissa Lane | Palm Springs | Riverside | California | 92258 | batteries | Battery = 75 MW | Batteries | 75 | 75 | 75 | [11 empty] | EIA-860, EIA-860M and EIA-923 | 202406 | -116.5719 | 33.9311
-10472590.377 | 5613523.3613 | 47733 | 65989 | South Garden | 65161 | South Garden LLC | IPP Non-CHP | 4157 230th St | Winstead | McLeod | Minnesota | 55395 | solar | Solar = 1 MW | Solar Photovoltaic | 1 | 1 | [9 empty] | 1 |  |  | EIA-860, EIA-860M and EIA-923 | 202406 | -94.0769 | 44.9492
-11605436.5147 | 4599713.1845 | 47734 | 65990 | USS Giveback Solar LLC (CSG) | 65173 | United States Solar Corporation | IPP Non-CHP | 39540 E US HWY 50 | Pueblo | Pueblo | Colorado | 81006 | solar | Solar = 2 MW | Solar Photovoltaic | 2 | 2 | [9 empty] | 2 |  |  | EIA-860, EIA-860M and EIA-923 | 202406 | -104.2534 | 38.1435
-10446079.7516 | 5605503.2429 | 47735 | 65991 | USS Dressen Family Solar LLC | 65173 | United States Solar Corporation | IPP Non-CHP | 5805 Polk Ave. | Mayer | Carver | Minnesota | 55360 | solar | Solar = 1 MW | Solar Photovoltaic | 1 | 1 | [9 empty] | 1 |  |  | EIA-860, EIA-860M and EIA-923 | 202406 | -93.8387 | 44.8982
-10641970.4407 | 5561162.4962 | 47736 | 65992 | USS Wolf Solar LLC | 65173 | United States Solar Corporation | IPP Non-CHP | 5227 150th Avenue | Wood Lake | Yellow Medicine | Minnesota | 56297 | solar | Solar = 1 MW | Solar Photovoltaic | 1 | 1 | [9 empty] | 1 |  |  | EIA-860, EIA-860M and EIA-923 | 202406 | -95.5984 | 44.6153
-10523602.5337 | 5535638.4844 | 47737 | 65993 | USS Wonder Solar LLC | 65173 | United States Solar Corporation | IPP Non-CHP | 690 Ranchwood Drive | Bird Island | Renville | Minnesota | 55310 | solar | Solar = 1 MW | Solar Photovoltaic | 1 | 1 | [9 empty] | 1 |  |  | EIA-860, EIA-860M and EIA-923 | 202406 | -94.5351 | 44.4519
-9485969.9603 | 4034431.0387 | 47738 | 65994 | Polk County GA S1, LLC | 63640 | Safari Energy, LLC | IPP Non-CHP | 1351 Collard Valley Rd | Cedartown | Polk | Georgia | 30125 | solar | Solar = 3 MW | Solar Photovoltaic | 3 | 3 | [9 empty] | 3 |  |  | EIA-860, EIA-860M and EIA-923 | 202406 | -85.2139 | 34.0419
-9143060.5103 | 3771893.9921 | 47739 | 65995 | Reidsville Renewables, Inc. | 63640 | Safari Energy, LLC | IPP Non-CHP | 8256 Hwy 147 | Reidsville | Tattnall | Georgia | 30453 | solar | Solar = 3 MW | Solar Photovoltaic | 3 | 3 | [9 empty] | 3 |  |  | EIA-860, EIA-860M and EIA-923 | 202406 | -82.1335 | 32.0654
-7741864.2685 | 5618373.4449 | 47740 | 65996 | Harmony Solar | 65185 | Maine DG Solar Harmony, LLC | IPP Non-CHP | Route 150 | Harmony | Somerset | Maine | 4942 | solar | Solar = 4.9 MW | Solar Photovoltaic | 4.9 | 4.9 | [9 empty] | 4.9 |  |  | EIA-860, EIA-860M and EIA-923 | 202406 | -69.5464 | 44.98
-8687508.9826 | 4854887.9024 | 47741 | 65999 | Great Cove Solar | 61012 | AES Distributed Energy | IPP Non-CHP | TBD | McConnellsburg | Fulton | Pennsylvania | 17233 | solar | Solar = 70 MW | Solar Photovoltaic | 70 | 70 | [9 empty] | 70 |  |  | EIA-860, EIA-860M and EIA-923 | 202406 | -78.0412 | 39.9239
-10062469.2241 | 4091983.6603 | 47742 | 66000 | Delta Wind Farm (MS) | 64904 | AES Clean Energy | IPP Non-CHP | 3500 6 Mile Lake Rd | Dundee | Coahoma | Mississippi | 38626 | wind | Wind = 184.5 MW | Onshore Wind Turbine | 184.5 | 184.5 | [10 empty] | 184.5 |  | EIA-860, EIA-860M and EIA-923 | 202406 | -90.3927 | 34.4692
-12334392.3853 | 4120681.5214 | 47743 | 66001 | Chevelon Butte Wind Farm | 64904 | AES Clean Energy | IPP Non-CHP | 25400 State Route 99 | Winslow | Coconino | Arizona | 86047 | wind | Wind = 238.2 MW | Onshore Wind Turbine | 238.2 | 238.2 | [10 empty] | 238.2 |  | EIA-860, EIA-860M and EIA-923 | 202406 | -110.8017 | 34.6815
-10284683.9671 | 5880241.0612 | 47744 | 66003 | MP CSG 1 LLC | 65173 | United States Solar Corporation | IPP Non-CHP | 428 Alcohol Road | Wrenshall | Carlton | Minnesota | 55797 | solar | Solar = 1 MW | Solar Photovoltaic | 1 | 1 | [9 empty] | 1 |  |  | EIA-860, EIA-860M and EIA-923 | 202406 | -92.3889 | 46.6198
-10488845.2491 | 5549923.3165 | 47745 | 66004 | Titlow Garden LLC CSG | 65172 | Titlow Garden LLC | IPP Non-CHP | 47662 280 st | Gaylord | Sibley | Minnesota | 55334 | solar | Solar = 1 MW | Solar Photovoltaic | 1 | 1 | [9 empty] | 1 |  |  | EIA-860, EIA-860M and EIA-923 | 202406 | -94.2229 | 44.5434
-9125953.3762 | 4157956.8407 | 47746 | 66005 | Limelight Solar III, LLC | 65178 | Limelight Solar III, LLC | IPP Non-CHP | 580 Carver Mill Road | Spartanburg | Spartanburg | South Carolina | 29301 | solar | Solar = 3.6 MW | Solar Photovoltaic | 3.6 | 3.6 | [9 empty] | 3.6 |  |  | EIA-860, EIA-860M and EIA-923 | 202406 | -81.9798 | 34.9564
-11516108.7459 | 3567423.7891 | 47747 | 66006 | House Mountain | 65181 | House Mountain | IPP Non-CHP | 88977 US Highway 67 | Alpine | Brewster | Texas | 79830 | batteries | Battery = 63 MW | Batteries | 73.2 | 63 | 63 | [11 empty] | EIA-860, EIA-860M and EIA-923 | 202406 | -103.451 | 30.4957
-11506179.7152 | 3658396.9477 | 47748 | 66007 | Flower Valley II | 65182 | Flower Valley II | IPP Non-CHP | 1739 FM 2007 | Pecos | Reeves | Texas | 79772 | batteries | Battery = 101 MW | Batteries | 101 | 101 | 101 | [11 empty] | EIA-860, EIA-860M and EIA-923 | 202406 | -103.3618 | 31.1973
-11506179.7152 | 3691479.2084 | 47749 | 66008 | Swoose II | 65183 | Swoose II | IPP Non-CHP | 3046 FM 1927 | Pyote | Ward | Texas | 79777 | batteries | Battery = 101 MW | Batteries | 101 | 101 | 101 | [11 empty] | EIA-860, EIA-860M and EIA-923 | 202406 | -103.3618 | 31.4511
-11389901.609 | 3657668.4508 | 47750 | 66009 | Crossett Power Management LLC | 65184 | Crossett Power Management LLC | IPP Non-CHP | 7597 Soda Lake Rd | Crane | Crane | Texas | 79731 | batteries | Battery = 203 MW | Batteries | 203 | 203 | 203 | [11 empty] | EIA-860, EIA-860M and EIA-923 | 202406 | -102.3172 | 31.1917
-9274889.2814 | 4857664.8267 | 47751 | 66010 | IGS CMH4, LLC | 60025 | Greenbacker Renewable Energy Corporation | IPP Non-CHP | 1550 W. Main Street | Madison | Madison | Ohio | 43162 | solar | Solar = 4.2 MW | Solar Photovoltaic | 4.2 | 4.2 | [9 empty] | 4.2 |  |  | EIA-860, EIA-860M and EIA-923 | 202406 | -83.3177 | 39.943
-11462567.967 | 4748062.3693 | 47752 | 66014 | Bronco Plains Wind II, LLC | 65166 | Bronco Plains Wind II, LLC | IPP Non-CHP | TBD | Kit Carson | Kit Carson | Colorado | 80834 | wind | Wind = 199 MW | Onshore Wind Turbine | 200 | 199 | [10 empty] | 199 |  | EIA-860, EIA-860M and EIA-923 | 202406 | -102.97 | 39.184
-10672287.5247 | 5462557.8987 | 47753 | 66015 | Platt Solar | 65190 | Cannon River LLC | IPP Non-CHP | 954 91 Street | Hadley | Murray | Minnesota | 56151 | solar | Solar = 1 MW | Solar Photovoltaic | 1 | 1 | [9 empty] | 1 |  |  | EIA-860, EIA-860M and EIA-923 | 202406 | -95.8708 | 43.9814
-10616406.8102 | 5588065.8377 | 47754 | 66016 | Skalbeck Solar | 65189 | Cascade Solar LLC | IPP Non-CHP | 15741 US-212 | Sacred Heart | Renville | Minnesota | 56285 | solar | Solar = 1 MW | Solar Photovoltaic | 1 | 1 | [9 empty] | 1 |  |  | EIA-860, EIA-860M and EIA-923 | 202406 | -95.3688 | 44.7871
-10617050.7934 | 5611394.6912 | 47755 | 66017 | Andresen Solar | 65188 | Ballantyne LLC | IPP Non-CHP | 5098 110th Ave. SE | Clara City | Chippewa | Minnesota | 56222 | solar | Solar = 1 MW | Solar Photovoltaic | 1 | 1 | [9 empty] | 1 |  |  | EIA-860, EIA-860M and EIA-923 | 202406 | -95.3746 | 44.9356
-7993184.7169 | 5205873.9557 | 47756 | 66018 | Norton Powerhouse 2 | 65160 | Norton Powerhouse 2 | Industrial CHP | 1 New Bond Street | Worcester | Worcester | Massachusetts | 1615 | natural gas | Natural Gas = 3.3 MW | Natural Gas Fired Combustion Turbine | 4.6 | 3.3 | [6 empty] | 3.3 | [5 empty] | EIA-860, EIA-860M and EIA-923 | 202406 | -71.804 | 42.299
-8436347.6098 | 4934770.976 | 47757 | 66019 | Lyons Solar | 65196 | Lyons Solar, LLC | IPP Non-CHP | 428 Mertz Rd/194 Weaver Rd | Fleetwood | Berks | Pennsylvania | 19522 | solar | Solar = 20 MW | Solar Photovoltaic | 20 | 20 | [9 empty] | 20 |  |  | EIA-860, EIA-860M and EIA-923 | 202406 | -75.785 | 40.472
-8354185.4766 | 4852476.2895 | 47758 | 66020 | DRPA Woodcrest Station Solar Project | 64933 | Solar Star River SLB, LLC | IPP Non-CHP | 100 Stoy Ave | Haddon Township | Camden | New Jersey | 8108 | solar | Solar = 4.2 MW | Solar Photovoltaic | 4.4 | 4.2 | [9 empty] | 4.2 |  |  | EIA-860, EIA-860M and EIA-923 | 202406 | -75.0469 | 39.9073
-8350113.5209 | 4845405.4909 | 47759 | 66021 | DRPA Ashland Station Solar Project | 64933 | Solar Star River SLB, LLC | IPP Non-CHP | 2 Burnt Mill Road | Voorhees Township | Camden | New Jersey | 8043 | solar | Solar = 2.5 MW | Solar Photovoltaic | 2.7 | 2.5 | [9 empty] | 2.5 |  |  | EIA-860, EIA-860M and EIA-923 | 202406 | -75.0103 | 39.8585
-9770826.9637 | 5075102.426 | 47760 | 66022 | Amazon MDW7 Solar Project | 65214 | Solar Star Prime 6, LLC | IPP Non-CHP | 6605 W. Monee Manhattan Road | Monee | Will | Illinois | 60449 | solar | Solar = 1.9 MW | Solar Photovoltaic | 1.9 | 1.9 | [9 empty] | 1.9 |  |  | EIA-860, EIA-860M and EIA-923 | 202406 | -87.7728 | 41.4241
-13017578.8019 | 3861717.4513 | 47761 | 66023 | Grossmont-Cuyamaca-Cuyamaca Col. Solar & | 62856 | Forefront Power, LLC | IPP Non-CHP | 900 Rancho San Diego Parkway | El Cajon | San Diego | California | 92019 | solar | Battery = 1 MW, Solar = 1.4 MW | Batteries; Solar Photovoltaic; | 2.4 | 2.4 | 1 | [8 empty] | 1.4 |  |  | EIA-860, EIA-860M and EIA-923 | 202406 | -116.9389 | 32.7466
-9128128.0024 | 3912115.0263 | 47762 | 66024 | Bird Dog Solar | 65210 | Bird Dog Solar, LLC | IPP Non-CHP | TBD | Waynesboro | Burke | Georgia | 30830 | solar | Solar = 40 MW | Solar Photovoltaic | 40 | 40 | [9 empty] | 40 |  |  | EIA-860, EIA-860M and EIA-923 | 202406 | -81.9994 | 33.1266
-9197778.1588 | 3684026.8207 | 47763 | 66025 | Blackwater Solar | 65211 | Blackwater Solar, LLC | IPP Non-CHP | TBD | Bickley | Ware | Georgia | 31554 | solar | Solar = 80 MW | Solar Photovoltaic | 80 | 80 | [9 empty] | 80 |  |  | EIA-860, EIA-860M and EIA-923 | 202406 | -82.625 | 31.394
-9148013.1144 | 3930131.9408 | 47764 | 66026 | Hobnail Solar | 65212 | Hobnail Solar, LLC | IPP Non-CHP | TBD | Hephzibah | Burke | Georgia | 30815 | solar | Solar = 70 MW | Solar Photovoltaic | 70 | 70 | [9 empty] | 70 |  |  | EIA-860, EIA-860M and EIA-923 | 202406 | -82.178 | 33.262
-8359263.2039 | 4854589.467 | 47765 | 66028 | DRPA Ferry Ave Station Solar Project | 64933 | Solar Star River SLB, LLC | IPP Non-CHP | 106 Ferry Avenue | City of Camden | Camden | New Jersey | 8103 | solar | Solar = 3.1 MW | Solar Photovoltaic | 3.2 | 3.1 | [9 empty] | 3.1 |  |  | EIA-860, EIA-860M and EIA-923 | 202406 | -75.0925 | 39.9218
-10496632.604 | 5505115.7108 | 47766 | 66029 | Courtland CSG LLC | 65173 | United States Solar Corporation | IPP Non-CHP | 51317 Co Rd 21 | Courtland | Nicollet | Minnesota | 56021 | solar | Solar = 1 MW | Solar Photovoltaic | 1 | 1 | [9 empty] | 1 |  |  | EIA-860, EIA-860M and EIA-923 | 202406 | -94.2929 | 44.2558
-10336025.8521 | 5698915.2617 | 47767 | 66030 | Johnson CSG 2 | 62915 | Madison Energy Holdings LLC | IPP Non-CHP | ?37304 Oasis Road | Lindstrom | Chisago | Minnesota | 55045 | solar | Solar = 1 MW | Solar Photovoltaic | 1 | 1 | [9 empty] | 1 |  |  | EIA-860, EIA-860M and EIA-923 | 202406 | -92.8501 | 45.4895
-9801339.4135 | 4869924.7721 | 47768 | 66031 | IL Sidney Project1 | 65198 | IL Sidney Project1, LLC | IPP Non-CHP | 2200 Country Road 1000 | Sidney | Champaign | Illinois | 61877 | solar | Solar = 2 MW | Solar Photovoltaic | 2 | 2 | [9 empty] | 2 |  |  | EIA-860, EIA-860M and EIA-923 | 202406 | -88.0469 | 40.0274
-9852534.1341 | 4686018.429 | 47769 | 66032 | Clay FC | 65197 | Clay FC, LLC | IPP Non-CHP | 13680 County Road 1000 E | Louisville | Clay | Illinois | 62858 | solar | Solar = 2 MW | Solar Photovoltaic | 2 | 2 | [9 empty] | 2 |  |  | EIA-860, EIA-860M and EIA-923 | 202406 | -88.5068 | 38.7507
-9977784.146 | 5001141.0825 | 47770 | 66033 | IL West Hallock Project1 | 65199 | IL West Hallock Project1, LLC | IPP Non-CHP | 19505 N. Route 40 | Edelstein | Peoria | Illinois | 61526 | solar | Solar = 2 MW | Solar Photovoltaic | 2 | 2 | [9 empty] | 2 |  |  | EIA-860, EIA-860M and EIA-923 | 202406 | -89.632 | 40.924
-8220115.0649 | 5286524.9533 | 47771 | 66034 | Sugar Hill Solar 1 | 65200 | Sugar Hill Solar 1, LLC | IPP Non-CHP | 267 Sugar Hill Road | Clifton Park | Saratoga | New York | 12148 | solar | Solar = 5 MW | Solar Photovoltaic | 5 | 5 | [9 empty] | 5 |  |  | EIA-860, EIA-860M and EIA-923 | 202406 | -73.8426 | 42.8326
-13067221.7288 | 4034004.3769 | 47772 | 66035 | IGS SBD1 | 60025 | Greenbacker Renewable Energy Corporation | IPP Non-CHP | 3388 S. Cactus Avenue | Bloomington | San Bernardino | California | 92316 | solar | Solar = 2.6 MW | Solar Photovoltaic | 2.6 | 2.6 | [9 empty] | 2.6 |  |  | EIA-860, EIA-860M and EIA-923 | 202406 | -117.3849 | 34.0387
-8713552.0662 | 5311880.5213 | 47773 | 66036 | 3104 Batavia Solar | 65201 | 3104 Batavia Solar, LLC | IPP Non-CHP | 3104 West Main Street Road | Batavia | Genesee | New York | 14020 | solar | Solar = 3 MW | Solar Photovoltaic | 3 | 3 | [9 empty] | 3 |  |  | EIA-860, EIA-860M and EIA-923 | 202406 | -78.2752 | 42.9994
-8712773.9429 | 5312008.3775 | 47774 | 66037 | 3232 Batavia Solar | 65202 | 3232 Batavia Solar, LLC | IPP Non-CHP | 3232 West Main Street Road | Batavia | Genesee | New York | 14020 | solar | Solar = 4 MW | Solar Photovoltaic | 4 | 4 | [9 empty] | 4 |  |  | EIA-860, EIA-860M and EIA-923 | 202406 | -78.2682 | 43.0002
-13055707.8426 | 4038682.9469 | 47775 | 66039 | IGS SBD2 | 60025 | Greenbacker Renewable Energy Corporation | IPP Non-CHP | 1494 Waterman Ave | San Bernardino | San Bernardino | California | 92408 | solar | Solar = 2.5 MW | Solar Photovoltaic | 2.5 | 2.5 | [9 empty] | 2.5 |  |  | EIA-860, EIA-860M and EIA-923 | 202406 | -117.2814 | 34.0736
-8795024.5751 | 5330117.6871 | 47776 | 66040 | Niagara Depot Solar | 65204 | Niagara Depot Solar, LLC | IPP Non-CHP | 4798 Lockport Rd | Niagara Falls | Niagara | New York | 14305 | solar | Solar = 3.5 MW | Solar Photovoltaic | 3.5 | 3.5 | [9 empty] | 3.5 |  |  | EIA-860, EIA-860M and EIA-923 | 202406 | -79.0071 | 43.1191
-7851047.5383 | 5613088.7793 | 47777 | 66043 | Arctaris Saddleback Solar | 65207 | Arctaris Saddleback Solar, LLC | IPP Non-CHP | 976 Saddleback Mountain Road | Dallas Plantation | Franklin | Maine | 4970 | solar | Solar = 4.9 MW | Solar Photovoltaic | 4.9 | 4.9 | [9 empty] | 4.9 |  |  | EIA-860, EIA-860M and EIA-923 | 202406 | -70.5272 | 44.9464
-7933449.565 | 5121867.2585 | 47778 | 66044 | TPE RI WA2 Solar | 65208 | TPE RI WA2, LLC | IPP Non-CHP | 35 Schoolhouse Rd | Warren | Bristol | Rhode Island | 2885 | solar | Solar = 3.4 MW | Solar Photovoltaic | 3.4 | 3.4 | [9 empty] | 3.4 |  |  | EIA-860, EIA-860M and EIA-923 | 202406 | -71.2674 | 41.7384
-7933437.3198 | 5122013.4592 | 47779 | 66045 | TPE RI WA1 Solar | 65209 | TPE RI WA1, LLC | IPP Non-CHP | 35 Schoolhouse Rd | Warren | Bristol | Rhode Island | 2885 | solar | Solar = 3.5 MW | Solar Photovoltaic | 3.5 | 3.5 | [9 empty] | 3.5 |  |  | EIA-860, EIA-860M and EIA-923 | 202406 | -71.2673 | 41.7393
-10660088.0218 | 3398308.2626 | 47780 | 66046 | Brazoria County Solar Project (Danciger) | 65221 | Brazoria County Solar Project | IPP Non-CHP | 2338 CR 772 | Damon | Brazoria | Texas | 77430 | solar | Solar = 200 MW | Solar Photovoltaic | 200 | 200 | [9 empty] | 200 |  |  | EIA-860, EIA-860M and EIA-923 | 202406 | -95.7612 | 29.1779
-9541419.5345 | 4425377.8231 | 47781 | 66047 | Glover Creek Solar, LLC | 65218 | Glover Creek Solar, LLC | IPP Non-CHP | 7658 Randolph Summer Shade Rd | Summer Shade | Metcalfe | Kentucky | 42166 | solar | Solar = 55 MW | Solar Photovoltaic | 55 | 55 | [9 empty] | 55 |  |  | EIA-860, EIA-860M and EIA-923 | 202406 | -85.712 | 36.9014
-9968281.9143 | 5330758.2349 | 47782 | 66048 | Middleton Biogas Solar, LLC | 65220 | Middleton Biogas Solar, LLC | IPP Non-CHP | 7167 Schneider Road | Middleton | Dane | Wisconsin | 53562 | solar | Battery = 0.3 MW, Solar = 1.9 MW | Batteries; Solar Photovoltaic; | 2.2 | 2.2 | 0.3 | [8 empty] | 1.9 |  |  | EIA-860, EIA-860M and EIA-923 | 202406 | -89.5466 | 43.1233
-8360336.4351 | 4859442.913 | 47783 | 66049 | Salvation Army Solar | 62915 | Madison Energy Holdings LLC | IPP Non-CHP | 1865 Harrison Avenue | Camden | Camden | New Jersey | 8105 | solar | Solar = 1.1 MW | Solar Photovoltaic | 1.1 | 1.1 | [9 empty] | 1.1 |  |  | EIA-860, EIA-860M and EIA-923 | 202406 | -75.1022 | 39.9553
-13169596.6986 | 4121345.4013 | 47784 | 66050 | Lancaster Area Battery | 61012 | AES Distributed Energy | IPP Non-CHP | W Ave J & 100th St. W | Lancaster | Los Angeles | California | 93536 | batteries | Battery = 127 MW | Batteries | 127 | 127 | 127 | [11 empty] | EIA-860, EIA-860M and EIA-923 | 202406 | -118.3045 | 34.6864
-7352738.6395 | 2085459.8054 | 47785 | 66051 | Hospital Auxilio Mutuo | 65224 | Hospital Auxilio Mutuo | Commercial Non-CHP | 715 Ave Ponce de Leon | Hato Rey |  | Puerto Rico | 917 | petroleum | Petroleum = 6 MW | Petroleum Liquids | 6 | 6 | [8 empty] | 6 |  |  |  | EIA-860, EIA-860M and EIA-923 | 202406 | -66.0508 | 18.4089
-8649648.1106 | 5176217.1035 | 47786 | 66052 | Eight Point Wind | 65225 | Eight Point Wind, LLC | Electric Utility | 761 Town Line Rd | Rexville | Steuben | New York | 14877 | wind | Wind = 101.2 MW | Onshore Wind Turbine | 101.2 | 101.2 | [10 empty] | 101.2 |  | EIA-860, EIA-860M and EIA-923 | 202406 | -77.7011 | 42.1016
-8051884.5976 | 5100374.6519 | 47787 | 66053 | Generate Colchester Fuel Cells, LLC | 65223 | Generate Colchester Fuel Cells, LLC | IPP Non-CHP | 160 Old Amston Road | Colchester | New London | Connecticut | 6415 | natural gas | Natural Gas = 10 MW | Other Natural Gas | 10 | 10 | [6 empty] | 10 | [5 empty] | EIA-860, EIA-860M and EIA-923 | 202406 | -72.3313 | 41.5941
-8766722.7077 | 4073724.9732 | 47788 | 66055 | Cathcart Solar, LLC | 65227 | Cathcart Solar, LLC | IPP Non-CHP | 2842 Chadbourn Hwy | Whiteville | Columbus | North Carolina | 28472 | solar | Solar = 5 MW | Solar Photovoltaic | 5 | 5 | [9 empty] | 5 |  |  | EIA-860, EIA-860M and EIA-923 | 202406 | -78.7528 | 34.3339
-7334003.0126 | 2082705.1261 | 47789 | 66056 | iPR Pharmaceuticals Inc. | 65228 | iPR Pharmaceuticals Inc | Industrial CHP | Lot 17 Industrail Park, San Is | Canovanas |  | Puerto Rico | 729 | natural gas | Natural Gas = 3.2 MW | Natural Gas Internal Combustion Engine | 3.2 | 3.2 | [6 empty] | 3.2 | [5 empty] | EIA-860, EIA-860M and EIA-923 | 202406 | -65.8825 | 18.3854
-7410178.6062 | 2088254.4039 | 47790 | 66057 | AbbVie LTD | 65231 | AbbVie LTD | Industrial Non-CHP | St. Road #2 Km. 58 Cruce Davil | Barceloneta |  | Puerto Rico | 617 | natural gas | Natural Gas = 18.4 MW, Petroleum = 12.2 MW | Natural Gas Internal Combustion Engine; Petroleum Liquids; | 30.6 | 30.6 | [6 empty] | 18.4 |  | 12.2 |  |  |  | EIA-860, EIA-860M and EIA-923 | 202406 | -66.5668 | 18.4327
-9980239.52 | 5598938.467 | 47791 | 66059 | Weston RICE | 20860 | Wisconsin Public Service Corp | Electric Utility | 2491 Old Hwy 51 | Kronenwetter | Marathon | Wisconsin | 54455 | natural gas | Natural Gas = 131.6 MW | Natural Gas Internal Combustion Engine | 131.6 | 131.6 | [6 empty] | 131.6 | [5 empty] | EIA-860, EIA-860M and EIA-923 | 202406 | -89.654 | 44.8564
-8690756.2835 | 5206986.2484 | 47792 | 66061 | Angelica Solar Site 1 | 65233 | NSF Angelica Site 1, LLC | IPP Non-CHP | 6900 County Road 26, Lot 1 | Angelica | Allegany | New York | 14711 | solar | Solar = 5 MW | Solar Photovoltaic | 5 | 5 | [9 empty] | 5 |  |  | EIA-860, EIA-860M and EIA-923 | 202406 | -78.0704 | 42.3064
-8691455.8152 | 5206687.9184 | 47793 | 66062 | Angelica Solar Site 2 | 65235 | NSF Angelica Site 2, LLC | IPP Non-CHP | 6902 County Road 26, Lot 2 | Belfast | Allegany | New York | 14711 | solar | Solar = 5 MW | Solar Photovoltaic | 5 | 5 | [9 empty] | 5 |  |  | EIA-860, EIA-860M and EIA-923 | 202406 | -78.0767 | 42.3044
-8691260.5608 | 5206257.1476 | 47794 | 66063 | Angelica Solar Site 3 | 65236 | NSF Angelica Site 3, LLC | IPP Non-CHP | 6902 County Road 26, Lot 3 | Belfast | Allegany | New York | 14711 | solar | Solar = 5 MW | Solar Photovoltaic | 5 | 5 | [9 empty] | 5 |  |  | EIA-860, EIA-860M and EIA-923 | 202406 | -78.0749 | 42.3015
-8690815.2828 | 5206478.2501 | 47795 | 66064 | Angelica Solar Site 4 | 65237 | NSF Angelica Site 4, LLC | IPP Non-CHP | 6900 County Road 26, Lot 4 | Angelica | Allegany | New York | 14711 | solar | Solar = 5 MW | Solar Photovoltaic | 5 | 5 | [9 empty] | 5 |  |  | EIA-860, EIA-860M and EIA-923 | 202406 | -78.0709 | 42.303
-8755500.5899 | 5228476.5709 | 47796 | 66065 | West Valley Solar | 65238 | West Valley Solar, LLC | IPP Non-CHP | 5694 County Highway 86-2 | West Valley | Cattaraugus | New York | 14171 | solar | Solar = 10 MW | Solar Photovoltaic | 10 | 10 | [9 empty] | 10 |  |  | EIA-860, EIA-860M and EIA-923 | 202406 | -78.652 | 42.449
-17600191.469 | 2431080.4934 | 47797 | 66067 | Kapolei Energy Storage | 65234 | Kapolei Energy Storage I, LLC | IPP Non-CHP | 91-400 Malakole St | Kapolei | Honolulu | Hawaii | 96707 | batteries | Battery = 185 MW | Batteries | 185 | 185 | 185 | [11 empty] | EIA-860, EIA-860M and EIA-923 | 202406 | -158.1052 | 21.3284
-10329477.1491 | 5354619.011 | 47798 | 66068 | Maple City | 60025 | Greenbacker Renewable Energy Corporation | IPP Non-CHP | Orchard Rd | Osage Township | Mitchell | Iowa | 50461 | solar | Solar = 1.5 MW | Solar Photovoltaic | 1.5 | 1.5 | [9 empty] | 1.5 |  |  | EIA-860, EIA-860M and EIA-923 | 202406 | -92.7913 | 43.2795
-9303933.2045 | 5093585.4946 | 47799 | 66069 | IGS PCW1 | 60025 | Greenbacker Renewable Energy Corporation | IPP Non-CHP | 27400 Crossroads Parkway | Rossford | Wood | Ohio | 43460 | solar | Solar = 3.1 MW | Solar Photovoltaic | 3.1 | 3.1 | [9 empty] | 3.1 |  |  | EIA-860, EIA-860M and EIA-923 | 202406 | -83.5787 | 41.5485
-8234310.5263 | 5110777.4213 | 47800 | 66074 | Marlborough Solar | 65246 | Marlborough Solar, LLC | IPP Non-CHP | 132 Milton Turnpike | Milton | Ulster | New York | 12547 | solar | Solar = 2 MW | Solar Photovoltaic | 2 | 2 | [9 empty] | 2 |  |  | EIA-860, EIA-860M and EIA-923 | 202406 | -73.9701 | 41.664
-7859712.6475 | 5101500.02 | 47801 | 66075 | Blacksmith Road Solar 1 | 65252 | Blacksmith Road Solar 1, LLC | IPP Non-CHP | 459 Blacksmith Shop Road | Falmouth | Barnstable | Massachusetts | 2536 | solar | Battery = 2 MW, Solar = 5 MW | Batteries; Solar Photovoltaic; | 7 | 7 | 2 | [8 empty] | 5 |  |  | EIA-860, EIA-860M and EIA-923 | 202406 | -70.605 | 41.6017
-7987492.9514 | 5249193.335 | 47802 | 66076 | Electric Avenue Lunenburg Solar 1 | 65253 | Electric Avenue Lunenburg Solar 1, LLC | IPP Non-CHP | 190 Electric Avenue | Lunenburg | Worcester | Massachusetts | 1462 | solar | Battery = 1 MW, Solar = 1 MW | Batteries; Solar Photovoltaic; | 2 | 2 | 1 | [8 empty] | 1 |  |  | EIA-860, EIA-860M and EIA-923 | 202406 | -71.7529 | 42.5862
-8140812.1728 | 5249722.5352 | 47803 | 66077 | Harbor Road Solar 1 | 65254 | Harbor Road Solar 1, LLC | IPP Non-CHP | 244 E Harbor Road | Cheshire | Berkshire | Massachusetts | 1225 | solar | Solar = 2 MW | Solar Photovoltaic | 2 | 2 | [9 empty] | 2 |  |  | EIA-860, EIA-860M and EIA-923 | 202406 | -73.1302 | 42.5897
-9815805.3813 | 4883509.254 | 47804 | 66078 | Solar Star Urbana Landfill East | 65256 | Solar Star Urbana Landfill East, LLC | IPP Non-CHP | 2300 Barr St | Urbana | Champaign | Illinois | 61802 | solar | Solar = 1.9 MW | Solar Photovoltaic | 1.9 | 1.9 | [9 empty] | 1.9 |  |  | EIA-860, EIA-860M and EIA-923 | 202406 | -88.1769 | 40.1208
-9815981.2661 | 4883490.3293 | 47805 | 66079 | Solar Star Urbana Landfill Central | 65257 | Solar Star Urbana Landfill Central, LLC | IPP Non-CHP | 2300 Barr St | Urbana | Champaign | Illinois | 61802 | solar | Solar = 1.9 MW | Solar Photovoltaic | 1.9 | 1.9 | [9 empty] | 1.9 |  |  | EIA-860, EIA-860M and EIA-923 | 202406 | -88.1785 | 40.1206
-8435322.3573 | 5328827.5743 | 47806 | 66081 | Lenox Renewables | 65247 | Lenox Renewables, LLC | IPP Non-CHP | 7661 N Main St | Canastota | Madison | New York | 13032 | solar | Solar = 3.3 MW | Solar Photovoltaic | 3.3 | 3.3 | [9 empty] | 3.3 |  |  | EIA-860, EIA-860M and EIA-923 | 202406 | -75.7758 | 43.1106
-9947802.4675 | 5163983.3101 | 47807 | 66082 | OE IL Solar 3 | 65248 | OE IL Solar 3, LLC | IPP Non-CHP | 1646 West Oregon Trail Rd | Oregon | Ogle | Illinois | 61061 | solar | Solar = 2 MW | Solar Photovoltaic | 2 | 2 | [9 empty] | 2 |  |  | EIA-860, EIA-860M and EIA-923 | 202406 | -89.3626 | 42.02
-9856795.4442 | 5170049.362 | 47808 | 66083 | French Road Solar II | 65249 | French Road Solar II, LLC | IPP Non-CHP | 401 French Road | Burlington | Kane | Illinois | 60109 | solar | Solar = 2 MW | Solar Photovoltaic | 2 | 2 | [9 empty] | 2 |  |  | EIA-860, EIA-860M and EIA-923 | 202406 | -88.5451 | 42.0605
-10546090.184 | 5643317.1752 | 47809 | 66084 | Rafterville Solar | 65250 | Rafterville Solar, LLC | IPP Non-CHP | 26946 515th Avenue | Atwater | Kandiyohi | Minnesota | 56209 | solar | Solar = 1 MW | Solar Photovoltaic | 1 | 1 | [9 empty] | 1 |  |  | EIA-860, EIA-860M and EIA-923 | 202406 | -94.7371 | 45.1383
-9918496.4984 | 5203804.7463 | 47810 | 66085 | Rockford Solar | 65251 | Rockford Solar, LLC | IPP Non-CHP | 1166 N. Horsman Street | Rockford | Winnebago | Illinois | 61101 | solar | Solar = 2 MW | Solar Photovoltaic | 2 | 2 | [9 empty] | 2 |  |  | EIA-860, EIA-860M and EIA-923 | 202406 | -89.0994 | 42.2852
-7682772.5432 | 5659965.8413 | 47811 | 66086 | Milo CSG | 65255 | Milo CSG, LLC | IPP Non-CHP | 233 W Main St | Milo | Piscataquis | Maine | 4463 | solar | Solar = 4.5 MW | Solar Photovoltaic | 4.5 | 4.5 | [9 empty] | 4.5 |  |  | EIA-860, EIA-860M and EIA-923 | 202406 | -69.0155 | 45.2437
-7811274.1974 | 5540029.3895 | 47812 | 66087 | Livermore Falls CSG | 65258 | Livermore Falls CSG, LLC | IPP Non-CHP | 132 Moose Hill Road | Livermore Falls | Androscoggin | Maine | 4254 | solar | Solar = 3.3 MW | Solar Photovoltaic | 3.3 | 3.3 | [9 empty] | 3.3 |  |  | EIA-860, EIA-860M and EIA-923 | 202406 | -70.1699 | 44.48
-13580455.7884 | 4653791.7615 | 47813 | 66088 | Putah Creek Solar Farm North | 65266 | Putah Creek Solar Farms LLC | IPP Non-CHP | 28775 County Road 87D | Winters | Yolo | California | 95694 | solar | Solar = 2.9 MW | Solar Photovoltaic | 3 | 2.9 | [9 empty] | 2.9 |  |  | EIA-860, EIA-860M and EIA-923 | 202406 | -121.9953 | 38.5245
-8300315.192 | 4943994.3317 | 47814 | 66089 | Canal Road Solar | 56990 | NJR Clean Energy Ventures Corporation | IPP Non-CHP | 701 Randolph Road | Franklin | Somerset | New Jersey | 8873 | solar | Solar = 4 MW | Solar Photovoltaic | 4 | 4 | [9 empty] | 4 |  |  | EIA-860, EIA-860M and EIA-923 | 202406 | -74.563 | 40.535
-7365248.1673 | 2084070.6286 | 47815 | 66090 | Bayamon Medical Center | 65263 | Bayamon Medical Center | Commercial Non-CHP | Road #2 Km 11.7 | Bayamon |  | Puerto Rico | 960 | petroleum | Petroleum = 2.8 MW | Petroleum Liquids | 2.8 | 2.8 | [8 empty] | 2.8 |  |  |  | EIA-860, EIA-860M and EIA-923 | 202406 | -66.1632 | 18.397
-7365300.4874 | 2084047.1656 | 47816 | 66091 | Puerto Rico Women's & Children's Hosp | 65264 | Dorado Health, Inc | Commercial Non-CHP | Road #2 Km 11.7 | Bayamon |  | Puerto Rico | 960 | petroleum | Petroleum = 2 MW | Petroleum Liquids | 2 | 2 | [8 empty] | 2 |  |  |  | EIA-860, EIA-860M and EIA-923 | 202406 | -66.1636 | 18.3968
-7308138.1516 | 2076458.5403 | 47817 | 66092 | Caribbean Medical Center | 65267 | Hospital Caribbean Medical Center | Commercial Non-CHP | 151 Ave. Osvaldo Molina Vazque | Fajardo |  | Puerto Rico | 738 | petroleum | Petroleum = 1.3 MW | Petroleum Liquids | 2.1 | 1.3 | [8 empty] | 1.3 |  |  |  | EIA-860, EIA-860M and EIA-923 | 202406 | -65.6501 | 18.3321
-10007077.9813 | 4890806.5668 | 47818 | 66093 | Moraine Sands Wind Power | 65268 | Moraine Sands Wind Power, LLC | IPP Non-CHP | 701 W Chestnut | Mason City | Mason | Illinois | 62664 | wind | Wind = 165 MW | Onshore Wind Turbine | 171 | 165 | [10 empty] | 165 |  | EIA-860, EIA-860M and EIA-923 | 202406 | -89.8951 | 40.1709
-8771280.3503 | 5311984.0238 | 47819 | 66094 | Bizer Creek | 60025 | Greenbacker Renewable Energy Corporation | IPP Non-CHP | 1 Rensch Road | Getzville | Erie | New York | 14228 | solar | Solar = 1.5 MW | Solar Photovoltaic | 1.5 | 1.5 | [9 empty] | 1.5 |  |  | EIA-860, EIA-860M and EIA-923 | 202406 | -78.7938 | 43.0001
-12080912.4501 | 4489644.5788 | 47820 | 66095 | Cortez Solar 1, LLC | 60025 | Greenbacker Renewable Energy Corporation | IPP Non-CHP | 10574 Road 29 | Cortez | Montezuma | Colorado | 81321 | solar | Solar = 2.2 MW | Solar Photovoltaic | 2.2 | 2.2 | [9 empty] | 2.2 |  |  | EIA-860, EIA-860M and EIA-923 | 202406 | -108.5247 | 37.3617
-7363064.3015 | 2090767.7377 | 47821 | 66096 | Bacardi Catano Plant | 65229 | Bacardi Corporation | Industrial CHP | PR-165 | Catano |  | Puerto Rico | 949 | petroleum | Petroleum = 8.4 MW | Petroleum Liquids | 8.7 | 8.4 | [8 empty] | 8.4 |  |  |  | EIA-860, EIA-860M and EIA-923 | 202406 | -66.1435 | 18.4541
-8559750.72 | 5003754.6266 | 47822 | 66097 | ER Bison Solar CSG | 60025 | Greenbacker Renewable Energy Corporation | IPP Non-CHP | Bucknell Golf Course, Fairway | Lewisburg | Union | Pennsylvania | 17837 | solar | Solar = 1.4 MW | Solar Photovoltaic | 1.4 | 1.4 | [9 empty] | 1.4 |  |  | EIA-860, EIA-860M and EIA-923 | 202406 | -76.8935 | 40.9418
-12806916.3504 | 4337929.0711 | 47823 | 66098 | IGS VGT | 60025 | Greenbacker Renewable Energy Corporation | IPP Non-CHP | 5802 E Tropical Parkway | North Las Vegas | Clark | Nevada | 89115 | solar | Solar = 1 MW | Solar Photovoltaic | 1 | 1 | [9 empty] | 1 |  |  | EIA-860, EIA-860M and EIA-923 | 202406 | -115.0465 | 36.2707
-12818082.0293 | 4296188.4423 | 47824 | 66099 | IGS LAS1 | 60025 | Greenbacker Renewable Energy Corporation | IPP Non-CHP | 12300 Bermuda Road | Henderson | Clark | Nevada | 89044 | solar | Solar = 1 MW | Solar Photovoltaic | 1 | 1 | [9 empty] | 1 |  |  | EIA-860, EIA-860M and EIA-923 | 202406 | -115.1468 | 35.9678
-7765013.1566 | 5503031.0913 | 47825 | 66100 | Water Street Solar | 61012 | AES Distributed Energy | IPP Non-CHP | 50 Water Street | Randolph | Kennebec | Maine | 4346 | solar | Solar = 5 MW | Solar Photovoltaic | 5 | 5 | [9 empty] | 5 |  |  | EIA-860, EIA-860M and EIA-923 | 202406 | -69.7543 | 44.2424
-7475453.9066 | 2058540.7327 | 47826 | 66101 | Mayaguez Medical Center | 65278 | Mayaguez Medical Center | Commercial Non-CHP | Road #2 Hostos Avenue #410 Km | Mayaguez |  | Puerto Rico | 680 | petroleum | Petroleum = 4.1 MW | Petroleum Liquids | 4.4 | 4.1 | [8 empty] | 4.1 |  |  |  | EIA-860, EIA-860M and EIA-923 | 202406 | -67.1531 | 18.1793
-9354733.4088 | 5152145.6233 | 47827 | 66102 | Blue Elk IV Solar, LLC | 65269 | Blue Elk IV Solar, LLC | IPP Non-CHP | TBD | Adrian | Lenawee | Michigan | 49221 | solar | Solar = 20 MW | Solar Photovoltaic | 20 | 20 | [9 empty] | 20 |  |  | EIA-860, EIA-860M and EIA-923 | 202406 | -84.035 | 41.941
-9416849.6847 | 5238589.8894 | 47828 | 66103 | Blue Elk III Solar, LLC | 65272 | Blue Elk III Solar, LLC | IPP Non-CHP | TBD | Eaton Rapids | Ingham | Michigan | 48827 | solar | Solar = 20 MW | Solar Photovoltaic | 20 | 20 | [9 empty] | 20 |  |  | EIA-860, EIA-860M and EIA-923 | 202406 | -84.593 | 42.516
-9302690.3224 | 5325223.5233 | 47829 | 66104 | Blue Elk VII Solar, LLC | 65273 | Blue Elk VII Solar, LLC | IPP Non-CHP | TBD | Flint | Genesee | Michigan | 48423 | solar | Solar = 12.5 MW | Solar Photovoltaic | 12.5 | 12.5 | [9 empty] | 12.5 |  |  | EIA-860, EIA-860M and EIA-923 | 202406 | -83.5675 | 43.087
-9403936.6237 | 5236911.8385 | 47830 | 66105 | Blue Elk II Solar, LLC | 65271 | Blue Elk II Solar, LLC | IPP Non-CHP | TBD | Mason | Ingham | Michigan | 48854 | solar | Solar = 20 MW | Solar Photovoltaic | 20 | 20 | [9 empty] | 20 |  |  | EIA-860, EIA-860M and EIA-923 | 202406 | -84.477 | 42.5049
-9368425.7062 | 5307551.0334 | 47831 | 66108 | Midcontinent Solar, LLC | 65274 | Midcontinent Solar, LLC | IPP Non-CHP | TBD | Owosso | Shiawassee | Michigan | 48867 | solar | Solar = 20 MW | Solar Photovoltaic | 20 | 20 | [9 empty] | 20 |  |  | EIA-860, EIA-860M and EIA-923 | 202406 | -84.158 | 42.9709
-9475737.6953 | 5152295.2809 | 47832 | 66109 | Greenstone Solar, LLC | 65275 | Greenstone Solar, LLC | IPP Non-CHP | TBD | Coldwater | Branch | Michigan | 49036 | solar | Solar = 20 MW | Solar Photovoltaic | 20 | 20 | [9 empty] | 20 |  |  | EIA-860, EIA-860M and EIA-923 | 202406 | -85.122 | 41.942
-10150902.4295 | 4255157.9178 | 47833 | 66112 | Newport Solar Project | 65276 | Newport Solar, LLC | IPP Non-CHP | 660 County Road 42 | Newport | Jackson | Arkansas | 72112 | solar | Solar = 180 MW | Solar Photovoltaic | 180 | 180 | [9 empty] | 180 |  |  | EIA-860, EIA-860M and EIA-923 | 202406 | -91.1871 | 35.6689
-8678113.5063 | 4502555.0441 | 47834 | 66115 | HCE Amelia Solar I, LLC | 65277 | Leyline Renewable Capital | IPP Non-CHP | 15201 Genito Road | Amelia Court House | Amelia | Virginia | 23002 | solar | Solar = 5 MW | Solar Photovoltaic | 5 | 5 | [9 empty] | 5 |  |  | EIA-860, EIA-860M and EIA-923 | 202406 | -77.9568 | 37.4538
-8679345.2564 | 4506385.5238 | 47835 | 66116 | HCE Amelia Solar II, LLC | 65277 | Leyline Renewable Capital | IPP Non-CHP | 16711 Giles Road | Amelia | Amelia | Virginia | 23002 | solar | Solar = 5 MW | Solar Photovoltaic | 5 | 5 | [9 empty] | 5 |  |  | EIA-860, EIA-860M and EIA-923 | 202406 | -77.9679 | 37.4811
-8678441.8988 | 4513080.2675 | 47836 | 66119 | HCE Powhatan Solar, LLC | 65277 | Leyline Renewable Capital | IPP Non-CHP | 4424 Old Buckingham Rd | Powhatan | Powhatan | Virginia | 23139 | solar | Solar = 5 MW | Solar Photovoltaic | 5 | 5 | [9 empty] | 5 |  |  | EIA-860, EIA-860M and EIA-923 | 202406 | -77.9598 | 37.5288
-12418223.5315 | 3862948.4117 | 47837 | 66125 | West Line Solar, LLC | 65288 | West Line Solar, LLC | IPP Non-CHP | 6750 North Tweedy Road | City of Eloy | Pinal | Arizona | 85131 | solar | Solar = 100 MW | Solar Photovoltaic | 100 | 100 | [9 empty] | 100 |  |  | EIA-860, EIA-860M and EIA-923 | 202406 | -111.5548 | 32.7559
-8219442.6952 | 5237368.6218 | 47838 | 66126 | Hecate Energy Albany 2 LLC | 60025 | Greenbacker Renewable Energy Corporation | IPP Non-CHP | TBD | Coeymans | Albany | New York | 12143 | solar | Solar = 20 MW | Solar Photovoltaic | 20 | 20 | [9 empty] | 20 |  |  | EIA-860, EIA-860M and EIA-923 | 202406 | -73.8365 | 42.5079
-7470540.4869 | 2094501.5878 | 47839 | 66127 | Hewlett Packard Puerto Rico | 65289 | Hewlett Packard Puerto Rico B.V. | Commercial CHP | Highway 110 Km. 28 Bld. 1 | Aguadilla |  | Puerto Rico | 604 | natural gas | Battery = 2 MW, Natural Gas = 4 MW | Batteries; Natural Gas Internal Combustion Engine; | 6 | 6 | 2 | [5 empty] | 4 | [5 empty] | EIA-860, EIA-860M and EIA-923 | 202406 | -67.109 | 18.4859
-9084800.3416 | 3246301.2175 | 47840 | 66128 | Lake Mabel Solar | 18454 | Tampa Electric Co | Electric Utility | 7433 Waverly Road | Lake Wales | Polk | Florida | 33859 | solar | Solar = 74.5 MW | Solar Photovoltaic | 74.5 | 74.5 | [9 empty] | 74.5 |  |  | EIA-860, EIA-860M and EIA-923 | 202406 | -81.6102 | 27.9788
-9150615.8754 | 3243410.5146 | 47841 | 66129 | Dover Solar | 18454 | Tampa Electric Co | Electric Utility | 1255 Sydney Washer Rd | Dover | Hillsborough | Florida | 33527 | solar | Solar = 25 MW | Solar Photovoltaic | 25 | 25 | [9 empty] | 25 |  |  | EIA-860, EIA-860M and EIA-923 | 202406 | -82.2014 | 27.9559
-7378868.107 | 2068050.5381 | 47842 | 66134 | Manati Medical Center | 65294 | Manati Medical Center | Commercial Non-CHP | 638 Hernandez Carrion St. | Manati | San Juan | Puerto Rico | 674 | petroleum | Petroleum = 2.4 MW | Petroleum Liquids | 3.8 | 2.4 | [8 empty] | 2.4 |  |  |  | EIA-860, EIA-860M and EIA-923 | 202406 | -66.2855 | 18.2604
-7638554.2151 | 5980598.7402 | 47843 | 66135 | AES Pelletier Solar, LLC | 64904 | AES Clean Energy | IPP Non-CHP | 624 West Main St | Fort Kent | Aroostook | Maine | 4743 | solar | Solar = 4 MW | Solar Photovoltaic | 4 | 4 | [9 empty] | 4 |  |  | EIA-860, EIA-860M and EIA-923 | 202406 | -68.6183 | 47.2355
-7633322.199 | 5987552.9812 | 47844 | 66136 | AES Daigle Solar, LLC | 64904 | AES Clean Energy | IPP Non-CHP | 535 Frenchville Road | Fort Kent | Aroostook | Maine | 4743 | solar | Solar = 5 MW | Solar Photovoltaic | 5 | 5 | [9 empty] | 5 |  |  | EIA-860, EIA-860M and EIA-923 | 202406 | -68.5713 | 47.2779
-11194513.7501 | 3420395.7527 | 47845 | 66137 | Zier Solar | 61060 | Cypress Creek Renewables | IPP Non-CHP | 6349 W US Hwy 90 | Brackettville | Kinney | Texas | 78832 | solar | Battery = 40.4 MW, Solar = 160 MW | Batteries; Solar Photovoltaic; | 200.4 | 200.4 | 40.4 | [8 empty] | 160 |  |  | EIA-860, EIA-860M and EIA-923 | 202406 | -100.562 | 29.351
-9301549.8542 | 5103463.6266 | 47846 | 66140 | PNA Rossford Solar Array | 60571 | AEP Onsite Partners, LLC | IPP Non-CHP | 140 Dixie Hwy. | Rossford | Wood | Ohio | 43460 | solar | Solar = 1.4 MW | Solar Photovoltaic | 1.4 | 1.4 | [9 empty] | 1.4 |  |  | EIA-860, EIA-860M and EIA-923 | 202406 | -83.5572 | 41.6149
-12087020.1052 | 4481555.1064 | 47847 | 66141 | Cortez Solar 3, LLC | 60025 | Greenbacker Renewable Energy Corporation | IPP Non-CHP | 25496 Road G | Cortez | Montezuma | Colorado | 81321 | solar | Solar = 2 MW | Solar Photovoltaic | 2 | 2 | [9 empty] | 2 |  |  | EIA-860, EIA-860M and EIA-923 | 202406 | -108.5795 | 37.3039
-13168594.3779 | 4000375.5585 | 47848 | 66142 | Kaiser - Harbor City | 57128 | Bloom Energy | IPP Non-CHP | 25825 Vermont Ave | Harbor City | Los Angeles | California | 90710 | natural gas | Natural Gas = 2.1 MW | Other Natural Gas | 2.1 | 2.1 | [6 empty] | 2.1 | [5 empty] | EIA-860, EIA-860M and EIA-923 | 202406 | -118.2955 | 33.788
-13043052.9316 | 3869568.8163 | 47849 | 66143 | San Diego Community College | 57128 | Bloom Energy | IPP Non-CHP | 7250 Mesa College Dr | San Diego | San Diego | California | 92111 | natural gas | Natural Gas = 1 MW | Other Natural Gas | 1 | 1 | [6 empty] | 1 | [5 empty] | EIA-860, EIA-860M and EIA-923 | 202406 | -117.1677 | 32.8059
-12578501.3344 | 4634397.3345 | 47850 | 66144 | Smithfield 1 | 60025 | Greenbacker Renewable Energy Corporation | IPP Non-CHP | 785 E 6th Ave | Milford | Beaver | Utah | 84751 | solar | Solar = 5 MW | Solar Photovoltaic | 5 | 5 | [9 empty] | 5 |  |  | EIA-860, EIA-860M and EIA-923 | 202406 | -112.9946 | 38.3881
-13574234.142 | 4507211.2428 | 47851 | 66145 | Life Technologies - Fremont | 57128 | Bloom Energy | IPP Non-CHP | 46500 Kato Rd | Fremont | Alameda | California | 94538 | natural gas | Natural Gas = 1.3 MW | Other Natural Gas | 1.3 | 1.3 | [6 empty] | 1.3 | [5 empty] | EIA-860, EIA-860M and EIA-923 | 202406 | -121.9394 | 37.487
-13168618.2002 | 4042151.3278 | 47852 | 66146 | Kaiser - LA | 57128 | Bloom Energy | IPP Non-CHP | 1550 N Edgemont St | Los Angeles | Los Angeles | California | 90027 | natural gas | Natural Gas = 4.5 MW | Other Natural Gas | 4.5 | 4.5 | [6 empty] | 4.5 | [5 empty] | EIA-860, EIA-860M and EIA-923 | 202406 | -118.2957 | 34.0994
-12590837.7604 | 4611188.8575 | 47853 | 66147 | Smithfield 3 | 60025 | Greenbacker Renewable Energy Corporation | IPP Non-CHP | 9900 S 4100 W | Milford | Beaver | Utah | 84751 | solar | Solar = 2 MW | Solar Photovoltaic | 2 | 2 | [9 empty] | 2 |  |  | EIA-860, EIA-860M and EIA-923 | 202406 | -113.1054 | 38.2245
-13201408.8034 | 4052069.5498 | 47854 | 66148 | Kaiser - Woodland Hills | 57128 | Bloom Energy | IPP Non-CHP | 5601 N DeSote Ave | Woodland Hills | Los Angeles | California | 91367 | natural gas | Natural Gas = 3.1 MW | Other Natural Gas | 3.1 | 3.1 | [6 empty] | 3.1 | [5 empty] | EIA-860, EIA-860M and EIA-923 | 202406 | -118.5903 | 34.1731
-8217516.3114 | 5022849.1791 | 47855 | 66150 | Equinix - Elmsford | 57128 | Bloom Energy | IPP Non-CHP | 401 Fieldcrest Dr | Elmsford | Westchester | New York | 10523 | natural gas | Natural Gas = 1.7 MW | Other Natural Gas | 1.7 | 1.7 | [6 empty] | 1.7 | [5 empty] | EIA-860, EIA-860M and EIA-923 | 202406 | -73.8192 | 41.0712
-7912646.8464 | 5217562.2608 | 47856 | 66151 | CoreSite - Somerville | 57128 | Bloom Energy | IPP Non-CHP | 70 Innerbelt Rd | Somerville | Middlesex | Massachusetts | 2143 | natural gas | Natural Gas = 3.6 MW | Other Natural Gas | 3.6 | 3.6 | [6 empty] | 3.6 | [5 empty] | EIA-860, EIA-860M and EIA-923 | 202406 | -71.0805 | 42.3766
-8026493.067 | 5068778.2115 | 47857 | 66152 | Connecticut College | 57128 | Bloom Energy | IPP Non-CHP | 5 Resorvoir St | New London | New London | Connecticut | 6320 | natural gas | Natural Gas = 1.2 MW | Other Natural Gas | 1.2 | 1.2 | [6 empty] | 1.2 | [5 empty] | EIA-860, EIA-860M and EIA-923 | 202406 | -72.1032 | 41.3815
-10845974.0942 | 4839236.628 | 47858 | 66156 | High Banks Wind, LLC | 65295 | High Banks Wind, LLC | IPP Non-CHP | TBD | Cuba | Republic | Kansas | 66940 | wind | Wind = 604 MW | Onshore Wind Turbine | 643.4 | 604 | [10 empty] | 604 |  | EIA-860, EIA-860M and EIA-923 | 202406 | -97.431 | 39.816
-9965985.0592 | 4483761.0655 | 47859 | 66159 | Cape Girardeau Renewable Energy Center | 19436 | Union Electric Co - (MO) | Electric Utility | 1333 N Sprigg St | Cape Girardeau | Cape Girardeau | Missouri | 63701 | solar | Solar = 1.2 MW | Solar Photovoltaic | 1.2 | 1.2 | [9 empty] | 1.2 |  |  | EIA-860, EIA-860M and EIA-923 | 202406 | -89.526 | 37.3197
-8569279.4457 | 4766106.5717 | 47860 | 66160 | Friendship I | 60025 | Greenbacker Renewable Energy Corporation | IPP Non-CHP | 13300 Frederick Rd | West Friendship | Howard | Maryland | 21794 | solar | Solar = 2 MW | Solar Photovoltaic | 2 | 2 | [9 empty] | 2 |  |  | EIA-860, EIA-860M and EIA-923 | 202406 | -76.9791 | 39.3095
-8569279.3344 | 4766106.4279 | 47861 | 66162 | Friendship II | 66162 | Wyman Hill Solar, LLC | IPP Non-CHP | 1330 Frederick Rd | West Friendship | Howard | Maryland | 21794 | solar | Solar = 2 MW | Solar Photovoltaic | 2 | 2 | [9 empty] | 2 |  |  | EIA-860, EIA-860M and EIA-923 | 202406 | -76.9791 | 39.3095
-11942090.8112 | 4344293.3951 | 47862 | 66163 | Jicarilla Solar 1 LLC | 65265 | Repsol Renewables NA | IPP Non-CHP | 405 Indian Rt J36 | Dulce | Rio Arriba | New Mexico | 87528 | solar | Battery = 20 MW, Solar = 50 MW | Batteries; Solar Photovoltaic; | 70 | 70 | 20 | [8 empty] | 50 |  |  | EIA-860, EIA-860M and EIA-923 | 202406 | -107.2776 | 36.3167
-7813462.4047 | 5562022.1748 | 47863 | 66165 | Pleasant Street | 60025 | Greenbacker Renewable Energy Corporation | IPP Non-CHP | Pleasant Street | Wilton | Franklin | Maine | 4294 | solar | Solar = 3 MW | Solar Photovoltaic | 3 | 3 | [9 empty] | 3 |  |  | EIA-860, EIA-860M and EIA-923 | 202406 | -70.1895 | 44.6208
-8145789.7125 | 5463338.412 | 47864 | 66166 | South Street - Middlebury | 66154 | Bowser Road Solar Project 2021, LLC | IPP Non-CHP | 1342 South Street | Middlebury | Addison | Vermont | 5753 | solar | Solar = 5 MW | Solar Photovoltaic | 5 | 5 | [9 empty] | 5 |  |  | EIA-860, EIA-860M and EIA-923 | 202406 | -73.1749 | 43.9864
-12090959.2567 | 4491966.9665 | 47865 | 66169 | Cortez Solar 2, LLC | 60025 | Greenbacker Renewable Energy Corporation | IPP Non-CHP | 23999 Road L.4 | Cortez | Montezuma | Colorado | 81321 | solar | Solar = 5 MW | Solar Photovoltaic | 5 | 5 | [9 empty] | 5 |  |  | EIA-860, EIA-860M and EIA-923 | 202406 | -108.6149 | 37.3783
-11388932.2389 | 3663105.2379 | 47866 | 66170 | Revolution | 65313 | Crane 2 BESS, LLC | IPP Non-CHP | 5897 US Highway 385 S | McCamey | Crane | Texas | 79752 | batteries | Battery = 150 MW | Batteries | 150 | 150 | 150 | [11 empty] | EIA-860, EIA-860M and EIA-923 | 202406 | -102.3085 | 31.2335
-9213307.1165 | 3723622.4428 | 47867 | 66171 | SR Snipesville III | 65307 | SR Snipesville III, LLC | IPP Non-CHP | 711 Denton Still Road | Denton | Jeff Davis | Georgia | 31532 | solar | Solar = 107 MW | Solar Photovoltaic | 107 | 107 | [9 empty] | 107 |  |  | EIA-860, EIA-860M and EIA-923 | 202406 | -82.7645 | 31.6972
-9354815.7852 | 3746313.2316 | 47868 | 66172 | SR DeSoto II | 65306 | SR DeSoto II, LLC | IPP Non-CHP | 140 Gray Moss Rd. | DeSoto | Lee | Georgia | 31743 | solar | Solar = 65 MW | Solar Photovoltaic | 65 | 65 | [9 empty] | 65 |  |  | EIA-860, EIA-860M and EIA-923 | 202406 | -84.0357 | 31.8704
-7774564.369 | 5517462.5386 | 47869 | 66174 | Treasure Lane Solar 1 | 64904 | AES Clean Energy | IPP Non-CHP | Treasure Lane | Manchester | Kennebec | Maine | 4351 | solar | Solar = 4.5 MW | Solar Photovoltaic | 4.5 | 4.5 | [9 empty] | 4.5 |  |  | EIA-860, EIA-860M and EIA-923 | 202406 | -69.8401 | 44.3352
-10212004.8074 | 3474917.3585 | 47870 | 66175 | Ivanhoe Generation Facility | 55727 | Orion Engineered Carbons | Industrial Non-CHP | 7905 Hwy 83 | Franklin | St Mary | Louisiana | 70538 | other | Other = 26.9 MW | All Other | 31 | 26.9 | [11 empty] | 26.9 | EIA-860, EIA-860M and EIA-923 | 202406 | -91.736 | 29.777
-8240733.9949 | 5146110.3896 | 47871 | 66176 | Landau Solar | 61194 | Generate Capital | IPP Non-CHP | 2986-3040 Old Route 32 | Kingston | Ulster | New York | 12401 | solar | Solar = 2 MW | Solar Photovoltaic | 2 | 2 | [9 empty] | 2 |  |  | EIA-860, EIA-860M and EIA-923 | 202406 | -74.0278 | 41.9007
-8313718.3927 | 5314252.995 | 47872 | 66177 | Drinkwater Solar | 61194 | Generate Capital | IPP Non-CHP | 512 Crum Creek Rd. | Saint Johnsville | Montgomery | New York | 13452 | solar | Solar = 2 MW | Solar Photovoltaic | 2 | 2 | [9 empty] | 2 |  |  | EIA-860, EIA-860M and EIA-923 | 202406 | -74.6834 | 43.015
-10851725.6383 | 5165654.1991 | 47873 | 66178 | South 49th 013445 SCS Norfolk, LLC | 61677 | Sol Systems | IPP Non-CHP | 301 S. 49th St | Norfolk | Madison | Nebraska | 68701 | solar | Battery = 1 MW, Solar = 8.5 MW | Batteries; Solar Photovoltaic; | 10.6 | 9.5 | 1 | [8 empty] | 8.5 |  |  | EIA-860, EIA-860M and EIA-923 | 202406 | -97.4827 | 42.0312
-8068453.3906 | 5190619.6681 | 47874 | 66180 | Huxley Solar | 65321 | Huxley Solar, LLC | IPP Non-CHP | 504 Fuller Street | Ludlow | Hampden | Massachusetts | 1056 | solar | Battery = 5 MW, Solar = 5 MW | Batteries; Solar Photovoltaic; | 10 | 10 | 5 | [8 empty] | 5 |  |  | EIA-860, EIA-860M and EIA-923 | 202406 | -72.4801 | 42.1976
-8090366.6324 | 5203616.6588 | 47875 | 66181 | Beacon Solar, LLC | 65322 | Beacon Solar, LLC | IPP Non-CHP | 50 Florence Road | Easthampton | Hampshire | Massachusetts | 1027 | solar | Battery = 5 MW, Solar = 5 MW | Batteries; Solar Photovoltaic; | 10 | 10 | 5 | [8 empty] | 5 |  |  | EIA-860, EIA-860M and EIA-923 | 202406 | -72.677 | 42.284
-8068325.3732 | 5214456.5922 | 47876 | 66182 | Town of Amherst Solar | 65323 | Town of Amherst Solar, LLC | IPP Non-CHP | 740 Belchertown Road | Amherst | Hampshire | Massachusetts | 1002 | solar | Battery = 2.5 MW, Solar = 2.5 MW | Batteries; Solar Photovoltaic; | 5 | 5 | 2.5 | [8 empty] | 2.5 |  |  | EIA-860, EIA-860M and EIA-923 | 202406 | -72.479 | 42.356
-11800098.2365 | 5907800.1035 | 47877 | 66183 | Clearwater Wind East | 65311 | Clearwater Wind East, LLC | IPP Non-CHP | 30 Road 110 | Miles City | Custer | Montana | 59301 | wind | Wind = 207.9 MW | Onshore Wind Turbine | 207.9 | 207.9 | [10 empty] | 207.9 |  | EIA-860, EIA-860M and EIA-923 | 202406 | -106.0021 | 46.7896
-11821526.9046 | 5912552.166 | 47878 | 66184 | Clearwater Wind II | 65312 | Clearwater Wind II, LLC | IPP Non-CHP | 245 Rock Spring Road East | Miles City | Rosebud | Montana | 59301 | wind | Wind = 102.8 MW | Onshore Wind Turbine | 102.8 | 102.8 | [10 empty] | 102.8 |  | EIA-860, EIA-860M and EIA-923 | 202406 | -106.1946 | 46.8188
-9994745.6742 | 4288890.1501 | 47879 | 66185 | Crooked Lake Solar, LLC | 65315 | Crooked Lake Solar, LLC | IPP Non-CHP | 5402 East State Highway 18 | Blytheville | Mississippi | Arkansas | 72315 | solar | Solar = 175 MW | Solar Photovoltaic | 175 | 175 | [9 empty] | 175 |  |  | EIA-860, EIA-860M and EIA-923 | 202406 | -89.7843 | 35.9147
-8257576.9678 | 5071707.7634 | 47880 | 66187 | McCarthy Solar | 61194 | Generate Capital | IPP Non-CHP | 48-76 Round Hill Road | Blooming Grove | Orange | New York | 10992 | solar | Solar = 2 MW | Solar Photovoltaic | 2 | 2 | [9 empty] | 2 |  |  | EIA-860, EIA-860M and EIA-923 | 202406 | -74.1791 | 41.4013
-13312218.8962 | 4391417.2854 | 47881 | 66188 | POM Plant 1 | 63689 | Wonderful Renewable Energy, LLC. | Industrial Non-CHP | 5286 S Del Rey Ave | Del Rey | Fresno | California | 93616 | solar | Solar = 2.2 MW | Solar Photovoltaic | 2.4 | 2.2 | [9 empty] | 2.2 |  |  | EIA-860, EIA-860M and EIA-923 | 202406 | -119.5857 | 36.6571
-13312944.9219 | 4391357.6172 | 47882 | 66189 | POM Plant 2 | 63689 | Wonderful Renewable Energy, LLC. | Industrial Non-CHP | 5286 S Del Rey Ave | Del Rey | Fresno | California | 93616 | solar | Solar = 1.3 MW | Solar Photovoltaic | 1.6 | 1.3 | [9 empty] | 1.3 |  |  | EIA-860, EIA-860M and EIA-923 | 202406 | -119.5922 | 36.6567
-9356246.686 | 3704309.8952 | 47883 | 66190 | Inst and Envir Dir Marine Logistics Base | 59135 | Inst and Envir Div Marine Logistics Base | IPP CHP | 411 N Radford Loop | Albany | Dougherty | Georgia | 31704 | biomass | Biomass = 1.8 MW | Landfill Gas | 1.9 | 1.8 |  | 1.8 | [10 empty] | EIA-860, EIA-860M and EIA-923 | 202406 | -84.0486 | 31.5494
-9421308.6982 | 5344584.8077 | 47884 | 66192 | Heartland Farms | 4254 | Consumers Energy Co - (MI) | Electric Utility | 7881 S Ely Highway | Middleton | Gratiot | Michigan | 48856 | wind | Wind = 200 MW | Onshore Wind Turbine | 200 | 200 | [10 empty] | 200 |  | EIA-860, EIA-860M and EIA-923 | 202406 | -84.6331 | 43.2139
-10217837.9487 | 3839027.2423 | 47885 | 66193 | Oak Ridge Solar | 64904 | AES Clean Energy | IPP Non-CHP | 2387 Girard Rd | Oak Ridge | Richland | Louisiana | 71264 | solar | Solar = 200 MW | Solar Photovoltaic | 200 | 200 | [9 empty] | 200 |  |  | EIA-860, EIA-860M and EIA-923 | 202406 | -91.7884 | 32.575
-11016207.867 | 4911644.0854 | 47886 | 66195 | SPPW1, LLC | 65318 | SPPW1, LLC | IPP Non-CHP | 2239 Hwy 10 | Upland | Franklin | Nebraska | 68981 | wind | Wind = 5.6 MW | Onshore Wind Turbine | 5.6 | 5.6 | [10 empty] | 5.6 |  | EIA-860, EIA-860M and EIA-923 | 202406 | -98.9603 | 40.3138
-9291691.8453 | 4880063.8 | 47887 | 66198 | Madison Fields Solar Project, LLC | 65860 | Madison Fields Solar Project, LLC | IPP Non-CHP | 11350 Rosedale Milford Center | Irwin | Madison | Ohio | 43029 | solar | Solar = 180 MW | Solar Photovoltaic | 180 | 180 | [9 empty] | 180 |  |  | EIA-860, EIA-860M and EIA-923 | 202406 | -83.4687 | 40.0971
-9376316.0317 | 3621233.2932 | 47888 | 66199 | Cairo Solar Farm, LLC | 65327 | Southeastern Solar Farm Fund, LLC | IPP Non-CHP | Highway 21 | Cairo | Grady | Georgia | 39827 | solar | Solar = 2 MW | Solar Photovoltaic | 2 | 2 | [9 empty] | 2 |  |  | EIA-860, EIA-860M and EIA-923 | 202406 | -84.2289 | 30.9113
-9323838.9105 | 4032539.5276 | 47889 | 66200 | Cedar Creek Solar, LLC | 65327 | Southeastern Solar Farm Fund, LLC | IPP Non-CHP | Rockwell Church Road | Winder | Barrow | Georgia | 30680 | solar | Solar = 2 MW | Solar Photovoltaic | 2 | 2 | [9 empty] | 2 |  |  | EIA-860, EIA-860M and EIA-923 | 202406 | -83.7575 | 34.0278
-8095474.9725 | 5140090.327 | 47890 | 66201 | Niagara Bottling - Bloomfield | 65330 | Westbound Solar 3, LLC | Industrial Non-CHP | 380 Woodland Ave | Bloomfield | Hartford | Connecticut | 6002 | solar | Solar = 2.8 MW | Solar Photovoltaic | 2.8 | 2.8 | [9 empty] | 2.8 |  |  | EIA-860, EIA-860M and EIA-923 | 202406 | -72.7229 | 41.8604
-9115762.0768 | 3544556.0985 | 47891 | 66202 | Old Plank Road Solar Farm, LLC | 65327 | Southeastern Solar Farm Fund, LLC | IPP Non-CHP | Hance Lane | Jacksonville | Duval | Florida | 32220 | solar | Solar = 3 MW | Solar Photovoltaic | 3 | 3 | [9 empty] | 3 |  |  | EIA-860, EIA-860M and EIA-923 | 202406 | -81.8883 | 30.3185
-8582398.7817 | 4655281.5054 | 47892 | 66203 | Ripley | 63466 | Conductive Power | IPP Non-CHP | Ripley Road | La Plata | Charles | Maryland | 20646 | solar | Solar = 27.5 MW | Solar Photovoltaic | 27.5 | 27.5 | [9 empty] | 27.5 |  |  | EIA-860, EIA-860M and EIA-923 | 202406 | -77.097 | 38.535
-9426413.4761 | 3988476.4055 | 47893 | 66205 | Turnipseed Solar, LLC | 65327 | Southeastern Solar Farm Fund, LLC | IPP Non-CHP | Anneewakee Road | Douglasville | Douglas | Georgia | 30135 | solar | Solar = 3 MW | Solar Photovoltaic | 3 | 3 | [9 empty] | 3 |  |  | EIA-860, EIA-860M and EIA-923 | 202406 | -84.6789 | 33.6992
-8279072.8728 | 5303026.1656 | 47894 | 66206 | Mohawk View Solar | 65325 | Mohawk View Solar, LLC | IPP Non-CHP | 709 Van Epps Rd | Fultonville | Montgomery | New York | 12072 | solar | Solar = 5 MW | Solar Photovoltaic | 5 | 5 | [9 empty] | 5 |  |  | EIA-860, EIA-860M and EIA-923 | 202406 | -74.3722 | 42.9412
-8279743.3501 | 5301937.4453 | 47895 | 66207 | Van Epps Solar | 65324 | Van Epps Solar, LLC | IPP Non-CHP | 677 Van Epps Rd | Fultonville | Montgomery | New York | 12072 | solar | Solar = 5 MW | Solar Photovoltaic | 5 | 5 | [9 empty] | 5 |  |  | EIA-860, EIA-860M and EIA-923 | 202406 | -74.3782 | 42.934
-13471643.8804 | 4581586.1436 | 47896 | 66208 | North Central Valley | 65339 | North Central Valley Energy Storage, LLC | IPP Non-CHP | 23980 E Flood Rd | Linden | San Joaquin | California | 95236 | batteries | Battery = 132 MW | Batteries | 132 | 132 | 132 | [11 empty] | EIA-860, EIA-860M and EIA-923 | 202406 | -121.0178 | 38.0153
-8318990.929 | 5322697.5531 | 47897 | 66209 | Bantam Solar | 61194 | Generate Capital | IPP Non-CHP | 379 County Road 151 | Saint Johnsville | Montgomery | New York | 13452 | solar | Solar = 5 MW | Solar Photovoltaic | 5 | 5 | [9 empty] | 5 |  |  | EIA-860, EIA-860M and EIA-923 | 202406 | -74.7308 | 43.0704
-8237095.1834 | 5192427.3485 | 47898 | 66210 | Bogart Solar | 61194 | Generate Capital | IPP Non-CHP | 1180 Bogart Rd | Palenville | Greene | New York | 12463 | solar | Solar = 2 MW | Solar Photovoltaic | 2 | 2 | [9 empty] | 2 |  |  | EIA-860, EIA-860M and EIA-923 | 202406 | -73.9951 | 42.2096
-8568047.2503 | 5342722.9041 | 47899 | 66211 | Brickchurch Solar | 61194 | Generate Capital | IPP Non-CHP | 8593 York Settlement Rd. | North Rose | Wayne | New York | 14551 | solar | Solar = 2 MW | Solar Photovoltaic | 2 | 2 | [9 empty] | 2 |  |  | EIA-860, EIA-860M and EIA-923 | 202406 | -76.9681 | 43.2017
-8549348.0249 | 5289480.9114 | 47900 | 66212 | Canoga Solar | 61194 | Generate Capital | IPP Non-CHP | 2497 Canoga Road | Seneca Falls | Seneca | New York | 13148 | solar | Solar = 5 MW | Solar Photovoltaic | 5 | 5 | [9 empty] | 5 |  |  | EIA-860, EIA-860M and EIA-923 | 202406 | -76.8001 | 42.8521
-8245372.7894 | 5230220.1193 | 47901 | 66213 | Costanza Solar | 61194 | Generate Capital | IPP Non-CHP | 198 Sunset Hills Road | Westerlo | Albany | New York | 12193 | solar | Solar = 2 MW | Solar Photovoltaic | 2 | 2 | [9 empty] | 2 |  |  | EIA-860, EIA-860M and EIA-923 | 202406 | -74.0694 | 42.4606
-8636449.5152 | 5165048.2994 | 47902 | 66214 | County Route 84 Solar | 61194 | Generate Capital | IPP Non-CHP | 2585 County Rte 84 | Troupsburg | Steuben | New York | 14885 | solar | Solar = 5 MW | Solar Photovoltaic | 5 | 5 | [9 empty] | 5 |  |  | EIA-860, EIA-860M and EIA-923 | 202406 | -77.5825 | 42.0272
-8472847.601 | 5173247.0235 | 47903 | 66215 | Cafferty Hill Solar | 61194 | Generate Capital | IPP Non-CHP | 268 Cafferty Hill Road | Owego | Broome | New York | 13760 | solar | Solar = 5 MW | Solar Photovoltaic | 5 | 5 | [9 empty] | 5 |  |  | EIA-860, EIA-860M and EIA-923 | 202406 | -76.1129 | 42.0818
-8548322.3271 | 5303573.0064 | 47904 | 66217 | Donati Solar | 61194 | Generate Capital | IPP Non-CHP | 1651 Gravel Road | Seneca Falls | Seneca | New York | 13148 | solar | Solar = 2 MW | Solar Photovoltaic | 2 | 2 | [9 empty] | 2 |  |  | EIA-860, EIA-860M and EIA-923 | 202406 | -76.7909 | 42.9448
-8269461.1027 | 5101083.0528 | 47905 | 66218 | Dubois Solar (Hybrid) | 61194 | Generate Capital | IPP Non-CHP | 2208 State Route 52 | Pine Bush | Ulster | New York | 12566 | solar | Battery = 2 MW, Solar = 2 MW | Batteries; Solar Photovoltaic; | 4 | 4 | 2 | [8 empty] | 2 |  |  | EIA-860, EIA-860M and EIA-923 | 202406 | -74.2858 | 41.5989
-8777346.2607 | 5213750.1131 | 47906 | 66219 | Dunkleman Solar | 61194 | Generate Capital | IPP Non-CHP | 9350 Dunkleman Hill Road | Cattaraugus | Cattaraugus | New York | 14719 | solar | Solar = 5 MW | Solar Photovoltaic | 5 | 5 | [9 empty] | 5 |  |  | EIA-860, EIA-860M and EIA-923 | 202406 | -78.8482 | 42.3513
-8268264.3069 | 5308859.0576 | 47907 | 66220 | Finney Solar | 61194 | Generate Capital | IPP Non-CHP | 3047 State Route 67 | Fort Johnson | Montgomery | New York | 12070 | solar | Solar = 5 MW | Solar Photovoltaic | 5 | 5 | [9 empty] | 5 |  |  | EIA-860, EIA-860M and EIA-923 | 202406 | -74.2751 | 42.9795
-8650281.4072 | 5315189.0584 | 47908 | 66221 | Henrietta Solar | 61194 | Generate Capital | IPP Non-CHP | 6161 East River Rd | West Henrietta | Monroe | New York | 14586 | solar | Solar = 5 MW | Solar Photovoltaic | 5 | 5 | [9 empty] | 5 |  |  | EIA-860, EIA-860M and EIA-923 | 202406 | -77.7068 | 43.0211
-8240357.6237 | 5146039.4975 | 47909 | 66222 | Landau II Solar (Hybrid) | 61194 | Generate Capital | IPP Non-CHP | 2986-3040 Old Route 32 | Kingston | Ulster | New York | 12401 | solar | Battery = 4 MW, Solar = 4 MW | Batteries; Solar Photovoltaic; | 8 | 8 | 4 | [8 empty] | 4 |  |  | EIA-860, EIA-860M and EIA-923 | 202406 | -74.0244 | 41.9002
-8299429.0889 | 5062169.4726 | 47910 | 66223 | Lockenhurst Pond Solar | 61194 | Generate Capital | IPP Non-CHP | 96 Langlitz Road | Westtown | Orange | New York | 10998 | solar | Solar = 2 MW | Solar Photovoltaic | 2 | 2 | [9 empty] | 2 |  |  | EIA-860, EIA-860M and EIA-923 | 202406 | -74.555 | 41.337
-8248061.7117 | 5144878.6773 | 47911 | 66224 | New Beginnings Solar | 61194 | Generate Capital | IPP Non-CHP | 2585 State Route 209 | Kingston | Ulster | New York | 12401 | solar | Solar = 2 MW | Solar Photovoltaic | 2 | 2 | [9 empty] | 2 |  |  | EIA-860, EIA-860M and EIA-923 | 202406 | -74.0936 | 41.8924
-8679356.8337 | 5244056.6476 | 47912 | 66225 | NY70 Solar | 61194 | Generate Capital | IPP Non-CHP | 1493 NY 70 | Hunt | Livingston | New York | 14846 | solar | Solar = 5 MW | Solar Photovoltaic | 5 | 5 | [9 empty] | 5 |  |  | EIA-860, EIA-860M and EIA-923 | 202406 | -77.968 | 42.5522
-8391593.6122 | 5343317.8908 | 47913 | 66226 | Reid Solar | 61194 | Generate Capital | IPP Non-CHP | 2585 New Floyd Road | Rome | Oneida | New York | 13440 | solar | Solar = 4.8 MW | Solar Photovoltaic | 4.8 | 4.8 | [9 empty] | 4.8 |  |  | EIA-860, EIA-860M and EIA-923 | 202406 | -75.383 | 43.2056
-8294928.9985 | 5122634.8374 | 47914 | 66227 | Reisender Solar | 61194 | Generate Capital | IPP Non-CHP | 104 Weiner Rd. | Ellenville | Ulster | New York | 12428 | solar | Solar = 2 MW | Solar Photovoltaic | 2 | 2 | [9 empty] | 2 |  |  | EIA-860, EIA-860M and EIA-923 | 202406 | -74.5146 | 41.7435
-8224513.8546 | 5122279.9084 | 47915 | 66228 | Salt Point Solar (Hybrid) | 61194 | Generate Capital | IPP Non-CHP | 525 Salt Point Tpke | Poughkeepsie | Dutchess | New York | 12601 | solar | Battery = 2 MW, Solar = 2 MW | Batteries; Solar Photovoltaic; | 4 | 4 | 2 | [8 empty] | 2 |  |  | EIA-860, EIA-860M and EIA-923 | 202406 | -73.8821 | 41.7411
-8547733.7809 | 5303957.9127 | 47916 | 66229 | Sangolqui Solar | 61194 | Generate Capital | IPP Non-CHP | 2762 Route NY 318 | Seneca Falls | Seneca | New York | 13148 | solar | Solar = 2 MW | Solar Photovoltaic | 2 | 2 | [9 empty] | 2 |  |  | EIA-860, EIA-860M and EIA-923 | 202406 | -76.7856 | 42.9473
-8579662.4373 | 5272603.0273 | 47917 | 66230 | State Route 14A Solar | 61194 | Generate Capital | IPP Non-CHP | 480 State Route 14A | Benton | Yates | New York | 14527 | solar | Solar = 5 MW | Solar Photovoltaic | 5 | 5 | [9 empty] | 5 |  |  | EIA-860, EIA-860M and EIA-923 | 202406 | -77.0724 | 42.7408
-8335218.4165 | 5113501.5775 | 47918 | 66231 | State Highway 17B Solar | 61194 | Generate Capital | IPP Non-CHP | 2017 State Highway 17B | Bethel | Sullivan | New York | 12720 | solar | Solar = 4.4 MW | Solar Photovoltaic | 4.4 | 4.4 | [9 empty] | 4.4 |  |  | EIA-860, EIA-860M and EIA-923 | 202406 | -74.8765 | 41.6823
-8273583.9314 | 5091583.6034 | 47919 | 66232 | Svenski Solar (Hybrid) | 61194 | Generate Capital | IPP Non-CHP | 2345 Route 17K | Crawford | Orange | New York | 12549 | solar | Battery = 2 MW, Solar = 2 MW | Batteries; Solar Photovoltaic; | 4 | 4 | 2 | [8 empty] | 2 |  |  | EIA-860, EIA-860M and EIA-923 | 202406 | -74.3229 | 41.535
-8489151.8989 | 5189867.6337 | 47920 | 66233 | West Creek Solar | 61194 | Generate Capital | IPP Non-CHP | 2453 West Creek Road | Newark Valley | Tioga | New York | 13811 | solar | Solar = 5 MW | Solar Photovoltaic | 5 | 5 | [9 empty] | 5 |  |  | EIA-860, EIA-860M and EIA-923 | 202406 | -76.2593 | 42.1926
-8660511.891 | 5314591.9037 | 47921 | 66234 | Wheatland 2A Solar | 61194 | Generate Capital | IPP Non-CHP | 1192 Scottsville Mumford Road | Scottsville | Monroe | New York | 14546 | solar | Solar = 4.5 MW | Solar Photovoltaic | 4.5 | 4.5 | [9 empty] | 4.5 |  |  | EIA-860, EIA-860M and EIA-923 | 202406 | -77.7987 | 43.0172
-8660505.3232 | 5314331.5549 | 47922 | 66235 | Wheatland 2B Solar | 61194 | Generate Capital | IPP Non-CHP | 1190 Scottsville Mumford Road | Scottsville | Monroe | New York | 14546 | solar | Solar = 4.5 MW | Solar Photovoltaic | 4.5 | 4.5 | [9 empty] | 4.5 |  |  | EIA-860, EIA-860M and EIA-923 | 202406 | -77.7986 | 43.0155
-8605466.9632 | 5214815.2747 | 47923 | 66236 | Wildflower Way Solar | 61194 | Generate Capital | IPP Non-CHP | 7374 Wildflower Way | Bath | Steuben | New York | 14810 | solar | Solar = 5 MW | Solar Photovoltaic | 5 | 5 | [9 empty] | 5 |  |  | EIA-860, EIA-860M and EIA-923 | 202406 | -77.3042 | 42.3584
-8938969.137 | 4229047.8903 | 47924 | 66237 | Misenheimer Solar LLC | 65344 | Misenheimer Solar LLC | IPP Non-CHP | 49753 Glenmore Road | Gold Hill | Stanly | North Carolina | 28071 | solar | Solar = 74.4 MW | Solar Photovoltaic | 74.4 | 74.4 | [9 empty] | 74.4 |  |  | EIA-860, EIA-860M and EIA-923 | 202406 | -80.3001 | 35.4781
-13067015.7878 | 3984309.181 | 47925 | 66242 | Lake Elsinore Canopies - Lakeside HS | 60531 | Standard Solar | IPP Non-CHP | 32593 Riverside Dr. | Lake Elsinore | Riverside | California | 92530 | solar | Solar = 1 MW | Solar Photovoltaic | 1 | 1 | [9 empty] | 1 |  |  | EIA-860, EIA-860M and EIA-923 | 202406 | -117.383 | 33.668
-7826545.6731 | 5473269.1769 | 47926 | 66243 | Lewiston Junction Road Solar | 65340 | NextGrid Peppertree, LLC | IPP Non-CHP | 0 Lewiston Junction Road | Poland | Androscoggin | Maine | 4274 | solar | Solar = 4.9 MW | Solar Photovoltaic | 4.9 | 4.9 | [9 empty] | 4.9 |  |  | EIA-860, EIA-860M and EIA-923 | 202406 | -70.3071 | 44.0506
-7758669.0589 | 5547555.0065 | 47927 | 66244 | Webb Road Solar | 65349 | NextGrid Mastic, LLC | IPP Non-CHP | 0 Webb Road | Waterville | Kennebec | Maine | 4901 | solar | Solar = 4.6 MW | Solar Photovoltaic | 4.6 | 4.6 | [9 empty] | 4.6 |  |  | EIA-860, EIA-860M and EIA-923 | 202406 | -69.6973 | 44.5282
-7814309.6573 | 5489913.2793 | 47928 | 66245 | Merrill Road Solar | 65350 | NextGrid Mangrove, LLC | IPP Non-CHP | 265 Merrill Road | Lewiston | Androscoggin | Maine | 4240 | solar | Solar = 4.6 MW | Solar Photovoltaic | 4.6 | 4.6 | [9 empty] | 4.6 |  |  | EIA-860, EIA-860M and EIA-923 | 202406 | -70.1971 | 44.1579
-7809473.6047 | 5474892.0437 | 47929 | 66246 | Lisbon Street Solar | 65351 | NextGrid Cliffrose, LLC | IPP Non-CHP | 1875 Lisbon Street | Lewiston | Androscoggin | Maine | 4240 | solar | Solar = 2 MW | Solar Photovoltaic | 2 | 2 | [9 empty] | 2 |  |  | EIA-860, EIA-860M and EIA-923 | 202406 | -70.1537 | 44.061
-12022132.308 | 4673566.5675 | 47930 | 66247 | Ash Mesa Solar, LLC | 65345 | Ash Mesa Solar, LLC | IPP Non-CHP | 2520 N River Road | Olathe | Montrose | Colorado | 81425 | solar | Solar = 7.8 MW | Solar Photovoltaic | 7.8 | 7.8 | [9 empty] | 7.8 |  |  | EIA-860, EIA-860M and EIA-923 | 202406 | -107.9967 | 38.6634
-10735051.7914 | 4024633.5314 | 47931 | 66248 | Butterfield Solar Farm | 14063 | Oklahoma Gas & Electric Co | Electric Utility | 528 Orchard Rd. | Durant | Bryan | Oklahoma | 74730 | solar | Solar = 5 MW | Solar Photovoltaic | 5 | 5 | [9 empty] | 5 |  |  | EIA-860, EIA-860M and EIA-923 | 202406 | -96.4346 | 33.9689
-9381380.0666 | 5025878.8842 | 47932 | 66249 | Blue Harvest Solar Park | 65364 | Blue Harvest Solar Park LLC | IPP Non-CHP | 21359 SR 613 | Continental | Putnam | Ohio | 45831 | solar | Solar = 49.9 MW | Solar Photovoltaic | 49.9 | 49.9 | [9 empty] | 49.9 |  |  | EIA-860, EIA-860M and EIA-923 | 202406 | -84.2744 | 41.0917
-9431622.0037 | 5025964.9969 | 47933 | 66250 | Timber Road Solar Park | 65365 | Timber Road Solar Park | IPP Non-CHP | 5077 Road 94 | Payne | Paulding | Ohio | 45880 | solar | Solar = 49.9 MW | Solar Photovoltaic | 49.9 | 49.9 | [9 empty] | 49.9 |  |  | EIA-860, EIA-860M and EIA-923 | 202406 | -84.7257 | 41.0923
-8355741.2778 | 5495160.7867 | 47934 | 66256 | Source Power Company - Aldrich | 66157 | Morristown Solar II, LLC | IPP Non-CHP | 34 CR 2 | Brier Hill | Columbia | New York | 13664 | solar | Solar = 5 MW | Solar Photovoltaic | 5 | 5 | [9 empty] | 5 |  |  | EIA-860, EIA-860M and EIA-923 | 202406 | -75.0609 | 44.1917
-8369609.0147 | 5341212.5476 | 47935 | 66258 | Source Power NY II - Whaling | 66159 | Whaling Solar, LLC | IPP Non-CHP | 10601 Hulser Rd | Utica | Oneida | New York | 13502 | solar | Solar = 3.2 MW | Solar Photovoltaic | 3.2 | 3.2 | [9 empty] | 3.2 |  |  | EIA-860, EIA-860M and EIA-923 | 202406 | -75.1855 | 43.1918
-8727396.7599 | 5352803.7149 | 47936 | 66259 | Source Power NY III - Medina II (CSG) | 66150 | TJA-NY-11202 Ridge Rd Medina, LLC | IPP Non-CHP | 11202 Ridge Rd | Medina | Orleans | New York | 14103 | solar | Solar = 5 MW | Solar Photovoltaic | 5 | 5 | [9 empty] | 5 |  |  | EIA-860, EIA-860M and EIA-923 | 202406 | -78.3995 | 43.2677
-9280371.989 | 5081321.4551 | 47937 | 66261 | Martin Marietta Wind Project | 65369 | OEE XXXIII LLC | IPP Non-CHP | 755 Lime Road | Woodville | Sandusky | Ohio | 43402 | wind | Wind = 4.5 MW | Onshore Wind Turbine | 4.5 | 4.5 | [10 empty] | 4.5 |  | EIA-860, EIA-860M and EIA-923 | 202406 | -83.367 | 41.466
-12422354.5978 | 3876864.5628 | 47938 | 66263 | Eleven Mile Solar Center | 65368 | Eleven Mile Solar Center, LLC | IPP Non-CHP | 8350 S. Eleven Mile Corner Roa | Coolidge | Pinal | Arizona | 85194 | solar | Battery = 300 MW, Solar = 300 MW | Batteries; Solar Photovoltaic; | 600 | 600 | 300 | [8 empty] | 300 |  |  | EIA-860, EIA-860M and EIA-923 | 202406 | -111.5919 | 32.861
-13029925.2466 | 3856031.5518 | 47939 | 66265 | Paradise Energy Storage | 16609 | San Diego Gas & Electric Co | Electric Utility | 6874 Skyline Dr. | San Diego | San Diego | California | 92114 | batteries | Battery = 10 MW | Batteries | 10 | 10 | 10 | [11 empty] | EIA-860, EIA-860M and EIA-923 | 202406 | -117.0498 | 32.7036
-13044779.1629 | 3872178.6235 | 47940 | 66266 | Clairemont Energy Storage | 16609 | San Diego Gas & Electric Co | Electric Utility | 5090 Chateau Dr. | San Diego | San Diego | California | 92117 | batteries | Battery = 10 MW | Batteries | 10 | 10 | 10 | [11 empty] | EIA-860, EIA-860M and EIA-923 | 202406 | -117.1832 | 32.8256
-12488010.8335 | 5143925.5403 | 47941 | 66267 | Steel Solar LLC | 65380 | Steel Solar, LLC | IPP Non-CHP | 6655 W 20800 North | Plymouth | Box Elder | Utah | 84331 | solar | Solar = 80 MW | Solar Photovoltaic | 80 | 80 | [9 empty] | 80 |  |  | EIA-860, EIA-860M and EIA-923 | 202406 | -112.1817 | 41.886
-13487785.6519 | 4495058.3034 | 47942 | 66270 | Proxima | 65394 | Proxima Solar, LLC | IPP Non-CHP | 4881 Fink Rd | Crows Landing | Stanislaus | California | 95360 | solar | Battery = 162 MW, Solar = 190 MW | Batteries; Solar Photovoltaic; | 352 | 352 | 162 | [8 empty] | 190 |  |  | EIA-860, EIA-860M and EIA-923 | 202406 | -121.1628 | 37.4004
-11937319.6578 | 4788711.3733 | 47943 | 66271 | Ameresco HCE Solar LLC | 65395 | Ameresco HCE Solar LLC | IPP Non-CHP | County Road 114 | Glenwood Springs | Garfield | Colorado | 81601 | batteries | Battery = 5.8 MW, Solar = 4.5 MW | Batteries; Solar Photovoltaic; | 10.3 | 10.3 | 5.8 | [8 empty] | 4.5 |  |  | EIA-860, EIA-860M and EIA-923 | 202406 | -107.2348 | 39.4665
-8810937.6963 | 5243726.1683 | 47944 | 66272 | RIC - Hanover (CSG) | 61944 | MN8 Energy LLC | IPP Non-CHP | 1321 Route 5 & 20 | Silver Creek | Chautauqua | New York | 14136 | solar | Solar = 5 MW | Solar Photovoltaic | 5 | 5 | [9 empty] | 5 |  |  | EIA-860, EIA-860M and EIA-923 | 202406 | -79.15 | 42.55
-8473639.6392 | 5342463.602 | 47945 | 66273 | Summit - Cicero | 61944 | MN8 Energy LLC | IPP Non-CHP | 5827 McKinley Rd | Brewerton | Onondaga | New York | 13029 | solar | Solar = 5 MW | Solar Photovoltaic | 5 | 5 | [9 empty] | 5 |  |  | EIA-860, EIA-860M and EIA-923 | 202406 | -76.12 | 43.2
-8491852.7324 | 5336399.6998 | 47946 | 66274 | Summit - Lysander (CSG) | 61944 | MN8 Energy LLC | IPP Non-CHP | 8071 River Rd | Lysander | Onondaga | New York | 13027 | solar | Solar = 3.5 MW | Solar Photovoltaic | 3.5 | 3.5 | [9 empty] | 3.5 |  |  | EIA-860, EIA-860M and EIA-923 | 202406 | -76.2836 | 43.1603
-8512013.9167 | 5368460.2685 | 47947 | 66275 | Summit - Oswego | 61944 | MN8 Energy LLC | IPP Non-CHP | 8341 State Rte 104 | Oswego | Oswego | New York | 13126 | solar | Solar = 2.2 MW | Solar Photovoltaic | 2.2 | 2.2 | [9 empty] | 2.2 |  |  | EIA-860, EIA-860M and EIA-923 | 202406 | -76.4647 | 43.37
-8664375.7905 | 4759502.2371 | 47948 | 66276 | Blake Solar Plant | 65400 | Horus West Virginia 1, LLC | IPP Non-CHP | 15750 Charles Town Road | Charles Town | Jefferson | West Virginia | 25414 | solar | Solar = 80 MW | Solar Photovoltaic | 96 | 80 | [9 empty] | 80 |  |  | EIA-860, EIA-860M and EIA-923 | 202406 | -77.8334 | 39.2636
-13034277.8387 | 3870956.7648 | 47949 | 66278 | Elliott Energy Storage | 16609 | San Diego Gas & Electric Co | Electric Utility | 11041 Tierrasanta Blvd | San Diego | San Diego | California | 92124 | batteries | Battery = 10 MW | Batteries | 10 | 10 | 10 | [11 empty] | EIA-860, EIA-860M and EIA-923 | 202406 | -117.0889 | 32.8164
-12943495.6808 | 3850504.4187 | 47950 | 66279 | Boulevard Energy Storage | 16609 | San Diego Gas & Electric Co | Electric Utility | 40681 Old Hwy 80 | Boulevard | San Diego | California | 91905 | batteries | Battery = 10 MW | Batteries | 10 | 10 | 10 | [11 empty] | EIA-860, EIA-860M and EIA-923 | 202406 | -116.2734 | 32.6618
-13036810.4685 | 3942875.0745 | 47951 | 66280 | Pala Gomez Creek BESS | 16609 | San Diego Gas & Electric Co | Electric Utility | 35305 Pala Del Norte Road | Pala | San Diego | California | 92059 | batteries | Battery = 10 MW | Batteries | 10 | 10 | 10 | [11 empty] | EIA-860, EIA-860M and EIA-923 | 202406 | -117.1117 | 33.3577
-13052524.4391 | 3922843.0934 | 47952 | 66281 | Melrose BESS | 16609 | San Diego Gas & Electric Co | Electric Utility | 533 North Melrose Drive | San Diego | San Diego | California | 92083 | batteries | Battery = 20 MW | Batteries | 20 | 20 | 20 | [11 empty] | EIA-860, EIA-860M and EIA-923 | 202406 | -117.2528 | 33.2072
-7627622.6411 | 5587282.5737 | 47953 | 66283 | Silver Maple | 65402 | WEB Silver Maple Wind LLC | IPP Non-CHP | 345 Pisgah Mountain Road | Clifton | Penobscot | Maine | 4428 | wind | Wind = 20 MW | Onshore Wind Turbine | 20 | 20 | [10 empty] | 20 |  | EIA-860, EIA-860M and EIA-923 | 202406 | -68.5201 | 44.7821
-13061381.1291 | 4031552.0528 | 47954 | 66285 | Condor Energy Storage LLC | 65397 | Condor Energy Storage LLC | IPP Non-CHP | 21658 W Main St | Grand Terrance | San Bernardino | California | 92313 | batteries | Battery = 200 MW | Batteries | 200 | 200 | 200 | [11 empty] | EIA-860, EIA-860M and EIA-923 | 202406 | -117.3324 | 34.0205
-11894932.8692 | 4214399.9067 | 47955 | 66287 | NMRD Data Center III, LLC | 65399 | NMRD Data Center III, LLC | IPP Non-CHP | 5401 Encino Road NW | Rio Ranchero | Sandoval | New Mexico | 87124 | solar | Solar = 50 MW | Solar Photovoltaic | 50 | 50 | [9 empty] | 50 |  |  | EIA-860, EIA-860M and EIA-923 | 202406 | -106.854 | 35.3709
-10657065.6976 | 3427891.7672 | 47956 | 66310 | Cutlass Solar 1 LLC | 65370 | Cutlass Solar 1, LLC | IPP Non-CHP | 12907 FM 361 Road | Richmond | Fort Bend | Texas | 77469 | solar | Solar = 110.9 MW | Solar Photovoltaic | 110.9 | 110.9 | [9 empty] | 110.9 |  |  | EIA-860, EIA-860M and EIA-923 | 202406 | -95.734 | 29.4097
-9348208.3055 | 5309715.7551 | 47957 | 66311 | Venice Park | 13559 | North American Natural Res | IPP Non-CHP | 9536 Lennon Road | Lennon | Genesee | Michigan | 48449 | biomass | Biomass = 6.4 MW | Landfill Gas | 6.4 | 6.4 |  | 6.4 | [10 empty] | EIA-860, EIA-860M and EIA-923 | 202406 | -83.9764 | 42.9852
-8039880.1264 | 5178584.2008 | 47958 | 66317 | Brimfield | 65403 | WEB Brimfield Solar LLC | IPP Non-CHP | 93 Palmer Road | Brimfield | Hampden | Massachusetts | 1010 | solar | Solar = 1.9 MW | Solar Photovoltaic | 1.9 | 1.9 | [9 empty] | 1.9 |  |  | EIA-860, EIA-860M and EIA-923 | 202406 | -72.2235 | 42.1174
-8027180.4649 | 5189720.9902 | 47959 | 66318 | WEB Brookfield | 65404 | WEB Brookfield Solar LLC | IPP Non-CHP | 8 Mitchell Hill Road | Brookfield | Worcester | Massachusetts | 1506 | solar | Solar = 3.4 MW | Solar Photovoltaic | 3.4 | 3.4 | [9 empty] | 3.4 |  |  | EIA-860, EIA-860M and EIA-923 | 202406 | -72.1094 | 42.1916
-7342978.7031 | 2081324.4668 | 47960 | 66319 | Lilly del Caribe PR01 | 65407 | Lilly del Caribe | Industrial CHP | 400 Calle Fabril | Carolina | Carolina | Puerto Rico | 987 | petroleum | Natural Gas = 9.4 MW, Petroleum = 18.2 MW,Solar = 2 MW | Natural Gas Internal Combustion Engine; Petroleum Liquids; Solar Photovoltaic | 29.6 | 29.6 | [6 empty] | 9.4 |  | 18.2 | 2 |  |  | EIA-860, EIA-860M and EIA-923 | 202406 | -65.9631 | 18.3736
-7986059.1563 | 5191914.4186 | 47961 | 66320 | 3Colton | 62915 | Madison Energy Holdings LLC | IPP Non-CHP | 3 Colton Road | Millbury | Worcester | Massachusetts | 1527 | solar | Solar = 3.4 MW | Solar Photovoltaic | 3.4 | 3.4 | [9 empty] | 3.4 |  |  | EIA-860, EIA-860M and EIA-923 | 202406 | -71.74 | 42.2062
-11072727.1102 | 3930930.7483 | 47962 | 66321 | King Creek Wind Farm 1, LLC | 65408 | King Creek Wind Farm 1, LLC | IPP Non-CHP | 8059 HWY 380 West | Throckmorton | Haskell | Texas | 76483 | wind | Wind = 184 MW | Onshore Wind Turbine | 184 | 184 | [10 empty] | 184 |  | EIA-860, EIA-860M and EIA-923 | 202406 | -99.468 | 33.268
-8512013.9167 | 5382252.7096 | 47963 | 66322 | Summit - Scriba CSG | 61944 | MN8 Energy LLC | IPP Non-CHP | 5859 State Road 104 | Scriba | Oswego | New York | 13126 | solar | Solar = 5 MW | Solar Photovoltaic | 5 | 5 | [9 empty] | 5 |  |  | EIA-860, EIA-860M and EIA-923 | 202406 | -76.4647 | 43.46
-11064031.7222 | 3919541.4765 | 47964 | 66323 | King Creek Wind Farm 2, LLC | 65409 | King Creek Wind Farm 2, LLC | IPP Non-CHP | 8059 HWY 380 West | Throckmorton | Throckmorton | Texas | 76483 | wind | Wind = 209 MW | Onshore Wind Turbine | 209 | 209 | [10 empty] | 209 |  | EIA-860, EIA-860M and EIA-923 | 202406 | -99.3899 | 33.1824
-10805939.9318 | 3787485.1638 | 47965 | 66324 | BPL Files Solar | 65412 | BPL Files Solar LLC | IPP Non-CHP | 342 Hill County Road 4434 | Itasca | Hill | Texas | 76055 | solar | Solar = 145 MW | Solar Photovoltaic | 157.5 | 145 | [9 empty] | 145 |  |  | EIA-860, EIA-860M and EIA-923 | 202406 | -97.0714 | 32.184
-13394016.792 | 4416269.2462 | 47966 | 66331 | Wonderful Firebaugh | 63689 | Wonderful Renewable Energy, LLC. | Industrial Non-CHP | 5970 Rd 13 | Firebaugh | Madera | California | 93622 | solar | Solar = 5.4 MW | Solar Photovoltaic | 5.4 | 5.4 | [9 empty] | 5.4 |  |  | EIA-860, EIA-860M and EIA-923 | 202406 | -120.3205 | 36.836
-13343696.9312 | 4268886.3461 | 47967 | 66332 | Wonderful Kings | 63689 | Wonderful Renewable Energy, LLC. | Industrial Non-CHP | 10487 King Rd | Lost Hills | Kern | California | 93249 | solar | Solar = 3.2 MW | Solar Photovoltaic | 3.5 | 3.2 | [9 empty] | 3.2 |  |  | EIA-860, EIA-860M and EIA-923 | 202406 | -119.8685 | 35.769
-12502715.0251 | 3949958.8667 | 47968 | 66334 | Sierra Estrella Energy Storage | 65418 | Sierra Estrella Energy Storage, LLC | IPP Non-CHP | 3900 S. Avondale Blvd. | Tolleson | Maricopa | Arizona | 85353 | batteries | Battery = 250 MW | Batteries | 250 | 250 | 250 | [11 empty] | EIA-860, EIA-860M and EIA-923 | 202406 | -112.3138 | 33.4108
-11460740.4349 | 3622932.4658 | 47969 | 66336 | St. Gall Energy Storage I | 65426 | St. Gall Energy Storage I | IPP Non-CHP | 2007 North US HWY 285 | Ft. Stockton | Pecos | Texas | 79735 | batteries | Battery = 100 MW | Batteries | 102.6 | 100 | 100 | [11 empty] | EIA-860, EIA-860M and EIA-923 | 202406 | -102.9536 | 30.9244
-10479676.9758 | 5843223.7207 | 47970 | 66339 | Brainerd Airport | 60571 | AEP Onsite Partners, LLC | IPP Non-CHP | 16834 Airport Road | Brainerd | Crow Wing | Minnesota | 46401 | solar | Solar = 5.8 MW | Solar Photovoltaic | 5.8 | 5.8 | [9 empty] | 5.8 |  |  | EIA-860, EIA-860M and EIA-923 | 202406 | -94.1405 | 46.391
-9108222.1851 | 3814402.7099 | 47971 | 66344 | Bulloch County GA S4 LLC | 64994 | SolRiver Capital LLC | IPP Non-CHP | 10610 Hwy 301S | Statesboro | Bulloch | Georgia | 30458 | solar | Solar = 3 MW | Solar Photovoltaic | 3 | 3 | [9 empty] | 3 |  |  | EIA-860, EIA-860M and EIA-923 | 202406 | -81.8206 | 32.3884
-9107718.687 | 3814322.823 | 47972 | 66346 | Bulloch County GA S3 LLC | 64994 | SolRiver Capital LLC | IPP Non-CHP | 10610 Hwy 301S | Statesboro | Bulloch | Georgia | 30458 | solar | Solar = 3 MW | Solar Photovoltaic | 3 | 3 | [9 empty] | 3 |  |  | EIA-860, EIA-860M and EIA-923 | 202406 | -81.816 | 32.3878
-9137431.3063 | 3937647.9616 | 47973 | 66350 | Richmond County GA S2 LLC | 64994 | SolRiver Capital LLC | IPP Non-CHP | 2436 GA-88 | Hephzibah | Richmond | Georgia | 30815 | solar | Solar = 3 MW | Solar Photovoltaic | 3 | 3 | [9 empty] | 3 |  |  | EIA-860, EIA-860M and EIA-923 | 202406 | -82.0829 | 33.3184
-9382006.6841 | 3886016.3158 | 47974 | 66353 | Upson County GA S1 LLC | 64994 | SolRiver Capital LLC | IPP Non-CHP | 92 Ben Hill Road | Thomaston | Upson | Georgia | 30286 | solar | Solar = 3 MW | Solar Photovoltaic | 3 | 3 | [9 empty] | 3 |  |  | EIA-860, EIA-860M and EIA-923 | 202406 | -84.28 | 32.93
-13737848.0787 | 5637576.1116 | 47975 | 66354 | Sheridan Solar LLC (CSG) | 64994 | SolRiver Capital LLC | IPP Non-CHP | 414 NW Richard St | Sheridan | Yamhill | Oregon | 97378 | solar | Solar = 3 MW | Solar Photovoltaic | 3 | 3 | [9 empty] | 3 |  |  | EIA-860, EIA-860M and EIA-923 | 202406 | -123.4092 | 45.1019
-12888029.52 | 4309743.7197 | 47976 | 66357 | Yellow Pine Solar | 65453 | Yellow Pine Solar, LLC | IPP Non-CHP | 6901 Tecopa Road | Enterprise | Clark | Nevada | 89124 | solar | Battery = 48.8 MW, Solar = 93.8 MW | Batteries; Solar Photovoltaic; | 190 | 142.6 | 48.8 | [8 empty] | 93.8 |  |  | EIA-860, EIA-860M and EIA-923 | 202406 | -115.7751 | 36.0663
-8714686.5231 | 4372933.281 | 47977 | 66358 | Virginia Line Solar, LLC | 65438 | Virginia Line Solar, LLC | IPP Non-CHP | 7030 Drewry Virginia Line Rd | Manson | Warren | North Carolina | 27553 | solar | Solar = 35 MW | Solar Photovoltaic | 35 | 35 | [9 empty] | 35 |  |  | EIA-860, EIA-860M and EIA-923 | 202406 | -78.2854 | 36.5238
-8404299.9529 | 5567575.2166 | 47978 | 66360 | Ruler Solar Partners (CSG) | 65446 | Ruler Solar Partners, LLC | IPP Non-CHP | 5704 County Route 6 | Oswegatchie | St. Lawrence | New York | 13669 | solar | Solar = 4.9 MW | Solar Photovoltaic | 4.9 | 4.9 | [9 empty] | 4.9 |  |  | EIA-860, EIA-860M and EIA-923 | 202406 | -75.4971 | 44.6563
-8404448.3418 | 5567575.2166 | 47979 | 66361 | Royal Solar Partners (CSG) | 65447 | Royal Solar Partners, LLC | IPP Non-CHP | 5693 County Route 6 | Oswegatchie | St. Lawrence | New York | 13669 | solar | Solar = 5 MW | Solar Photovoltaic | 5 | 5 | [9 empty] | 5 |  |  | EIA-860, EIA-860M and EIA-923 | 202406 | -75.4984 | 44.6563
-9521899.6617 | 4875421.4942 | 47980 | 66366 | IMPA Middletown Solar Park | 9234 | Indiana Municipal Power Agency | Electric Utility | 9172 800 W | Middletown | Henry | Indiana | 47356 | solar | Solar = 1.4 MW | Solar Photovoltaic | 1.4 | 1.4 | [9 empty] | 1.4 |  |  | EIA-860, EIA-860M and EIA-923 | 202406 | -85.5367 | 40.0652
-9457496.8835 | 4838891.9965 | 47981 | 66367 | IMPA Richmond Solar Park 7 | 9234 | Indiana Municipal Power Agency | Electric Utility | 1300 S Round Barn Rd | Richmond | Wayne | Indiana | 47374 | solar | Solar = 4.4 MW | Solar Photovoltaic | 4.4 | 4.4 | [9 empty] | 4.4 |  |  | EIA-860, EIA-860M and EIA-923 | 202406 | -84.9581 | 39.8136
-13611914.1199 | 5687658.2813 | 47982 | 66368 | NSE Astoria - Skyward | 60531 | Standard Solar | IPP Non-CHP | 37071 SE Kelso Road | Boring | Clackamas | Oregon | 97009 | solar | Solar = 2.5 MW | Solar Photovoltaic | 2.5 | 2.5 | [9 empty] | 2.5 |  |  | EIA-860, EIA-860M and EIA-923 | 202406 | -122.2779 | 45.4186
-10039236.9577 | 4158718.2942 | 47983 | 66369 | Wildflower Solar, LLC (MS) | 65411 | Duke Energy Renewables Services | IPP Non-CHP | TBD | DeSoto | DeSoto | Mississippi | 38680 | solar | Solar = 100 MW | Solar Photovoltaic | 100 | 100 | [9 empty] | 100 |  |  | EIA-860, EIA-860M and EIA-923 | 202406 | -90.184 | 34.962
-7742362.0893 | 5556747.6232 | 47984 | 66370 | BWC Unity Pond LLC | 62836 | Navisun LLC | IPP Non-CHP | 16 Bangor Rd | Benton | Kennebec | Maine | 4901 | solar | Solar = 4.5 MW | Solar Photovoltaic | 4.5 | 4.5 | [9 empty] | 4.5 |  |  | EIA-860, EIA-860M and EIA-923 | 202406 | -69.5508 | 44.5871
-8873190.4498 | 4371999.114 | 47985 | 66371 | Edison Farm | 64778 | Strata Manager, LLC | IPP Non-CHP | 1085 E Meadow Rd | Eden | Rockingham | North Carolina | 28328 | solar | Solar = 2 MW | Solar Photovoltaic | 2 | 2 | [9 empty] | 2 |  |  | EIA-860, EIA-860M and EIA-923 | 202406 | -79.7092 | 36.517
-8718438.1012 | 4161499.1422 | 47986 | 66372 | Overhill Solar | 64778 | Strata Manager, LLC | IPP Non-CHP | 107 Glenn Rd | Clinton | Sampson | North Carolina | 28328 | solar | Solar = 5 MW | Solar Photovoltaic | 5 | 5 | [9 empty] | 5 |  |  | EIA-860, EIA-860M and EIA-923 | 202406 | -78.3191 | 34.9825
-8867092.4795 | 4153363.9601 | 47987 | 66373 | Polk Farm | 64778 | Strata Manager, LLC | IPP Non-CHP | 861 N NC 177 Hwy | Hamlet | Richmond | North Carolina | 28345 | solar | Solar = 5 MW | Solar Photovoltaic | 5 | 5 | [9 empty] | 5 |  |  | EIA-860, EIA-860M and EIA-923 | 202406 | -79.6544 | 34.9226
-8904625.0703 | 4160414.2978 | 47988 | 66374 | Selwyn Farm | 64778 | Strata Manager, LLC | IPP Non-CHP | 125 Stanbach Ferry Rd | Lilesville | Anson | North Carolina | 28091 | solar | Solar = 5 MW | Solar Photovoltaic | 5 | 5 | [9 empty] | 5 |  |  | EIA-860, EIA-860M and EIA-923 | 202406 | -79.9916 | 34.9745
-8670130.3403 | 4363469.0477 | 47989 | 66375 | Shieldwall Solar | 64778 | Strata Manager, LLC | IPP Non-CHP | 363 Weavers Chapel Rd | Littleton | Halifax | North Carolina | 27850 | solar | Solar = 5 MW | Solar Photovoltaic | 5 | 5 | [9 empty] | 5 |  |  | EIA-860, EIA-860M and EIA-923 | 202406 | -77.8851 | 36.4554
-8687093.6496 | 4194816.0948 | 47990 | 66376 | Summit Solar | 64778 | Strata Manager, LLC | IPP Non-CHP | 245 Everett Road | Mount Olive | Wayne | North Carolina | 28365 | solar | Solar = 3 MW | Solar Photovoltaic | 3 | 3 | [9 empty] | 3 |  |  | EIA-860, EIA-860M and EIA-923 | 202406 | -78.0375 | 35.2273
-8809903.9835 | 4145224.5385 | 47991 | 66377 | Gray Fox Solar LLC | 64994 | SolRiver Capital LLC | IPP Non-CHP | 11437 Shannon Rd | Shannon | Robeson | North Carolina | 28386 | solar | Solar = 5 MW | Solar Photovoltaic | 5 | 5 | [9 empty] | 5 |  |  | EIA-860, EIA-860M and EIA-923 | 202406 | -79.1407 | 34.8626
-13619122.3909 | 5683551.2062 | 47992 | 66378 | Auburn Solar LLC (CSG) | 64994 | SolRiver Capital LLC | IPP Non-CHP | 18191 SE Tickle Rd | Boring | Clackamas | Oregon | 97009 | solar | Solar = 2.9 MW | Solar Photovoltaic | 2.9 | 2.9 | [9 empty] | 2.9 |  |  | EIA-860, EIA-860M and EIA-923 | 202406 | -122.3427 | 45.3927
-8613902.1976 | 5332390.3055 | 47993 | 66380 | SCS Penfield One 010750 Penfield, LLC | 61677 | Sol Systems | IPP Non-CHP | 2842 PENFIELD RD | Penfield | Monroe | New York | 14526 | solar | Solar = 4.9 MW | Solar Photovoltaic | 5 | 4.9 | [9 empty] | 4.9 |  |  | EIA-860, EIA-860M and EIA-923 | 202406 | -77.38 | 43.134
-7786464.4225 | 5449516.5071 | 47994 | 66381 | SCS Harpswell 012903 Brunswick, LLC | 61677 | Sol Systems | IPP Non-CHP | 234 HARPSWELL RD | Brunswick | Cumberland | Maine | 4011 | solar | Solar = 4.9 MW | Solar Photovoltaic | 4.9 | 4.9 | [9 empty] | 4.9 |  |  | EIA-860, EIA-860M and EIA-923 | 202406 | -69.947 | 43.897
-8498236.9052 | 5384152.0021 | 47995 | 66387 | Oswego | 65468 | NY USLE Oswego SR104 LLC | IPP Non-CHP | 4535 SR104 | Oswego | Oswego | New York | 13126 | solar | Solar = 5 MW | Solar Photovoltaic | 5 | 5 | [9 empty] | 5 |  |  | EIA-860, EIA-860M and EIA-923 | 202406 | -76.341 | 43.4724
-8396559.9087 | 5341415.1664 | 47996 | 66388 | Rome A CSG | 65469 | NY USLE Rome Rome-Oriskany LLC | IPP Non-CHP | 6948 Rome-Oriskany Rd | Rome | Oneida | New York | 13440 | solar | Solar = 5 MW | Solar Photovoltaic | 5 | 5 | [9 empty] | 5 |  |  | EIA-860, EIA-860M and EIA-923 | 202406 | -75.4276 | 43.1931
-9465746.771 | 5206897.1398 | 47997 | 66389 | Cereal City Solar, LLC | 65458 | Cereal City Solar, LLC | IPP Non-CHP | 14453 H Dr N | Battle Creek | Calhoun | Michigan | 49014 | solar | Solar = 100 MW | Solar Photovoltaic | 100 | 100 | [9 empty] | 100 |  |  | EIA-860, EIA-860M and EIA-923 | 202406 | -85.0323 | 42.3058
-9078907.533 | 3554334.5322 | 47998 | 66392 | Jax LNG | 65356 | Jax LNG | Commercial Non-CHP | 9225 Dames Rd | Jacksonville | Duval | Florida | 32226 | natural gas | Natural Gas = 12.6 MW | Natural Gas Internal Combustion Engine | 12.6 | 12.6 | [6 empty] | 12.6 | [5 empty] | EIA-860, EIA-860M and EIA-923 | 202406 | -81.5572 | 30.3943
-8492285.6539 | 5133224.454 | 47999 | 66393 | Towanda Facility | 65357 | REV LNG SSL BC, LLC | Industrial Non-CHP | 492 Dolan Road | Wyalusing | Bradford | Pennsylvania | 18853 | natural gas | Natural Gas = 4.5 MW | Natural Gas Internal Combustion Engine | 4.8 | 4.5 | [6 empty] | 4.5 | [5 empty] | EIA-860, EIA-860M and EIA-923 | 202406 | -76.2875 | 41.8144
-13343654.0732 | 4087007.1616 | 48000 | 66394 | Goleta Energy Storage, LLC | 65479 | Goleta Energy Storage, LLC | IPP Non-CHP | 6864 Cortona Drive | Goleta | Santa Barbara | California | 93117 | batteries | Battery = 60 MW | Batteries | 60 | 60 | 60 | [11 empty] | EIA-860, EIA-860M and EIA-923 | 202406 | -119.8681 | 34.4324
-13166047.9445 | 3991147.5679 | 48001 | 66395 | Alta Sea | 65474 | Signal Street Operating, LLC | IPP Non-CHP | 2500 S Signal Street | San Pedro | Los Angeles | California | 90731 | solar | Solar = 1.8 MW | Solar Photovoltaic | 1.8 | 1.8 | [9 empty] | 1.8 |  |  | EIA-860, EIA-860M and EIA-923 | 202406 | -118.2726 | 33.7191
-7574846.0705 | 5927233.1849 | 48002 | 66402 | Caribou | 65480 | VC Renewables | IPP Non-CHP | Ogren Road | Caribou | Aroostook | Maine | 4736 | solar | Solar = 4.1 MW | Solar Photovoltaic | 4.1 | 4.1 | [9 empty] | 4.1 |  |  | EIA-860, EIA-860M and EIA-923 | 202406 | -68.046 | 46.909
-7561809.445 | 5932131.1494 | 48003 | 66403 | Loring | 65480 | VC Renewables | IPP Non-CHP | Intersection of N Cutt Rd and | Limestone | Aroostook | Maine | 4750 | solar | Solar = 4.1 MW | Solar Photovoltaic | 4.1 | 4.1 | [9 empty] | 4.1 |  |  | EIA-860, EIA-860M and EIA-923 | 202406 | -67.9289 | 46.9391
-12179633.6914 | 4455960.1064 | 48004 | 66404 | Red Mesa Solar Project | 65488 | NTUA Generation - Utah, LLC | IPP Non-CHP | tbd | Red Mesa | San Juan | Utah | 84534 | solar | Solar = 72 MW | Solar Photovoltaic | 72 | 72 | [9 empty] | 72 |  |  | EIA-860, EIA-860M and EIA-923 | 202406 | -109.4115 | 37.1208
-11627049.3051 | 3953097.5971 | 48005 | 66405 | Chaves County Solar II | 65487 | Chaves County Solar II, LLC | IPP Non-CHP | Horizon Road | Roswell | Chaves | New Mexico | 88201 | solar | Solar = 30 MW | Solar Photovoltaic | 30 | 30 | [9 empty] | 30 |  |  | EIA-860, EIA-860M and EIA-923 | 202406 | -104.4476 | 33.4343
-12747995.7232 | 5306240.3017 | 48006 | 66406 | AJMS, LLC | 65472 | AJMS, LLC | IPP Non-CHP | 160 N 592 W Soshone | Shoshone | Lincoln | Idaho | 83352 | hydroelectric | Hydroelectric = 1.2 MW | Conventional Hydroelectric | 1.2 | 1.2 |  |  |  |  | 1.2 | [7 empty] | EIA-860, EIA-860M and EIA-923 | 202406 | -114.5172 | 42.9623
-11831625.5861 | 3772055.171 | 48007 | 66408 | Buena Vista Energy Center | 65486 | Buena Vista Energy Center, LLC | IPP Non-CHP | 518 US Highway 54 | Chaparral | Otero | New Mexico | 88081 | solar | Battery = 50 MW, Solar = 120 MW | Batteries; Solar Photovoltaic; | 170 | 170 | 50 | [8 empty] | 120 |  |  | EIA-860, EIA-860M and EIA-923 | 202406 | -106.2853 | 32.0666
-10933103.4144 | 3728991.1459 | 48008 | 66410 | Grizzly Ridge Solar | 65451 | Grizzly Ridge Solar LLC | IPP Non-CHP | 3026 County Road 606 | Hamilton County | Hamilton | Texas | 76351 | solar | Solar = 100 MW | Solar Photovoltaic | 100 | 100 | [9 empty] | 100 |  |  | EIA-860, EIA-860M and EIA-923 | 202406 | -98.2137 | 31.7382
-11595221.5042 | 3772599.4121 | 48009 | 66412 | Hayhurst New Mexico Solar | 65491 | Hayhurst New Mexico Solar | IPP Non-CHP | 598 Whites City Road | Malaga | Eddy | New Mexico | 88263 | solar | Solar = 20 MW | Solar Photovoltaic | 20 | 20 | [9 empty] | 20 |  |  | EIA-860, EIA-860M and EIA-923 | 202406 | -104.1616 | 32.0707
-12426968.7907 | 4884553.2281 | 48010 | 66413 | Spanish Fork Community Solar | 24431 | Utah Municipal Power Agency | Electric Utility | 1190 E Spanish Fork Pkwy | Spanish Fork | Utah | Utah | 84660 | solar | Solar = 4 MW | Solar Photovoltaic | 4 | 4 | [9 empty] | 4 |  |  | EIA-860, EIA-860M and EIA-923 | 202406 | -111.6334 | 40.128
-9518767.1313 | 4836346.0348 | 48011 | 66415 | IMPA Knightstown Solar Park | 9234 | Indiana Municipal Power Agency | Electric Utility | 6350 Old US Hwy 40 | Knightstown | Henry | Indiana | 46148 | solar | Solar = 1.4 MW | Solar Photovoltaic | 1.4 | 1.4 | [9 empty] | 1.4 |  |  | EIA-860, EIA-860M and EIA-923 | 202406 | -85.5085 | 39.796
-9707153.1055 | 4675689.3049 | 48012 | 66416 | IMPA Washington Solar Park 2 | 9234 | Indiana Municipal Power Agency | Electric Utility | 1844 W 150 N | Washington | Daviess | Indiana | 47501 | solar | Solar = 9.9 MW | Solar Photovoltaic | 9.9 | 9.9 | [9 empty] | 9.9 |  |  | EIA-860, EIA-860M and EIA-923 | 202406 | -87.2008 | 38.6783
-7921889.2585 | 5142739.5604 | 48013 | 66417 | Manheim New England | 62998 | Cox Enterprises | Commercial Non-CHP | 123 Williams St | North Dighton | Bristol | Massachusetts | 2764 | solar | Solar = 2.5 MW | Solar Photovoltaic | 2.5 | 2.5 | [9 empty] | 2.5 |  |  | EIA-860, EIA-860M and EIA-923 | 202406 | -71.1635 | 41.8781
-9208593.6266 | 4035791.4659 | 48014 | 66418 | Sonny Solar LLC | 61298 | Pine Gate Renewables | IPP Non-CHP | 1168 Longstreet | Elberton | Elbert | Georgia | 30635 | solar | Solar = 40 MW | Solar Photovoltaic | 40 | 40 | [9 empty] | 40 |  |  | EIA-860, EIA-860M and EIA-923 | 202406 | -82.7222 | 34.052
-9934074.6593 | 5319067.534 | 48015 | 66419 | Dane County Solar LLC | 65501 | Dane County Solar LLC | IPP Non-CHP | 3073 Femrite Dr | Cottage Grove | Dane | Wisconsin | 55016 | solar | Solar = 17.3 MW | Solar Photovoltaic | 17.3 | 17.3 | [9 empty] | 17.3 |  |  | EIA-860, EIA-860M and EIA-923 | 202406 | -89.2393 | 43.0466
-10826824.2475 | 3632573.4318 | 48016 | 66420 | Five Wells Solar Center - Hybrid | 65502 | Five Wells Solar Center, LLC | IPP Non-CHP | 10430 Wedel Cemetery Rd. | Rogers | Bell | Texas | 76569 | solar | Solar = 320 MW | Solar Photovoltaic | 355.4 | 320 | [9 empty] | 320 |  |  | EIA-860, EIA-860M and EIA-923 | 202406 | -97.259 | 30.9986
-10302450.6692 | 5473736.7847 | 48017 | 66422 | Westside Solar | 65473 | Westside Solar, LLC (Ecofin) | IPP Non-CHP | 5516 Valleyhigh Rd. NW | Rochester | Olmsted | Minnesota | 55901 | solar | Solar = 9.8 MW | Solar Photovoltaic | 10 | 9.8 | [9 empty] | 9.8 |  |  | EIA-860, EIA-860M and EIA-923 | 202406 | -92.5485 | 44.0536
-13134433.7657 | 4002886.581 | 48018 | 66423 | Stanton Battery Energy Storage | 20323 | Wellhead Services, Inc | IPP Non-CHP | 8230 Pacific Street | Stanton | Orange | California | 90680 | batteries | Battery = 68.8 MW | Batteries | 68.8 | 68.8 | 68.8 | [11 empty] | EIA-860, EIA-860M and EIA-923 | 202406 | -117.9886 | 33.8068
-8211713.7829 | 5186328.5377 | 48019 | 66424 | ELP Livingston Solar | 65519 | ELP Livingston Solar, LLC | IPP Non-CHP | 3289 Route 9 | Livingston | Columbia | New York | 12541 | solar | Solar = 5 MW | Solar Photovoltaic | 5 | 5 | [9 empty] | 5 |  |  | EIA-860, EIA-860M and EIA-923 | 202406 | -73.7671 | 42.169
-8208478.5045 | 5198256.0772 | 48020 | 66425 | ELP Claverack Solar | 65518 | ELP Claverack Solar, LLC | IPP Non-CHP | 109 Fish and Game Road | Claverack | Columbia | New York | 12534 | solar | Solar = 5 MW | Solar Photovoltaic | 5 | 5 | [9 empty] | 5 |  |  | EIA-860, EIA-860M and EIA-923 | 202406 | -73.738 | 42.2484
-7871911.7052 | 5175870.3789 | 48021 | 66427 | Emerald Marshfields, LLC | 65498 | Emerald Marshfield, LLC | IPP Non-CHP | 33 South River Street | Marshfield | Plymouth | Massachusetts | 2050 | solar | Solar = 1.9 MW | Solar Photovoltaic | 1.9 | 1.9 | [9 empty] | 1.9 |  |  | EIA-860, EIA-860M and EIA-923 | 202406 | -70.7146 | 42.0993
-8293161.6902 | 4978245.793 | 48022 | 66428 | Emerald Kemble, LLC | 65496 | Emerald Kemble, LLC | IPP Non-CHP | 360 Mount Kemble Avenue, Build | Morristown | Morris | New Jersey | 7960 | solar | Solar = 2.4 MW | Solar Photovoltaic | 2.4 | 2.4 | [9 empty] | 2.4 |  |  | EIA-860, EIA-860M and EIA-923 | 202406 | -74.4987 | 40.7684
-8139932.1923 | 5052519.8815 | 48023 | 66429 | Emerald Gardens PKI, LLC | 65497 | Emerald Gardens PKI, LLC | IPP Non-CHP | 710 Bridgeport Avenue | Shelton | Fairfield | Connecticut | 6484 | solar | Solar = 1.6 MW | Solar Photovoltaic | 1.6 | 1.6 | [9 empty] | 1.6 |  |  | EIA-860, EIA-860M and EIA-923 | 202406 | -73.1223 | 41.2718
-12069607.6218 | 4734849.7582 | 48024 | 66432 | USS Fruita Solar LLC CSG | 65173 | United States Solar Corporation | IPP Non-CHP | 1081 19 Rd | Fruita | Mesa | Colorado | 81521 | solar | Solar = 2 MW | Solar Photovoltaic | 2 | 2 | [9 empty] | 2 |  |  | EIA-860, EIA-860M and EIA-923 | 202406 | -108.4231 | 39.0919
-10373921.2332 | 5495153.1792 | 48025 | 66433 | USS Fair Park Solar LLC (CSG) | 65173 | United States Solar Corporation | IPP Non-CHP | 100 183rd St. W | Faribault | Rice | Minnesota | 55021 | solar | Solar = 1 MW | Solar Photovoltaic | 1 | 1 | [9 empty] | 1 |  |  | EIA-860, EIA-860M and EIA-923 | 202406 | -93.1905 | 44.1917
-9207118.0867 | 5048441.137 | 48026 | 66434 | Monroeville RTO BTM | 40577 | American Mun Power-Ohio, Inc | Electric Utility | 315 Monroe Street | Monroeville | Huron | Ohio | 44847 | petroleum | Petroleum = 2.7 MW | Petroleum Liquids | 2.7 | 2.7 | [8 empty] | 2.7 |  |  |  | EIA-860, EIA-860M and EIA-923 | 202406 | -82.7089 | 41.2443
-10582038.5872 | 5538555.1195 | 48027 | 66435 | USS Cosmo Solar LLC (CSG) | 65173 | United States Solar Corporation | IPP Non-CHP | 82980 290th Street | Danube | Renville | Minnesota | 56230 | solar | Solar = 1 MW | Solar Photovoltaic | 1 | 1 | [9 empty] | 1 |  |  | EIA-860, EIA-860M and EIA-923 | 202406 | -95.0601 | 44.4706
-8989373.7118 | 5037156.1051 | 48028 | 66437 | Niles RTO BTM | 40577 | American Mun Power-Ohio, Inc | Electric Utility | 1000 Belmont Ave | Niles | Trumbull | Ohio | 44446 | petroleum | Petroleum = 10.8 MW | Petroleum Liquids | 10.8 | 10.8 | [8 empty] | 10.8 |  |  |  | EIA-860, EIA-860M and EIA-923 | 202406 | -80.7529 | 41.168
-8382749.5013 | 4921179.237 | 48029 | 66438 | Perkasie PA BTM | 40577 | American Mun Power-Ohio, Inc | Electric Utility | 1207 W Market Street | Perkasie | Bucks | Pennsylvania | 18944 | petroleum | Petroleum = 4.4 MW | Petroleum Liquids | 4.4 | 4.4 | [8 empty] | 4.4 |  |  |  | EIA-860, EIA-860M and EIA-923 | 202406 | -75.3035 | 40.3791
-8576086.9666 | 5207371.5927 | 48030 | 66442 | LSE Musca Solar | 60628 | Inovateus Solar, LLC | IPP Non-CHP | 990 County Route 16 | Beavers Dam | Schuyler | New York | 14812 | solar | Solar = 5 MW | Solar Photovoltaic | 5 | 5 | [9 empty] | 5 |  |  | EIA-860, EIA-860M and EIA-923 | 202406 | -77.0403 | 42.309
-8441045.9602 | 5004600.1229 | 48031 | 66443 | Weatherly(PA) RTO BTM | 40577 | American Mun Power-Ohio, Inc | Electric Utility | 409 Spring Street | Weatherly | Carbon | Pennsylvania | 18255 | petroleum | Petroleum = 5.4 MW | Petroleum Liquids | 5.4 | 5.4 | [8 empty] | 5.4 |  |  |  | EIA-860, EIA-860M and EIA-923 | 202406 | -75.8272 | 40.9475
-9280595.6298 | 5080237.0649 | 48032 | 66444 | Woodville RTO BTM | 40577 | American Mun Power-Ohio, Inc | Electric Utility | 530 Lime Street | Woodville | Sandusky | Ohio | 43469 | petroleum | Petroleum = 2.7 MW | Petroleum Liquids | 2.7 | 2.7 | [8 empty] | 2.7 |  |  |  | EIA-860, EIA-860M and EIA-923 | 202406 | -83.369 | 41.4587
-8415820.5183 | 5082800.7306 | 48033 | 66445 | Blakely (PA) RTO BTM | 40577 | American Mun Power-Ohio, Inc | Electric Utility | 1600 Pennsylvannia Ave | Peckville | Lackawanna | Pennsylvania | 18542 | petroleum | Petroleum = 5.4 MW | Petroleum Liquids | 5.4 | 5.4 | [8 empty] | 5.4 |  |  |  | EIA-860, EIA-860M and EIA-923 | 202406 | -75.6006 | 41.476
-8479340.9782 | 4893350.8023 | 48034 | 66446 | Ephrata PA BTM | 40577 | American Mun Power-Ohio, Inc | Electric Utility | 390 Church Street | Lancaster | Lancaster | Pennsylvania | 17522 | petroleum | Petroleum = 5.4 MW | Petroleum Liquids | 5.4 | 5.4 | [8 empty] | 5.4 |  |  |  | EIA-860, EIA-860M and EIA-923 | 202406 | -76.1712 | 40.1884
-7909834.2482 | 5104382.963 | 48035 | 66447 | Westport Stone & Sand Solar (CSG) | 64904 | AES Clean Energy | IPP Non-CHP | 536 Old County Road | Westport | Bristol | Massachusetts | 2790 | solar | Solar = 5 MW | Solar Photovoltaic | 5 | 5 | [9 empty] | 5 |  |  | EIA-860, EIA-860M and EIA-923 | 202406 | -71.0553 | 41.6211
-8941207.8832 | 5161477.0765 | 48036 | 66448 | Girard (PA) RTO BTM | 40577 | American Mun Power-Ohio, Inc | Electric Utility | 304 Mechanic Street | Girard | Erie | Pennsylvania | 16417 | petroleum | Petroleum = 2.7 MW | Petroleum Liquids | 2.7 | 2.7 | [8 empty] | 2.7 |  |  |  | EIA-860, EIA-860M and EIA-923 | 202406 | -80.3202 | 42.0033
-8386857.1906 | 4931042.6602 | 48037 | 66450 | Quakertown PA BTM | 40577 | American Mun Power-Ohio, Inc | Electric Utility | 511 Mill Street | Quakertown | Bucks | Pennsylvania | 18951 | petroleum | Petroleum = 10.8 MW | Petroleum Liquids | 10.8 | 10.8 | [8 empty] | 10.8 |  |  |  | EIA-860, EIA-860M and EIA-923 | 202406 | -75.3404 | 40.4465
-8480110.1959 | 4958019.1645 | 48038 | 66451 | Schuylkill Haven PA BTM | 40577 | American Mun Power-Ohio, Inc | Electric Utility | 500 Caldwell St | Schuylkill Haven | Schuylkill | Pennsylvania | 17972 | petroleum | Petroleum = 5.4 MW | Petroleum Liquids | 5.4 | 5.4 | [8 empty] | 5.4 |  |  |  | EIA-860, EIA-860M and EIA-923 | 202406 | -76.1781 | 40.6307
-8576607.1625 | 4999255.8821 | 48039 | 66452 | Mifflinburg PA BTM | 40577 | American Mun Power-Ohio, Inc | Electric Utility | 20 Stoney Acres Rd | Mifflinburg | Union | Pennsylvania | 17844 | petroleum | Petroleum = 5.4 MW | Petroleum Liquids | 5.4 | 5.4 | [8 empty] | 5.4 |  |  |  | EIA-860, EIA-860M and EIA-923 | 202406 | -77.045 | 40.9112
-9097857.0046 | 5025079.6828 | 48040 | 66453 | Wadsworth IPS RTO BTM | 40577 | American Mun Power-Ohio, Inc | Electric Utility | 6945 Ridge Rd | Wadsworth | Medina | Ohio | 44281 | petroleum | Petroleum = 10.8 MW | Petroleum Liquids | 10.8 | 10.8 | [8 empty] | 10.8 |  |  |  | EIA-860, EIA-860M and EIA-923 | 202406 | -81.7274 | 41.0863
-8381157.41 | 4906016.5968 | 48041 | 66454 | Hatfield PA BTM | 40577 | American Mun Power-Ohio, Inc | Electric Utility | 615 Dain Ave | Hatfield | Montgomery | Pennsylvania | 19440 | petroleum | Petroleum = 2.7 MW | Petroleum Liquids | 2.7 | 2.7 | [8 empty] | 2.7 |  |  |  | EIA-860, EIA-860M and EIA-923 | 202406 | -75.2892 | 40.2752
-8026759.8999 | 5062089.8572 | 48042 | 66455 | Yale New Haven - New London | 57128 | Bloom Energy | IPP Non-CHP | 365 Montuak Ave | New London | New London | Connecticut | 6320 | natural gas | Natural Gas = 1.8 MW | Other Natural Gas | 1.8 | 1.8 | [6 empty] | 1.8 | [5 empty] | EIA-860, EIA-860M and EIA-923 | 202406 | -72.1056 | 41.3364
-13591293.4087 | 4612708.5747 | 48043 | 66456 | Anheuser Busch - Fairfield | 57128 | Bloom Energy | IPP Non-CHP | 3101 Busch Drive | Fairfield | Solano | California | 94534 | natural gas | Natural Gas = 2.6 MW | Other Natural Gas | 2.6 | 2.6 | [6 empty] | 2.6 | [5 empty] | EIA-860, EIA-860M and EIA-923 | 202406 | -122.0927 | 38.2352
-8263531.3361 | 4946510.4447 | 48044 | 66457 | Apple Staten Island - Industrial Loop | 57128 | Bloom Energy | IPP Non-CHP | 28 Industrial Loop | Staten Island | Richmond | New York | 10309 | natural gas | Natural Gas = 5 MW | Other Natural Gas | 5 | 5 | [6 empty] | 5 | [5 empty] | EIA-860, EIA-860M and EIA-923 | 202406 | -74.2326 | 40.5522
-13047335.7263 | 4033670.5547 | 48045 | 66458 | Redlands Community Hospital | 57128 | Bloom Energy | IPP Non-CHP | 350 Terracina Blvd | Redlands | San Bernardino | California | 92373 | natural gas | Natural Gas = 1.1 MW | Other Natural Gas | 1.1 | 1.1 | [6 empty] | 1.1 | [5 empty] | EIA-860, EIA-860M and EIA-923 | 202406 | -117.2062 | 34.0363
-13539087.2392 | 4390971.3079 | 48046 | 66459 | Taylor Farms - Schilling Place | 57128 | Bloom Energy | IPP Non-CHP | 1400 Schilling Place | Salinas | Monterey | California | 93901 | natural gas | Natural Gas = 1 MW | Other Natural Gas | 1 | 1 | [6 empty] | 1 | [5 empty] | EIA-860, EIA-860M and EIA-923 | 202406 | -121.6237 | 36.6539
-8264463.7481 | 4944223.269 | 48047 | 66460 | Apple Staten Island - Winant Place | 57128 | Bloom Energy | IPP Non-CHP | 100 Winant Place | Staten Island | Richmond | New York | 10309 | natural gas | Natural Gas = 5 MW | Other Natural Gas | 5 | 5 | [6 empty] | 5 | [5 empty] | EIA-860, EIA-860M and EIA-923 | 202406 | -74.2409 | 40.5366
-9100252.6001 | 5017563.083 | 48048 | 66464 | Wadsworth HBS RTO BTM | 40577 | American Mun Power-Ohio, Inc | Electric Utility | 441 Leatherman rd | Wadsworth | Medina | Ohio | 44281 | petroleum | Petroleum = 10.8 MW | Petroleum Liquids | 10.8 | 10.8 | [8 empty] | 10.8 |  |  |  | EIA-860, EIA-860M and EIA-923 | 202406 | -81.749 | 41.0354
-8704489.5464 | 4287843.2444 | 48049 | 66465 | Spring Hope Solar 2, LLC | 65521 | Spring Hope Solar 2, LLC | IPP Non-CHP | 689 Frazier Rd | Spring Hope | Nash | North Carolina | 27882 | solar | Solar = 5 MW | Solar Photovoltaic | 5 | 5 | [9 empty] | 5 |  |  | EIA-860, EIA-860M and EIA-923 | 202406 | -78.1938 | 35.9071
-13236868.4027 | 4162262.7404 | 48050 | 66466 | Blue Skies Solar, LLC | 65522 | Blue Skies Solar, LLC | IPP Non-CHP | 4358 Laval Road | Arvin | Kern | California | 93203 | solar | Solar = 1 MW | Solar Photovoltaic | 1 | 1 | [9 empty] | 1 |  |  | EIA-860, EIA-860M and EIA-923 | 202406 | -118.9088 | 34.9881
-13322930.1689 | 4413643.5956 | 48051 | 66468 | Clovis High School | 57313 | Tesla Inc. | IPP Non-CHP | 1055 S Fowler Ave | Clovis | Fresno | California | 93611 | solar | Solar = 1 MW | Solar Photovoltaic | 1 | 1 | [9 empty] | 1 |  |  | EIA-860, EIA-860M and EIA-923 | 202406 | -119.6819 | 36.8171
-13318330.4476 | 4411219.894 | 48052 | 66469 | Clovis East High School | 57313 | Tesla Inc. | IPP Non-CHP | Clovis East High School | Clovis | Fresno | California | 93611 | solar | Solar = 1 MW | Solar Photovoltaic | 1 | 1 | [9 empty] | 1 |  |  | EIA-860, EIA-860M and EIA-923 | 202406 | -119.6406 | 36.7997
-13329025.579 | 4423801.2831 | 48053 | 66470 | Clovis North High School | 57313 | Tesla Inc. | IPP Non-CHP | 2770 E International Ave | Fresno | Fresno | California | 93720 | solar | Solar = 1 MW | Solar Photovoltaic | 1 | 1 | [9 empty] | 1 |  |  | EIA-860, EIA-860M and EIA-923 | 202406 | -119.7367 | 36.8901
-10633800.5919 | 3975106.0998 | 48054 | 66471 | Eiffel Solar Project | 65517 | Paris Farm Solar, LLC | IPP Non-CHP | 2199 County Road 12530 | Paris | Lamar | Texas | 75462 | solar | Solar = 240 MW | Solar Photovoltaic | 240 | 240 | [9 empty] | 240 |  |  | EIA-860, EIA-860M and EIA-923 | 202406 | -95.5251 | 33.5992
-13050011.7356 | 4049121.6645 | 48055 | 66472 | San Manuel Central Plant Cogens | 65525 | San Manuel Mission Band of Indians | Industrial CHP | 777 San Manuel Blvd. | Highland | San Bernardino | California | 92346 | natural gas | Natural Gas = 5 MW | Natural Gas Internal Combustion Engine | 5.4 | 5 | [6 empty] | 5 | [5 empty] | EIA-860, EIA-860M and EIA-923 | 202406 | -117.2302 | 34.1512
-8353982.9864 | 5184633.5915 | 48056 | 66473 | LSE Pavo Solar | 60628 | Inovateus Solar, LLC | IPP Non-CHP | 4201 East River Road | Walton | Delaware | New York | 13856 | solar | Solar = 2.3 MW | Solar Photovoltaic | 2.3 | 2.3 | [9 empty] | 2.3 |  |  | EIA-860, EIA-860M and EIA-923 | 202406 | -75.0451 | 42.1577
-7962516.5312 | 5164949.6926 | 48057 | 66474 | MA Blackstone | 65504 | Catalyze Blackstone 83 Federal Street Microgrid, LLC | IPP Non-CHP | 83 Federal Street | Blackstone | Worcester | Massachusetts | 1504 | solar | Battery = 3 MW, Solar = 4.2 MW | Batteries; Solar Photovoltaic; | 7.2 | 7.2 | 3 | [8 empty] | 4.2 |  |  | EIA-860, EIA-860M and EIA-923 | 202406 | -71.5285 | 42.0265
-13082393.3509 | 4032389.225 | 48058 | 66476 | CA Jurupa Valley 3251 De Forest Circle | 65513 | Catalyze Mira Loma 3251 De Forest Circle Microgrid LLC | IPP Non-CHP | 3251 De Forest Circle | Jurupa Valley | Riverside | California | 91752 | solar | Solar = 4.5 MW | Solar Photovoltaic | 4.5 | 4.5 | [9 empty] | 4.5 |  |  | EIA-860, EIA-860M and EIA-923 | 202406 | -117.5211 | 34.0267
-10459593.7152 | 5578809.8052 | 48059 | 66477 | USS Martha Solar (CSG) | 65173 | United States Solar Corporation | IPP Non-CHP | 15210 Martha Street | Hamburg | Carver | Minnesota | 55339 | solar | Solar = 1 MW | Solar Photovoltaic | 1 | 1 | [9 empty] | 1 |  |  | EIA-860, EIA-860M and EIA-923 | 202406 | -93.9601 | 44.7281
-10560112.9889 | 5716101.7869 | 48060 | 66479 | Pivot Energy Minnesota Solar 10 | 65539 | Pivot Energy | IPP Non-CHP | 5 3rd St | Greenwald | Stearns | Minnesota | 55060 | solar | Solar = 1 MW | Solar Photovoltaic | 1 | 1 | [9 empty] | 1 |  |  | EIA-860, EIA-860M and EIA-923 | 202406 | -94.8631 | 45.5976
-10383918.8366 | 5484840.7599 | 48061 | 66480 | Pivot Energy Minnesota Solar 1 | 65539 | Pivot Energy | IPP Non-CHP | 3763 Runway Rd | Clinton Falls | Steele | Minnesota | 55060 | solar | Solar = 1 MW | Solar Photovoltaic | 1 | 1 | [9 empty] | 1 |  |  | EIA-860, EIA-860M and EIA-923 | 202406 | -93.2803 | 44.1252
-8208921.8901 | 5110333.3792 | 48062 | 66481 | Union Vale | 65480 | VC Renewables | IPP Non-CHP | 2005 State Route 55 | Lagrangeville | Dutchess | New York | 12581 | solar | Solar = 1.7 MW | Solar Photovoltaic | 1.7 | 1.7 | [9 empty] | 1.7 |  |  | EIA-860, EIA-860M and EIA-923 | 202406 | -73.742 | 41.661
-8205270.7221 | 5202628.5833 | 48063 | 66482 | Ghent (NY) | 65480 | VC Renewables | IPP Non-CHP | 1023 Union Turnpike Road | Ghent | Columbia | New York | 12075 | solar | Solar = 3.3 MW | Solar Photovoltaic | 3.3 | 3.3 | [9 empty] | 3.3 |  |  | EIA-860, EIA-860M and EIA-923 | 202406 | -73.7092 | 42.2774
-8204580.4299 | 5140778.5009 | 48064 | 66483 | Stanford | 65480 | VC Renewables | IPP Non-CHP | 6060 Route 82 | Stanfordville | Dutchess | New York | 12581 | solar | Solar = 5 MW | Solar Photovoltaic | 5 | 5 | [9 empty] | 5 |  |  | EIA-860, EIA-860M and EIA-923 | 202406 | -73.703 | 41.865
-8361095.634 | 4849389.9128 | 48065 | 66485 | Gloucester | 65480 | VC Renewables | IPP Non-CHP | 1300 Market Street | Gloucester City | Camden | New Jersey | 8030 | solar | Solar = 2.4 MW | Solar Photovoltaic | 2.4 | 2.4 | [9 empty] | 2.4 |  |  | EIA-860, EIA-860M and EIA-923 | 202406 | -75.109 | 39.886
-8257011.9101 | 5024296.4966 | 48066 | 66486 | Ramapo | 65480 | VC Renewables | IPP Non-CHP | 505 Ramapo Valley Drive | Mahwah | Bergen | New Jersey | 7430 | solar | Solar = 4.2 MW | Solar Photovoltaic | 4.2 | 4.2 | [9 empty] | 4.2 |  |  | EIA-860, EIA-860M and EIA-923 | 202406 | -74.174 | 41.081
-8895217.4601 | 4358543.6166 | 48067 | 66487 | Moyer Solar | 65538 | Moyer Solar, LLC | IPP Non-CHP | 5836 NC 135 | Stoneville | Rockingham | North Carolina | 27048 | solar | Solar = 5 MW | Solar Photovoltaic | 5 | 5 | [9 empty] | 5 |  |  | EIA-860, EIA-860M and EIA-923 | 202406 | -79.9071 | 36.4198
-8277749.618 | 5075162.8491 | 48068 | 66488 | Davis Solar | 61194 | Generate Capital | IPP Non-CHP | 131 Owens Road | Goshen | Orange | New York | 10924 | solar | Battery = 2 MW, Solar = 2 MW | Batteries; Solar Photovoltaic; | 4 | 4 | 2 | [8 empty] | 2 |  |  | EIA-860, EIA-860M and EIA-923 | 202406 | -74.3603 | 41.4245
-8659077.8733 | 5359406.7129 | 48069 | 66489 | Genesee - CCR Solar | 61194 | Generate Capital | IPP Non-CHP | 392 Curtis Road | Hilton | Monroe | New York | 14468 | solar | Solar = 3.7 MW | Solar Photovoltaic | 3.7 | 3.7 | [9 empty] | 3.7 |  |  | EIA-860, EIA-860M and EIA-923 | 202406 | -77.7858 | 43.3109
-8378252.1939 | 5341802.3989 | 48070 | 66490 | Bullitt Farm Solar | 61194 | Generate Capital | IPP Non-CHP | 6878 Fox Road | Marcy | Oneida | New York | 13403 | solar | Solar = 5 MW | Solar Photovoltaic | 5 | 5 | [9 empty] | 5 |  |  | EIA-860, EIA-860M and EIA-923 | 202406 | -75.2631 | 43.1957
-13429052.3753 | 4446678.212 | 48071 | 66492 | Henry Miller RD | 65537 | Henry Miller Reclamation District | Commercial Non-CHP | 7767 Santa Rita Grade | Dos Palos | Merced | California | 93620 | solar | Solar = 1.5 MW | Solar Photovoltaic | 1.5 | 1.5 | [9 empty] | 1.5 |  |  | EIA-860, EIA-860M and EIA-923 | 202406 | -120.6352 | 37.0543
-13043282.4723 | 3993810.3825 | 48072 | 66494 | Menifee Power Bank | 65550 | Nova Power, LLC | IPP Non-CHP | 26226 Antelope Rd. | Menifee | Riverside | California | 92858 | batteries | Battery = 230 MW | Batteries | 230 | 230 | 230 | [11 empty] | EIA-860, EIA-860M and EIA-923 | 202406 | -117.1698 | 33.739
-10998485.3588 | 5525498.9823 | 48073 | 66496 | Sweetland Wind Farm, LLC | 65553 | Sweetland Wind Farm, LLC | IPP Non-CHP | 36898 205th St. | St. Lawrence | Hand | South Dakota | 57373 | wind | Wind = 200 MW | Onshore Wind Turbine | 200 | 200 | [10 empty] | 200 |  | EIA-860, EIA-860M and EIA-923 | 202406 | -98.8011 | 44.3868
-8428117.5372 | 4670266.4221 | 48074 | 66499 | Federalsburg Energy Storage 1 LLC | 61978 | Convergent Energy and Power LP | IPP Non-CHP | 6435 Reliance Road | Federaslburg | Caroline | Maryland | 21632 | batteries | Battery = 1.2 MW, Solar = 0.8 MW | Batteries; Solar Photovoltaic; | 2 | 2 | 1.2 | [8 empty] | 0.8 |  |  | EIA-860, EIA-860M and EIA-923 | 202406 | -75.7111 | 38.6402
-13026355.6759 | 3925504.7297 | 48075 | 66500 | Valley Center 85 | 65552 | Terra-Gen Operating Co-BESS 2 | IPP Non-CHP | 29523 Valley Center Road | Valley Center | San Diego | California | 92082 | batteries | Battery = 85 MW | Batteries | 85 | 85 | 85 | [11 empty] | EIA-860, EIA-860M and EIA-923 | 202406 | -117.0177 | 33.2272
-8469940.7151 | 5334441.9333 | 48076 | 66501 | Cicero Energy Storage 1 LLC | 61978 | Convergent Energy and Power LP | IPP Non-CHP | 7790 Northern Boulevard | East Syracuse | Onondaga | New York | 13057 | solar | Battery = 5 MW, Solar = 5 MW | Batteries; Solar Photovoltaic; | 10 | 10 | 5 | [8 empty] | 5 |  |  | EIA-860, EIA-860M and EIA-923 | 202406 | -76.0868 | 43.1474
-13026355.6759 | 3925504.7297 | 48077 | 66502 | Valley Center 54 | 65552 | Terra-Gen Operating Co-BESS 2 | IPP Non-CHP | 29523 Valley Center Road | Valley Center | San Diego | California | 92082 | batteries | Battery = 54 MW | Batteries | 54 | 54 | 54 | [11 empty] | EIA-860, EIA-860M and EIA-923 | 202406 | -117.0177 | 33.2272
-8470165.3579 | 5335024.9477 | 48078 | 66503 | Cicero Energy Storage 2 LLC | 61978 | Convergent Energy and Power LP | IPP Non-CHP | 6262 Island Road | East Syracuse | Onondaga | New York | 13039 | solar | Battery = 5 MW, Solar = 5 MW | Batteries; Solar Photovoltaic; | 10 | 10 | 5 | [8 empty] | 5 |  |  | EIA-860, EIA-860M and EIA-923 | 202406 | -76.0888 | 43.1513
-8231403.1952 | 5287084.3428 | 48079 | 66504 | Sunnyside 1 Solar | 65503 | Solar DG NY Sunnyside 1, LLC | IPP Non-CHP | 81 Freemans Bridge Road | Scotia | Schenectady | New York | 8096 | solar | Solar = 5 MW | Solar Photovoltaic | 5 | 5 | [9 empty] | 5 |  |  | EIA-860, EIA-860M and EIA-923 | 202406 | -73.944 | 42.8363
-9910967.516 | 5042926.3718 | 48080 | 66507 | Briscoe 1A | 65582 | 7th Road Solar 1, LLC (Briscoe 1A) | IPP Non-CHP | 690 N 19th Road | Tonica | LaSalle | Illinois | 61370 | solar | Solar = 2 MW | Solar Photovoltaic | 2 | 2 | [9 empty] | 2 |  |  | EIA-860, EIA-860M and EIA-923 | 202406 | -89.0317 | 41.207
-9910636.7858 | 5037848.9354 | 48081 | 66508 | Briscoe 2A | 65583 | 7th Road Solar 2, LLC (Briscoe 2A) | IPP Non-CHP | 1666 East 7th Road | Lostant | LaSalle | Illinois | 61334 | solar | Solar = 2 MW | Solar Photovoltaic | 2 | 2 | [9 empty] | 2 |  |  | EIA-860, EIA-860M and EIA-923 | 202406 | -89.0288 | 41.1727
-7772283.6552 | 5516469.335 | 48082 | 66512 | ME Augusta 13 York Farm Rd Solar | 65560 | SOL ME Augusta 13 York Farm, LLC | IPP Non-CHP | 13 York Farm Rd. | Augusta | Kennebec | Maine | 4330 | solar | Solar = 1 MW | Solar Photovoltaic | 1 | 1 | [9 empty] | 1 |  |  | EIA-860, EIA-860M and EIA-923 | 202406 | -69.8196 | 44.3288
-8765970.4106 | 5319574.945 | 48083 | 66522 | Amherst Community Solar | 65570 | Amherst Community Solar LLC | IPP Non-CHP | 595 Schoelles Rd. | Amherst | Erie | New York | 14228 | solar | Solar = 5 MW | Solar Photovoltaic | 5 | 5 | [9 empty] | 5 |  |  | EIA-860, EIA-860M and EIA-923 | 202406 | -78.7461 | 43.0499
-8651558.4644 | 5288744.1879 | 48084 | 66526 | NY Geneseo 3240 W Lake Rd Solar | 65574 | NYSolar03 LLC | IPP Non-CHP | 3240 W Lake Rd. | Geneseo | Livingston | New York | 14454 | solar | Solar = 5 MW | Solar Photovoltaic | 5 | 5 | [9 empty] | 5 |  |  | EIA-860, EIA-860M and EIA-923 | 202406 | -77.7183 | 42.8472
-8785407.6843 | 5316158.7168 | 48085 | 66527 | NY Grand Island 871 Whitehaven Rd Solar | 65575 | Grand Island Sunrise LLC | IPP Non-CHP | 871 Whitehaven Rd. | Grand Island | Erie | New York | 14072 | solar | Solar = 5 MW | Solar Photovoltaic | 5 | 5 | [9 empty] | 5 |  |  | EIA-860, EIA-860M and EIA-923 | 202406 | -78.9207 | 43.0275
-8751711.2744 | 5304764.275 | 48086 | 66528 | NY Lancaster Gunnville Rd Site 1 Solar CSG | 65576 | AC Power 14, LLC | IPP Non-CHP | Gunnville Rd. | Lancaster | Erie | New York | 14086 | solar | Solar = 5 MW | Solar Photovoltaic | 5 | 5 | [9 empty] | 5 |  |  | EIA-860, EIA-860M and EIA-923 | 202406 | -78.618 | 42.9526
-8344962.3228 | 5571108.2782 | 48087 | 66529 | NY Lancaster Shisler Rd Site 2 Solar CSG | 65576 | AC Power 14, LLC | IPP Non-CHP | Shisler Rd. | Lancaster | St Lawrence | New York | 14086 | solar | Solar = 5.2 MW | Solar Photovoltaic | 5.2 | 5.2 | [9 empty] | 5.2 |  |  | EIA-860, EIA-860M and EIA-923 | 202406 | -74.9641 | 44.6789
-8344962.3228 | 5571108.2782 | 48088 | 66530 | NY Potsdam 28 Hamilton St. Solar | 65577 | Potsdam Community Solar 2, LLC | IPP Non-CHP | 7700 Route 11 | Potsdam | St Lawrence | New York | 13676 | solar | Solar = 4.4 MW | Solar Photovoltaic | 4.4 | 4.4 | [9 empty] | 4.4 |  |  | EIA-860, EIA-860M and EIA-923 | 202406 | -74.9641 | 44.6789
-11343934.7856 | 3736863.3912 | 48089 | 66531 | Pioneer Hutt Wind Energy | 65580 | Pioneer Hutt Wind Energy, LLC | IPP Non-CHP | 14803 S County Road 1160 | Midland | Midland | Texas | 79706 | wind | Wind = 140 MW | Onshore Wind Turbine | 140 | 140 | [10 empty] | 140 |  | EIA-860, EIA-860M and EIA-923 | 202406 | -101.9043 | 31.7983
-13141366.0757 | 3999848.6418 | 48090 | 66532 | BCE Los Alamitos 2 | 65534 | Bright Canyon Energy | IPP Non-CHP | 11206 Lexington Dr | Los Alamitos | Orange | California | 90720 | solar | Battery = 10 MW, Solar = 10 MW | Batteries; Solar Photovoltaic; | 20 | 20 | 10 | [8 empty] | 10 |  |  | EIA-860, EIA-860M and EIA-923 | 202406 | -118.0509 | 33.7841
-13142813.2291 | 4000625.4975 | 48091 | 66533 | BCE Los Alamitos 1 | 65534 | Bright Canyon Energy | IPP Non-CHP | 11206 Lexington Dr | Los Alamitos | Orange | California | 90720 | solar | Battery = 10 MW, Solar = 10 MW | Batteries; Solar Photovoltaic; | 20 | 20 | 10 | [8 empty] | 10 |  |  | EIA-860, EIA-860M and EIA-923 | 202406 | -118.0639 | 33.7899
-8521566.4648 | 4760528.5811 | 48092 | 66536 | CPG - Duke 5300A Holabird | 65584 | Solar DG MD Holabird Broening ACC, LLC | IPP Non-CHP | 5003 Holabird Ave | Baltimore | Baltimore City | Maryland | 21224 | solar | Solar = 1.5 MW | Solar Photovoltaic | 1.5 | 1.5 | [9 empty] | 1.5 |  |  | EIA-860, EIA-860M and EIA-923 | 202406 | -76.5505 | 39.2707
-8521654.6299 | 4760528.5811 | 48093 | 66537 | CPG - Duke 5300B Holabird | 65584 | Solar DG MD Holabird Broening ACC, LLC | IPP Non-CHP | 5003 Holabird Ave | Baltimore | Baltimore City | Maryland | 21224 | solar | Solar = 1.5 MW | Solar Photovoltaic | 1.5 | 1.5 | [9 empty] | 1.5 |  |  | EIA-860, EIA-860M and EIA-923 | 202406 | -76.5513 | 39.2707
-8521061.0743 | 4760871.1025 | 48094 | 66538 | CPG - Duke 5900 Holabird | 65585 | Solar DG MD Holabird AJCFB, LLC | IPP Non-CHP | 5900 Holabird Ave | Baltimore | Baltimore City | Maryland | 21224 | solar | Solar = 1.5 MW | Solar Photovoltaic | 1.5 | 1.5 | [9 empty] | 1.5 |  |  | EIA-860, EIA-860M and EIA-923 | 202406 | -76.546 | 39.2731
-8520887.4159 | 4760892.2409 | 48095 | 66539 | CPG - Duke 6000 Holabird | 65585 | Solar DG MD Holabird AJCFB, LLC | IPP Non-CHP | 6000 Holabird Ave | Baltimore | Baltimore City | Maryland | 21224 | solar | Solar = 1.5 MW | Solar Photovoltaic | 1.5 | 1.5 | [9 empty] | 1.5 |  |  | EIA-860, EIA-860M and EIA-923 | 202406 | -76.5444 | 39.2733
-11310839.501 | 3624440.3114 | 48096 | 66540 | Shamrock Wind | 65578 | Shamrock Wind LLC | IPP Non-CHP | TBD | TBD | Crockett | Texas | 76932 | wind | Wind = 223.9 MW | Onshore Wind Turbine | 223.9 | 223.9 | [10 empty] | 223.9 |  | EIA-860, EIA-860M and EIA-923 | 202406 | -101.607 | 30.936
-8493299.7745 | 4395304.6275 | 48097 | 66541 | Chesapeake Solar Project | 65507 | Chesapeake Solar Project, LLC | IPP Non-CHP | 1400 Shillelagh Road | Chesapeake | Chesapeake City | Virginia | 23323 | solar | Solar = 118 MW | Solar Photovoltaic | 132 | 118 | [9 empty] | 118 |  |  | EIA-860, EIA-860M and EIA-923 | 202406 | -76.2966 | 36.6851
-9203672.8598 | 3944652.1816 | 48098 | 66542 | Bulldog Solar LLC | 65589 | Bulldog Solar LLC | IPP Non-CHP | 1289 Golden Creeks Circle | Warrenton | Warren | Georgia | 30828 | solar | Solar = 80 MW | Solar Photovoltaic | 80 | 80 | [9 empty] | 80 |  |  | EIA-860, EIA-860M and EIA-923 | 202406 | -82.678 | 33.371
-9894919.5868 | 3760291.5046 | 48099 | 66543 | Cane Creek | 65591 | Cane Creek Solar, LLC | IPP Non-CHP | 2656 County Road 290 | Pachuta | Clarke | Mississippi | 39347 | solar | Solar = 78.5 MW | Solar Photovoltaic | 78.5 | 78.5 | [9 empty] | 78.5 |  |  | EIA-860, EIA-860M and EIA-923 | 202406 | -88.8876 | 31.977
-10618808.5282 | 3447054.9763 | 48100 | 66549 | HEB00063 | 64449 | Texas Microgrid, LLC | IPP Non-CHP | TBD | Pearland | Brazoria | Texas | 77584 | natural gas | Natural Gas = 1.6 MW | Natural Gas Internal Combustion Engine | 1.6 | 1.6 | [6 empty] | 1.6 | [5 empty] | EIA-860, EIA-860M and EIA-923 | 202406 | -95.3904 | 29.5595
-10827213.4204 | 3210565.8549 | 48101 | 66550 | HEB00069 | 64449 | Texas Microgrid, LLC | IPP Non-CHP | 5313 Sarasota | Corpus Christi | Nueces | Texas | 78413 | natural gas | Natural Gas = 1.6 MW | Natural Gas Internal Combustion Engine | 1.6 | 1.6 | [6 empty] | 1.6 | [5 empty] | EIA-860, EIA-860M and EIA-923 | 202406 | -97.2625 | 27.6949
-9272716.9929 | 3539914.1286 | 48102 | 66553 | Winquepin Renewable Energy Center | 6455 | Duke Energy Florida, LLC | Electric Utility | N County Rd 53 | Lee | Madison | Florida | 32059 | solar | Solar = 74.9 MW | Solar Photovoltaic | 74.9 | 74.9 | [9 empty] | 74.9 |  |  | EIA-860, EIA-860M and EIA-923 | 202406 | -83.2982 | 30.2825
-10630237.7003 | 5615522.2674 | 48103 | 66554 | Wolverine Solar | 65595 | Wolverine Solar, LLC | IPP Non-CHP | 4095 50th Avenue SE | Maynard | Chippewa | Minnesota | 56260 | solar | Solar = 1 MW | Solar Photovoltaic | 1 | 1 | [9 empty] | 1 |  |  | EIA-860, EIA-860M and EIA-923 | 202406 | -95.493 | 44.9619
-10664311.1493 | 3476317.8342 | 48104 | 66561 | BUC00040 | 64449 | Texas Microgrid, LLC | IPP Non-CHP | 27700 Katy Freeway | Katy | Fort Bend | Texas | 77494 | natural gas | Natural Gas = 1.6 MW | Natural Gas Internal Combustion Engine | 1.6 | 1.6 | [6 empty] | 1.6 | [5 empty] | EIA-860, EIA-860M and EIA-923 | 202406 | -95.7991 | 29.7879
-10871298.9444 | 3570414.9113 | 48105 | 66562 | HEB00591 | 64449 | Texas Microgrid, LLC | IPP Non-CHP | 1700 E Palm Valley Boulevard | Round Rock | Williamson | Texas | 78664 | natural gas | Natural Gas = 1.6 MW | Natural Gas Internal Combustion Engine | 1.6 | 1.6 | [6 empty] | 1.6 | [5 empty] | EIA-860, EIA-860M and EIA-923 | 202406 | -97.6585 | 30.5188
-10797634.9412 | 3356806.0078 | 48106 | 66563 | HEB00092 | 64449 | Texas Microgrid, LLC | IPP Non-CHP | 6106 N. Navarro | Victoria | Victoria | Texas | 77901 | natural gas | Natural Gas = 1.6 MW | Natural Gas Internal Combustion Engine | 1.6 | 1.6 | [6 empty] | 1.6 | [5 empty] | EIA-860, EIA-860M and EIA-923 | 202406 | -96.9968 | 28.8519
-11073380.1104 | 3199575.0244 | 48107 | 66564 | HEB00095 | 64449 | Texas Microgrid, LLC | IPP Non-CHP | 1911 NE Bob Bullock Loop | Laredo | Webb | Texas | 78045 | natural gas | Natural Gas = 1.6 MW | Natural Gas Internal Combustion Engine | 1.6 | 1.6 | [6 empty] | 1.6 | [5 empty] | EIA-860, EIA-860M and EIA-923 | 202406 | -99.4739 | 27.6075
-10849458.0603 | 3222056.0912 | 48108 | 66565 | HEBCCBakery | 64449 | Texas Microgrid, LLC | IPP Non-CHP | 102 McBride Lane | Corpus Christi | Nueces | Texas | 78408 | natural gas | Natural Gas = 3.2 MW | Natural Gas Internal Combustion Engine | 3.2 | 3.2 | [6 empty] | 3.2 | [5 empty] | EIA-860, EIA-860M and EIA-923 | 202406 | -97.4623 | 27.7863
-10635532.9458 | 3483573.4089 | 48109 | 66566 | HEBSnackPlant | 64449 | Texas Microgrid, LLC | IPP Non-CHP | 10001 Genard Road | Houston | Harris | Texas | 77041 | natural gas | Natural Gas = 1.6 MW | Natural Gas Internal Combustion Engine | 1.6 | 1.6 | [6 empty] | 1.6 | [5 empty] | EIA-860, EIA-860M and EIA-923 | 202406 | -95.5406 | 29.8445
-10635113.494 | 3482961.37 | 48110 | 66567 | HEBHoustonDistributionCenter | 64449 | Texas Microgrid, LLC | IPP Non-CHP | 4625 Windfern Road, Suite A | Houston | Harris | Texas | 77041 | natural gas | Natural Gas = 12.8 MW | Natural Gas Internal Combustion Engine | 12.8 | 12.8 | [6 empty] | 12.8 | [5 empty] | EIA-860, EIA-860M and EIA-923 | 202406 | -95.5369 | 29.8397
-9914092.0314 | 5111156.3634 | 48111 | 66568 | Shady Oaks Wind 2 | 65614 | Shady Oaks Wind 2, LLC | IPP Non-CHP | 2949 Shady Oaks Road | Compton | Lee | Illinois | 61318 | wind | Wind = 108.3 MW | Onshore Wind Turbine | 108.3 | 108.3 | [10 empty] | 108.3 |  | EIA-860, EIA-860M and EIA-923 | 202406 | -89.0598 | 41.6665
-12821950.2703 | 5297889.3068 | 48112 | 66569 | Black Mesa Solar, LLC | 65526 | Black Mesa Solar, LLC | IPP Non-CHP | E Substation Rd | King Hill | Elmore | Idaho | 83633 | solar | Solar = 40 MW | Solar Photovoltaic | 40 | 40 | [9 empty] | 40 |  |  | EIA-860, EIA-860M and EIA-923 | 202406 | -115.1815 | 42.9074
-10666377.573 | 4515670.4033 | 48113 | 66570 | Fredonia Solar (KS) | 64743 | PPM Solar LLC | IPP Non-CHP | 1083 Pierce St | Fredonia | Wilson | Kansas | 66736 | solar | Solar = 2 MW | Solar Photovoltaic | 2 | 2 | [9 empty] | 2 |  |  | EIA-860, EIA-860M and EIA-923 | 202406 | -95.8177 | 37.5473
-11274059.6526 | 3828377.5873 | 48114 | 66572 | Highpeak Solar 1 | 64743 | PPM Solar LLC | IPP Non-CHP | FM 846 | Coahoma | Howard | Texas | 79511 | solar | Solar = 10 MW | Solar Photovoltaic | 10 | 10 | [9 empty] | 10 |  |  | EIA-860, EIA-860M and EIA-923 | 202406 | -101.2766 | 32.4943
-10356241.4716 | 5607206.7573 | 48115 | 66573 | Crane Garden | 65621 | Crane Garden LLC | IPP Non-CHP | 20206 County Rd 9 | Lester Prairie | McLeod | Minnesota | 55354 | solar | Solar = 0.9 MW | Solar Photovoltaic | 0.9 | 0.9 | [9 empty] | 0.9 |  |  | EIA-860, EIA-860M and EIA-923 | 202406 | -93.0317 | 44.909
-12890116.7605 | 4003255.9466 | 48116 | 66575 | Sunlight Storage II | 65625 | Sunlight Storage II | IPP Non-CHP | 44810 Kaiser Rd | Desert Center | Riverside | California | 92239 | batteries | Battery = 230 MW | Batteries | 230 | 230 | 230 | [11 empty] | EIA-860, EIA-860M and EIA-923 | 202406 | -115.7939 | 33.8095
-10240881.0833 | 5514521.5255 | 48117 | 66577 | Pepin Garden | 65619 | Pepin Garden LLC | IPP Non-CHP | 16290 645th St | Kellogg | Wabasha | Minnesota | 55945 | solar | Solar = 0.9 MW | Solar Photovoltaic | 0.9 | 0.9 | [9 empty] | 0.9 |  |  | EIA-860, EIA-860M and EIA-923 | 202406 | -91.9954 | 44.3163
-10304978.8461 | 5525138.5344 | 48118 | 66579 | Sturgeon Garden | 65617 | Sturgeon Garden LLC | IPP Non-CHP | 38851 230th Ave | Goodhue | Goodhue | Minnesota | 55027 | solar | Solar = 0.9 MW | Solar Photovoltaic | 0.9 | 0.9 | [9 empty] | 0.9 |  |  | EIA-860, EIA-860M and EIA-923 | 202406 | -92.5712 | 44.3845
-10233477.224 | 5481936.5723 | 48119 | 66580 | Winona Garden | 65616 | Winona Garden LLC | IPP Non-CHP | 17460 County Rd 114 | Altura | Winona | Minnesota | 55910 | solar | Solar = 0.9 MW | Solar Photovoltaic | 0.9 | 0.9 | [9 empty] | 0.9 |  |  | EIA-860, EIA-860M and EIA-923 | 202406 | -91.9289 | 44.1065
-7953480.8394 | 5092883.1493 | 48120 | 66582 | North Kingstown Solar LLC | 65628 | North Kingstown Solar LLC | IPP Non-CHP | 170 Hamilton Allen Rd | North Kingstown | Washington | Rhode Island | 2852 | solar | Solar = 1.9 MW | Solar Photovoltaic | 1.9 | 1.9 | [9 empty] | 1.9 |  |  | EIA-860, EIA-860M and EIA-923 | 202406 | -71.4473 | 41.5438
-8209812.446 | 5108694.4756 | 48121 | 66583 | Phillips Route 82 Solar LLC | 65629 | Phillips Route 82 Solar LLC | IPP Non-CHP | 1196 NY Route 82 | East Fishkill | Dutchess | New York | 12533 | solar | Solar = 5 MW | Solar Photovoltaic | 5 | 5 | [9 empty] | 5 |  |  | EIA-860, EIA-860M and EIA-923 | 202406 | -73.75 | 41.65
-7997137.0041 | 5071662.6479 | 48122 | 66584 | White Rock Road LLC | 65630 | White Rock Road LLC | IPP Non-CHP | 109 White Rock Road | Westerly | Washington | Rhode Island | 2891 | solar | Solar = 6.5 MW | Solar Photovoltaic | 6.5 | 6.5 | [9 empty] | 6.5 |  |  | EIA-860, EIA-860M and EIA-923 | 202406 | -71.8395 | 41.4009
-8069494.2279 | 5250452.8802 | 48123 | 66585 | French King Solar LLC | 65631 | French King Solar LLC | IPP Non-CHP | 129 French King Hwy | Erving | Franklin | Massachusetts | 1344 | solar | Solar = 5 MW | Solar Photovoltaic | 5 | 5 | [9 empty] | 5 |  |  | EIA-860, EIA-860M and EIA-923 | 202406 | -72.4895 | 42.5945
-8220944.3951 | 5213552.7904 | 48124 | 66586 | DOCCS Greene | 65632 | Green Correctional Coxsackie NY Solar LLC | IPP Non-CHP | 165 Plank Rd | Coxsackie | Greene | New York | 12051 | solar | Solar = 5 MW | Solar Photovoltaic | 5 | 5 | [9 empty] | 5 |  |  | EIA-860, EIA-860M and EIA-923 | 202406 | -73.85 | 42.35
-10703471.0084 | 4657626.0604 | 48125 | 66587 | Americus | 61204 | Today's Power, Inc. | Electric Utility | 2706 Rd. M | Emporia | Lyon | Kansas | 66801 | solar | Solar = 1 MW | Solar Photovoltaic | 1 | 1 | [9 empty] | 1 |  |  | EIA-860, EIA-860M and EIA-923 | 202406 | -96.1509 | 38.5515
-10232757.7661 | 3928644.7075 | 48126 | 66588 | Ashley-Chicot Solar | 61204 | Today's Power, Inc. | Electric Utility | Corner of Fairview Road and Co | Hamburg | Ashley | Arkansas | 71646 | solar | Solar = 1 MW | Solar Photovoltaic | 1 | 1 | [9 empty] | 1 |  |  | EIA-860, EIA-860M and EIA-923 | 202406 | -91.9224 | 33.2508
-10417965.9029 | 4352125.7909 | 48127 | 66589 | Berryville School District Solar | 61204 | Today's Power, Inc. | Electric Utility | 906 West Freeman | Berryville | Carroll | Arkansas | 72660 | solar | Solar = 1 MW | Solar Photovoltaic | 1 | 1 | [9 empty] | 1 |  |  | EIA-860, EIA-860M and EIA-923 | 202406 | -93.5862 | 36.3734
-10222282.1568 | 4038942.4609 | 48128 | 66590 | C&L | 61204 | Today's Power, Inc. | Electric Utility | 138 Hwy 199 | Star City | Lincoln | Arkansas | 71667 | solar | Solar = 1 MW | Solar Photovoltaic | 1 | 1 | [9 empty] | 1 |  |  | EIA-860, EIA-860M and EIA-923 | 202406 | -91.8283 | 34.0755
-10877775.5124 | 4526383.5282 | 48129 | 66591 | Cheney Solar | 61204 | Today's Power, Inc. | Electric Utility | South 327th Street | Cheney | Sedgwick | Kansas | 67025 | solar | Solar = 1 MW | Solar Photovoltaic | 1 | 1 | [9 empty] | 1 |  |  | EIA-860, EIA-860M and EIA-923 | 202406 | -97.7167 | 37.6236
-10114474.128 | 3804111.6008 | 48130 | 66592 | ERDC | 55937 | Entergy Texas Inc. | Electric Utility | 3909 Hally Ferry Road | Vicksburg | Warren | Mississippi | 39180 | natural gas | Natural Gas = 3.2 MW | Natural Gas Internal Combustion Engine | 3.2 | 3.2 | [6 empty] | 3.2 | [5 empty] | EIA-860, EIA-860M and EIA-923 | 202406 | -90.8599 | 32.3103
-10483002.5343 | 3517246.5269 | 48131 | 66593 | HEB00048 | 55937 | Entergy Texas Inc. | Electric Utility | 3025 North Dowlen Road | Beaumont | Jefferson | Texas | 77706 | natural gas | Natural Gas = 1.2 MW | Natural Gas Internal Combustion Engine | 1.2 | 1.2 | [6 empty] | 1.2 | [5 empty] | EIA-860, EIA-860M and EIA-923 | 202406 | -94.1704 | 30.1065
-10635252.1981 | 3526571.0674 | 48132 | 66594 | HEB00594 | 55937 | Entergy Texas Inc. | Electric Utility | 10777 Kuykendahl | The Woodlands | Montgomery | Texas | 77382 | natural gas | Natural Gas = 1.2 MW | Natural Gas Internal Combustion Engine | 1.2 | 1.2 | [6 empty] | 1.2 | [5 empty] | EIA-860, EIA-860M and EIA-923 | 202406 | -95.5381 | 30.1789
-10646249.0053 | 3449076.6501 | 48133 | 66595 | FTBLID2 | 64897 | Generate ER-NG, LLC | IPP Non-CHP | 2602 Oakland Drive | Sugarland | Fort Bend | Texas | 77479 | natural gas | Natural Gas = 11.2 MW | Natural Gas Internal Combustion Engine | 11.2 | 11.2 | [6 empty] | 11.2 | [5 empty] | EIA-860, EIA-860M and EIA-923 | 202406 | -95.6369 | 29.5753
-10618591.9004 | 3376264.8731 | 48134 | 66596 | Praxair | 64897 | Generate ER-NG, LLC | IPP Non-CHP | 5617 TX-332 | Clute | Brazoria | Texas | 77531 | natural gas | Natural Gas = 1.2 MW | Natural Gas Internal Combustion Engine | 1.2 | 1.2 | [6 empty] | 1.2 | [5 empty] | EIA-860, EIA-860M and EIA-923 | 202406 | -95.3884 | 29.0049
-10565776.702 | 3480516.586 | 48135 | 66597 | RavenChem | 64897 | Generate ER-NG, LLC | IPP Non-CHP | 10328 I-10 Service Road | Baytown | Harris | Texas | 77521 | natural gas | Natural Gas = 3.2 MW | Natural Gas Internal Combustion Engine | 3.2 | 3.2 | [6 empty] | 3.2 | [5 empty] | EIA-860, EIA-860M and EIA-923 | 202406 | -94.914 | 29.8206
-8782170.5135 | 4049220.3993 | 48136 | 66602 | Beckwith Solar | 65637 | Beckwith Solar, LLC | IPP Non-CHP | 469 Carolina Road | Tabor City | Columbus | North Carolina | 28463 | solar | Solar = 5 MW | Solar Photovoltaic | 5 | 5 | [9 empty] | 5 |  |  | EIA-860, EIA-860M and EIA-923 | 202406 | -78.8916 | 34.1519
-10577177.0424 | 3484074.3297 | 48137 | 66604 | Remy Jade Power Station | 63082 | ProEnergy Services | IPP Non-CHP | 3511 Danek Rd | Crosby | Harris | Texas | 77532 | natural gas | Natural Gas = 267 MW | Natural Gas Fired Combustion Turbine | 363 | 267 | [6 empty] | 267 | [5 empty] | EIA-860, EIA-860M and EIA-923 | 202406 | -95.0164 | 29.8484
-8782170.5135 | 4052048.4254 | 48138 | 66605 | Arthur 2 Solar | 65638 | Arthur Solar 2, LLC | IPP Non-CHP | 154199 US 701 | Tabor City | Columbus | North Carolina | 28463 | solar | Solar = 5 MW | Solar Photovoltaic | 5 | 5 | [9 empty] | 5 |  |  | EIA-860, EIA-860M and EIA-923 | 202406 | -78.8916 | 34.1729
-10090278.0574 | 4358471.9575 | 48139 | 66607 | Clay County Electrical Cooperative | 61204 | Today's Power, Inc. | Electric Utility | 3211 US62 | Corning | Clay | Arkansas | 72422 | solar | Solar = 1 MW | Solar Photovoltaic | 1 | 1 | [9 empty] | 1 |  |  | EIA-860, EIA-860M and EIA-923 | 202406 | -90.6425 | 36.4193
-10081897.4809 | 4289930.0086 | 48140 | 66608 | Craighead Electric Solar One | 61204 | Today's Power, Inc. | Electric Utility | 775 Hwy 230 E | Brookland | Craighead | Arkansas | 72417 | solar | Solar = 1 MW | Solar Photovoltaic | 1 | 1 | [9 empty] | 1 |  |  | EIA-860, EIA-860M and EIA-923 | 202406 | -90.5672 | 35.9223
-10782500.6111 | 4577338.6699 | 48141 | 66609 | DeGraff Butler Electric | 61204 | Today's Power, Inc. | Electric Utility | NW 110 St | Burns | Butler | Kansas | 66861 | solar | Solar = 1 MW | Solar Photovoltaic | 1 | 1 | [9 empty] | 1 |  |  | EIA-860, EIA-860M and EIA-923 | 202406 | -96.8609 | 37.9852
-10155734.0293 | 4249767.5685 | 48142 | 66610 | Farmers Electric Cooperative | 61204 | Today's Power, Inc. | Electric Utility | East Teresa Dr. / Jackson 248 | Newport | Jackson | Arkansas | 72112 | solar | Solar = 1 MW | Solar Photovoltaic | 1 | 1 | [9 empty] | 1 |  |  | EIA-860, EIA-860M and EIA-923 | 202406 | -91.2305 | 35.6296
-10987618.2388 | 3430957.4913 | 48143 | 66612 | HEB_CPS00085 | 64449 | Texas Microgrid, LLC | IPP Non-CHP | 10718 Potranco Road | San Antonio | Bexar | Texas | 78251 | natural gas | Natural Gas = 1.6 MW | Natural Gas Internal Combustion Engine | 1.6 | 1.6 | [6 empty] | 1.6 | [5 empty] | EIA-860, EIA-860M and EIA-923 | 202406 | -98.7035 | 29.4337
-10949482.9643 | 3428871.8052 | 48144 | 66613 | HEB_CPSSADC | 64449 | Texas Microgrid, LLC | IPP Non-CHP | 2045 South Foster Road | San Antonio | Bexar | Texas | 78220 | natural gas | Natural Gas = 6.4 MW | Natural Gas Internal Combustion Engine | 6.4 | 6.4 | [6 empty] | 6.4 | [5 empty] | EIA-860, EIA-860M and EIA-923 | 202406 | -98.3609 | 29.4173
-10795515.4181 | 3351841.6851 | 48145 | 66614 | OTHERCitizensHospital | 64449 | Texas Microgrid, LLC | IPP Non-CHP | 2701 Hospital Drive | Victoria | Victoria | Texas | 77901 | natural gas | Natural Gas = 2.8 MW | Natural Gas Internal Combustion Engine | 2.8 | 2.8 | [6 empty] | 2.8 | [5 empty] | EIA-860, EIA-860M and EIA-923 | 202406 | -96.9778 | 28.8128
-11051355.7717 | 3195773.0827 | 48146 | 66616 | Wolf Tank Storage | 65642 | Wolf Tank Storage LLC | IPP Non-CHP | 12315 US-59 | Laredo | Webb | Texas | 78043 | batteries | Battery = 150 MW | Batteries | 150 | 150 | 150 | [11 empty] | EIA-860, EIA-860M and EIA-923 | 202406 | -99.276 | 27.5772
-13085031.7342 | 4164772.6576 | 48147 | 66620 | Resurgence Solar II | 65647 | Resurgence Solar II | IPP Non-CHP | 41100 US Hwy 395 | Boron | San Bernardino | California | 93516 | solar | Battery = 40 MW, Solar = 48 MW | Batteries; Solar Photovoltaic; | 88 | 88 | 40 | [8 empty] | 48 |  |  | EIA-860, EIA-860M and EIA-923 | 202406 | -117.5448 | 35.0066
-13089747.2278 | 4040597.5227 | 48148 | 66622 | 9150 Hermosa Solar GM | 61980 | Valta Energy | IPP Non-CHP | 9150 Hermosa Ave | Rancho Cucamonga | San Bernardino | California | 91730 | solar | Solar = 1.3 MW | Solar Photovoltaic | 1.3 | 1.3 | [9 empty] | 1.3 |  |  | EIA-860, EIA-860M and EIA-923 | 202406 | -117.5872 | 34.0878
-12528162.8833 | 3928370.3648 | 48149 | 66627 | Sonoran Solar Energy | 65652 | Sonoran Solar Energy, LLC | IPP Non-CHP | 22615 South State Road 85 | Buckeye | Maricopa | Arizona | 85326 | solar | Battery = 260 MW, Solar = 260 MW | Batteries; Solar Photovoltaic; | 750 | 520 | 260 | [8 empty] | 260 |  |  | EIA-860, EIA-860M and EIA-923 | 202406 | -112.5424 | 33.2488
-10093205.8714 | 4996397.6204 | 48150 | 66631 | Earp Solar, LLC | 66331 | Birch Creek Power, LLC | IPP Non-CHP | 60th St | Monmouth | Warren | Illinois | 61462 | solar | Solar = 35 MW | Solar Photovoltaic | 35 | 35 | [9 empty] | 35 |  |  | EIA-860, EIA-860M and EIA-923 | 202406 | -90.6688 | 40.8918
-8593555.889 | 4848454.656 | 48151 | 66634 | Adams Solar LLC PA | 65657 | Adams Solar LLC (PA) | IPP Non-CHP | 2165-2233 Old Harrisburg Rd | Gettysburg | Adams | Pennsylvania | 17325 | solar | Solar = 80 MW | Solar Photovoltaic | 80 | 80 | [9 empty] | 80 |  |  | EIA-860, EIA-860M and EIA-923 | 202406 | -77.1972 | 39.8796
-8878287.4354 | 4392915.3455 | 48152 | 66635 | Caden Energix Axton LLC | 65658 | Caden Energix Axton LLC | IPP Non-CHP | 336-412 Co Rd 620 | Axton | Henry | Virginia | 24054 | solar | Solar = 66 MW | Solar Photovoltaic | 66 | 66 | [9 empty] | 66 |  |  | EIA-860, EIA-860M and EIA-923 | 202406 | -79.755 | 36.6679
-12633707.0076 | 3888840.0436 | 48153 | 66636 | McFarland A Solar and Storage | 64904 | AES Clean Energy | IPP Non-CHP | 67201 E. Palomas Rd. | Dateland | Yuma | Arizona | 85333 | solar | Battery = 100 MW, Solar = 200 MW | Batteries; Solar Photovoltaic; | 300 | 300 | 100 | [8 empty] | 200 |  |  | EIA-860, EIA-860M and EIA-923 | 202406 | -113.4905 | 32.9513
-9334660.2782 | 3529710.1809 | 48154 | 66639 | Falmouth Renewable Energy Center | 6455 | Duke Energy Florida, LLC | Electric Utility | 193rd Lashley Rd | Live Oak | Suwannee | Florida | 32060 | solar | Solar = 74.9 MW | Solar Photovoltaic | 74.9 | 74.9 | [9 empty] | 74.9 |  |  | EIA-860, EIA-860M and EIA-923 | 202406 | -83.8547 | 30.2033
-9685603.8785 | 5037829.1184 | 48155 | 66643 | Dunn's Bridge 1 Solar | 65653 | Dunns Bridge Solar Center LLC | Electric Utility | 11031 N 200 E | Wheatfield | Jasper | Indiana | 46392 | solar | Solar = 265 MW | Solar Photovoltaic | 265 | 265 | [9 empty] | 265 |  |  | EIA-860, EIA-860M and EIA-923 | 202406 | -87.0073 | 41.1726
-8213483.7628 | 5191275.7371 | 48156 | 66645 | ELP - Kipp | 65668 | ELP Kipp Solar, LLC | IPP Non-CHP | 219 Kipp Rd | Hudson | Columbia | New York | 12534 | solar | Solar = 3.5 MW | Solar Photovoltaic | 3.5 | 3.5 | [9 empty] | 3.5 |  |  | EIA-860, EIA-860M and EIA-923 | 202406 | -73.783 | 42.2019
-8569879.9031 | 4767283.521 | 48157 | 66652 | KDC Solar CV Ascend One LLC | 65662 | KDC Solar CV Ascend One LLC | IPP Non-CHP | 13370 Route 11 | West Friendship | Howard | Maryland | 21794 | solar | Solar = 2 MW | Solar Photovoltaic | 2 | 2 | [9 empty] | 2 |  |  | EIA-860, EIA-860M and EIA-923 | 202406 | -76.9845 | 39.3177
-8569248.8329 | 4766853.0121 | 48158 | 66653 | KDC Solar CV Cedar Lane Park LLC | 65663 | KDC Solar CV Cedar Lane Park LLC | IPP Non-CHP | 13370 Route 144 | West Friendship | Howard | Maryland | 21794 | solar | Solar = 2 MW | Solar Photovoltaic | 2 | 2 | [9 empty] | 2 |  |  | EIA-860, EIA-860M and EIA-923 | 202406 | -76.9789 | 39.3147
-8680572.9991 | 4767456.1902 | 48159 | 66654 | KDC Solar CV Central MD Regional Transit | 65664 | KDC Solar CV Central MD Regional Transit LLC | IPP Non-CHP | 13370 Route 144 | West Friendship | Howard | Maryland | 21794 | solar | Solar = 2 MW | Solar Photovoltaic | 2 | 2 | [9 empty] | 2 |  |  | EIA-860, EIA-860M and EIA-923 | 202406 | -77.9789 | 39.3189
-8569248.8329 | 4766853.0121 | 48160 | 66655 | KDC Solar CV Animal Control LLC | 65665 | KDC Solar CV Animal Control LLC | IPP Non-CHP | 13370 Route 144 | West Friendship | Howard | Maryland | 21794 | solar | Solar = 2 MW | Solar Photovoltaic | 2 | 2 | [9 empty] | 2 |  |  | EIA-860, EIA-860M and EIA-923 | 202406 | -76.9789 | 39.3147
-8680717.8257 | 4766949.9901 | 48161 | 66656 | KDC Solar CV O'Donnell Property LLC | 65666 | KDC Solar CV O'Donnell Property LLC | IPP Non-CHP | 13370 Route 144 | West Friendship | Howard | Maryland | 21794 | solar | Solar = 2 MW | Solar Photovoltaic | 2 | 2 | [9 empty] | 2 |  |  | EIA-860, EIA-860M and EIA-923 | 202406 | -77.9802 | 39.3154
-13152045.1771 | 4141572.6664 | 48162 | 66667 | City of Rosamond (CA) | 60531 | Standard Solar | IPP Non-CHP | 962 10th Street West | Rosamond | Kern | California | 93560 | solar | Solar = 1 MW | Solar Photovoltaic | 1 | 1 | [9 empty] | 1 |  |  | EIA-860, EIA-860M and EIA-923 | 202406 | -118.1468 | 34.8357
-10277508.5354 | 5333326.9683 | 48163 | 66668 | Chickasaw Wind Farm | 12341 | MidAmerican Energy Co | Electric Utility | 2162 150th St | New Hampton | Chickasaw | Iowa | 50659 | wind | Wind = 200 MW | Onshore Wind Turbine | 202.4 | 200 | [10 empty] | 200 |  | EIA-860, EIA-860M and EIA-923 | 202406 | -92.3244 | 43.1401
-13273734.969 | 4342914.968 | 48164 | 66677 | Visalia CSG LLC | 65677 | Dimension Energy LLC | IPP Non-CHP | 28518 Road 148 | Tulare | Tulare | California | 93292 | solar | Solar = 3 MW | Solar Photovoltaic | 3 | 3 | [9 empty] | 3 |  |  | EIA-860, EIA-860M and EIA-923 | 202406 | -119.24 | 36.3068
-13484245.3581 | 4500034.4594 | 48165 | 66680 | Enchanted Rock Turlock Irrigation District | 65660 | Enchanted Rock | IPP Non-CHP | 1501 W Marshall Road | Patterson | Stanislaus | California | 95363 | natural gas | Natural Gas = 46.8 MW | Natural Gas Internal Combustion Engine | 46.8 | 46.8 | [6 empty] | 46.8 | [5 empty] | EIA-860, EIA-860M and EIA-923 | 202406 | -121.131 | 37.4359
-10507208.6236 | 5832438.9781 | 48166 | 66683 | Sylvan Solar | 12647 | ALLETE, Inc. | Electric Utility | 13200 21st Avenue SW | Pillager | Cass | Minnesota | 56473 | solar | Solar = 15.2 MW | Solar Photovoltaic | 15.2 | 15.2 | [9 empty] | 15.2 |  |  | EIA-860, EIA-860M and EIA-923 | 202406 | -94.3879 | 46.3241
-8571994.7508 | 4696174.0001 | 48167 | 66698 | Oxon Run CREF | 65704 | Oxon Run Community Renewable Energy Facility | Electric Utility | 4615 South Capitol Street SE | Washington | District of Columbia | District of Columbia | 20032 | solar | Solar = 2 MW | Solar Photovoltaic | 2 | 2 | [9 empty] | 2 |  |  | EIA-860, EIA-860M and EIA-923 | 202406 | -77.0035 | 38.8218
-13063219.7932 | 4169795.5524 | 48168 | 66699 | Lockhart Solar PV II | 61950 | Terra-Gen Operating Co-Solar | IPP Non-CHP | 43880 Harper Lake Rd | Hinkley | San Bernardino | California | 92347 | solar | Solar = 75 MW | Solar Photovoltaic | 84.4 | 75 | [9 empty] | 75 |  |  | EIA-860, EIA-860M and EIA-923 | 202406 | -117.3489 | 35.0435
-8744749.7987 | 4220247.6911 | 48169 | 66700 | Banner Solar | 65702 | Banner Solar, LLC | IPP Non-CHP | 2730 NC Hwy 50 | Benson | Johnston | North Carolina | 27504 | solar | Solar = 5 MW | Solar Photovoltaic | 5 | 5 | [9 empty] | 5 |  |  | EIA-860, EIA-860M and EIA-923 | 202406 | -78.5554 | 35.4137
-9080460.2173 | 4021447.0357 | 48170 | 66709 | Beulah Solar | 65723 | Beulah Solar, LLC | IPP Non-CHP | Beulah Road | Batesburg | Saluda | South Carolina | 29006 | solar | Solar = 74.9 MW | Solar Photovoltaic | 74.9 | 74.9 | [9 empty] | 74.9 |  |  | EIA-860, EIA-860M and EIA-923 | 202406 | -81.5712 | 33.9452
-8681077.833 | 4126762.1492 | 48171 | 66710 | Brick City Solar | 65724 | Brick City Solar, LLC | IPP Non-CHP | 908 Old Wilmington Road | Wallace | Duplin | North Carolina | 28466 | solar | Solar = 5 MW | Solar Photovoltaic | 5 | 5 | [9 empty] | 5 |  |  | EIA-860, EIA-860M and EIA-923 | 202406 | -77.9834 | 34.7264
-8768998.3008 | 4220685.4713 | 48172 | 66711 | Clovelly Solar | 65725 | Clovelly Solar, LLC | IPP Non-CHP | 555 Neills Creek Rd | Lillington | Harnett | North Carolina | 27547 | solar | Solar = 5 MW | Solar Photovoltaic | 5 | 5 | [9 empty] | 5 |  |  | EIA-860, EIA-860M and EIA-923 | 202406 | -78.7733 | 35.4169
-8551964.1442 | 4184388.5632 | 48173 | 66712 | Coogee Solar | 65726 | Coogee Solar, LLC | IPP Non-CHP | 500 New Ditch Farm Road | Grantsboro | Pamlico | North Carolina | 28529 | solar | Solar = 5 MW | Solar Photovoltaic | 5 | 5 | [9 empty] | 5 |  |  | EIA-860, EIA-860M and EIA-923 | 202406 | -76.8236 | 35.1508
-13282196.3635 | 4175030.2076 | 48174 | 66713 | Wheeler Ridge | 65718 | AFTW Holdings, LLC | IPP Non-CHP | Basic School Road | Bakersfield | Kern | California | 93311 | solar | Solar = 4.5 MW | Solar Photovoltaic | 4.5 | 4.5 | [9 empty] | 4.5 |  |  | EIA-860, EIA-860M and EIA-923 | 202406 | -119.316 | 35.082
-13378054.0223 | 4388186.3817 | 48175 | 66714 | Crystal Farms Local Solar | 65719 | Crystal Farms Local Solar, LLC | IPP Non-CHP | NE Corner of S Placer and W Ad | San Joaquin | Fresno | California | 93311 | solar | Solar = 3.5 MW | Solar Photovoltaic | 3.5 | 3.5 | [9 empty] | 3.5 |  |  | EIA-860, EIA-860M and EIA-923 | 202406 | -120.1771 | 36.6338
-12413706.8545 | 3877996.3794 | 48176 | 66716 | Saint Energy Storage II LLC | 65727 | Saint Energy Storage II LLC | IPP Non-CHP | 6536 E Steele Road | Coolidge | Pinal | Arizona | 85128 | batteries | Battery = 100 MW | Batteries | 100 | 100 | 100 | [11 empty] | EIA-860, EIA-860M and EIA-923 | 202406 | -111.5142 | 32.8695
-8977549.5782 | 4017869.4443 | 48177 | 66717 | Eastover Solar | 65730 | Eastover Solar, LLC | IPP Non-CHP | 1590 Vanboklen Road | Eastover | Richland | South Carolina | 29044 | solar | Battery = 18 MW, Solar = 73.6 MW | Batteries; Solar Photovoltaic; | 91.6 | 91.6 | 18 | [8 empty] | 73.6 |  |  | EIA-860, EIA-860M and EIA-923 | 202406 | -80.6467 | 33.9185
-8919323.8072 | 4217835.2267 | 48178 | 66718 | ESA Albemarle NC Solar | 65731 | ESA Albemarle NC Solar, LLC | IPP Non-CHP | 45660 Broadway Road | Albemarle | Stanly | North Carolina | 28001 | solar | Solar = 2 MW | Solar Photovoltaic | 2 | 2 | [9 empty] | 2 |  |  | EIA-860, EIA-860M and EIA-923 | 202406 | -80.1236 | 35.3961
-8671571.8164 | 4212953.7335 | 48179 | 66719 | Millers Chapel Solar | 65732 | Millers Chapel Solar, LLC | IPP Non-CHP | 660 Millers Chapel Road | La Grange | Wayne | North Carolina | 28551 | solar | Solar = 4.8 MW | Solar Photovoltaic | 4.8 | 4.8 | [9 empty] | 4.8 |  |  | EIA-860, EIA-860M and EIA-923 | 202406 | -77.8981 | 35.3603
-8691512.2541 | 4204619.343 | 48180 | 66720 | Oakwood Solar | 65733 | Oakwood Solar, LLC | IPP Non-CHP | 6525-UT US 70 W | Mebane | Orange | North Carolina | 27302 | solar | Solar = 5 MW | Solar Photovoltaic | 5 | 5 | [9 empty] | 5 |  |  | EIA-860, EIA-860M and EIA-923 | 202406 | -78.0772 | 35.2992
-8691512.2541 | 4204619.343 | 48181 | 66721 | Overman Solar | 65734 | Overman Solar, LLC | IPP Non-CHP | 191 Herring Road | Goldsboro | Wayne | North Carolina | 27530 | solar | Solar = 5 MW | Solar Photovoltaic | 5 | 5 | [9 empty] | 5 |  |  | EIA-860, EIA-860M and EIA-923 | 202406 | -78.0772 | 35.2992
-8978117.7528 | 4239758.0497 | 48182 | 66722 | Saw Solar | 65735 | Saw Solar, LLC | IPP Non-CHP | 1005 Saw Road | China Grove | Rowan | North Carolina | 28023 | solar | Solar = 5 MW | Solar Photovoltaic | 5 | 5 | [9 empty] | 5 |  |  | EIA-860, EIA-860M and EIA-923 | 202406 | -80.6518 | 35.5564
-9170049.1416 | 4215661.2656 | 48183 | 66723 | Sawtell Solar | 65736 | Sawtell Solar, LLC | IPP Non-CHP | 3455 Chimney Rock Road | Hendersonville | Henderson | North Carolina | 28720 | solar | Solar = 3 MW | Solar Photovoltaic | 3 | 3 | [9 empty] | 3 |  |  | EIA-860, EIA-860M and EIA-923 | 202406 | -82.376 | 35.3801
-8835171.7268 | 4301904.0031 | 48184 | 66724 | Southwick Solar | 65737 | Southwick Solar, LLC | IPP Non-CHP | 3110 Boywood Road | Graham | Alamance | North Carolina | 27253 | solar | Solar = 3 MW | Solar Photovoltaic | 3 | 3 | [9 empty] | 3 |  |  | EIA-860, EIA-860M and EIA-923 | 202406 | -79.3677 | 36.0093
-8876205.6496 | 4201102.0976 | 48185 | 66725 | Whiskey Solar | 65738 | Whiskey Solar, LLC | IPP Non-CHP | 1557 Whiskey Road | Cumberland | Montgomery | North Carolina | 27229 | solar | Solar = 5 MW | Solar Photovoltaic | 5 | 5 | [9 empty] | 5 |  |  | EIA-860, EIA-860M and EIA-923 | 202406 | -79.7363 | 35.2734
-8140201.3628 | 5574051.3552 | 48186 | 66727 | Georgia Ballard BESS | 64778 | Strata Manager, LLC | IPP Non-CHP | 980 Ballard Road | Georgia | Franklin | Vermont | 5478 | batteries | Battery = 5 MW | Batteries | 5 | 5 | 5 | [11 empty] | EIA-860, EIA-860M and EIA-923 | 202406 | -73.1247 | 44.6977
-8073346.1049 | 5362246.7279 | 48187 | 66728 | Springfield BESS | 64778 | Strata Manager, LLC | IPP Non-CHP | 116 Spoonerville Road | North Springfield | Windsor | Vermont | 5150 | batteries | Battery = 5 MW | Batteries | 5 | 5 | 5 | [11 empty] | EIA-860, EIA-860M and EIA-923 | 202406 | -72.5241 | 43.3294
-8227676.9979 | 5293203.3734 | 48188 | 66729 | (3K) 59 Hetcheltown Rd | 64872 | Distributed Solar Development, LLC | IPP Non-CHP | 59 Hetcheltown Rd | Glenville | Albany | New York | 12302 | solar | Solar = 1.4 MW | Solar Photovoltaic | 1.4 | 1.4 | [9 empty] | 1.4 |  |  | EIA-860, EIA-860M and EIA-923 | 202406 | -73.9105 | 42.8766
-8602313.8386 | 5136743.4348 | 48189 | 66730 | Jordan Energy-DFA Middlebury Center Plan | 64872 | Distributed Solar Development, LLC | IPP Non-CHP | 72 Milk Plant Rd | Middlebury Center | Tioga | Pennsylvania | 16935 | solar | Solar = 1.1 MW | Solar Photovoltaic | 1.1 | 1.1 | [9 empty] | 1.1 |  |  | EIA-860, EIA-860M and EIA-923 | 202406 | -77.2759 | 41.838
-8223816.4379 | 5127394.603 | 48190 | 66731 | Lightstar Renewables - Project 1001 | 64872 | Distributed Solar Development, LLC | IPP Non-CHP | 129 Cream St | Hyde Park | Dutchess | New York | 12601 | solar | Solar = 3.9 MW | Solar Photovoltaic | 3.9 | 3.9 | [9 empty] | 3.9 |  |  | EIA-860, EIA-860M and EIA-923 | 202406 | -73.8758 | 41.7754
-8226900.8784 | 5132223.7917 | 48191 | 66732 | Lightstar Renewables - Project 1002 | 64872 | Distributed Solar Development, LLC | IPP Non-CHP | 1436 Route 9G | Hyde Park | Dutchess | New York | 12538 | solar | Solar = 2.1 MW | Solar Photovoltaic | 2.1 | 2.1 | [9 empty] | 2.1 |  |  | EIA-860, EIA-860M and EIA-923 | 202406 | -73.9035 | 41.8077
-13341640.9716 | 4252568.1693 | 48192 | 66733 | Lost Hills Oilfield | 64872 | Distributed Solar Development, LLC | IPP Non-CHP | 12888 Holloway Rd | Lost Hills | Kern | California | 93249 | solar | Solar = 1.9 MW | Solar Photovoltaic | 1.9 | 1.9 | [9 empty] | 1.9 |  |  | EIA-860, EIA-860M and EIA-923 | 202406 | -119.85 | 35.65
-8430792.7672 | 5324644.3217 | 48193 | 66734 | Marathon Solar Farm LLC South | 64872 | Distributed Solar Development, LLC | IPP Non-CHP | 3913 Canal Rd | Canastota | Madison | New York | 13032 | solar | Solar = 4.4 MW | Solar Photovoltaic | 4.4 | 4.4 | [9 empty] | 4.4 |  |  | EIA-860, EIA-860M and EIA-923 | 202406 | -75.7351 | 43.0832
-11636393.3519 | 4815456.6134 | 48194 | 66736 | Oak Leaf - CSG Portfolio (OL 36) | 64872 | Distributed Solar Development, LLC | IPP Non-CHP | 39299 E. Quincy Ave | Watkins | Arapahoe | Colorado | 80137 | solar | Solar = 1.5 MW | Solar Photovoltaic | 1.5 | 1.5 | [9 empty] | 1.5 |  |  | EIA-860, EIA-860M and EIA-923 | 202406 | -104.5315 | 39.6517
-11643050.2574 | 4834806.022 | 48195 | 66737 | Oak Leaf - CSG Portfolio (OL 37) | 64872 | Distributed Solar Development, LLC | IPP Non-CHP | 33725 E 48th Ave | Watkins | Adams | Colorado | 80137 | solar | Solar = 1.5 MW | Solar Photovoltaic | 1.5 | 1.5 | [9 empty] | 1.5 |  |  | EIA-860, EIA-860M and EIA-923 | 202406 | -104.5913 | 39.7854
-11643050.2574 | 4834806.022 | 48196 | 66738 | Oak Leaf - CSG Portfolio (OL 38) | 64872 | Distributed Solar Development, LLC | IPP Non-CHP | 33725 E 48th Ave | Watkins | Adams | Colorado | 80137 | solar | Solar = 1.5 MW | Solar Photovoltaic | 1.5 | 1.5 | [9 empty] | 1.5 |  |  | EIA-860, EIA-860M and EIA-923 | 202406 | -104.5913 | 39.7854
-11636057.167 | 4815974.232 | 48197 | 66739 | Oak Leaf - CSG Portfolio (OL 39) | 64872 | Distributed Solar Development, LLC | IPP Non-CHP | 3333 S. Manila Rd | Watkins | Arapahoe | Colorado | 80137 | solar | Solar = 1.5 MW | Solar Photovoltaic | 1.5 | 1.5 | [9 empty] | 1.5 |  |  | EIA-860, EIA-860M and EIA-923 | 202406 | -104.5285 | 39.6553
-11642220.9272 | 4834469.9454 | 48198 | 66740 | Oak Leaf - CSG Portfolio (OL 44) | 64872 | Distributed Solar Development, LLC | IPP Non-CHP | 33975 E 48th Ave | Watkins | Adams | Colorado | 80137 | solar | Solar = 1.5 MW | Solar Photovoltaic | 1.5 | 1.5 | [9 empty] | 1.5 |  |  | EIA-860, EIA-860M and EIA-923 | 202406 | -104.5838 | 39.7831
-7769640.7079 | 5479622.5643 | 48199 | 66741 | Richmond Hill | 60025 | Greenbacker Renewable Energy Corporation | IPP Non-CHP | 0 Lincoln Street | Richmond | Sagadahoc | Maine | 4357 | solar | Solar = 1.8 MW | Solar Photovoltaic | 1.8 | 1.8 | [9 empty] | 1.8 |  |  | EIA-860, EIA-860M and EIA-923 | 202406 | -69.7959 | 44.0916
-10261246.7615 | 6027800.1035 | 48200 | 66742 | Laskin Solar | 12647 | ALLETE, Inc. | Electric Utility | 5553 Colby Lake Road | Hoyt Lakes | St Louis | Minnesota | 55750 | solar | Solar = 5.6 MW | Solar Photovoltaic | 5.6 | 5.6 | [9 empty] | 5.6 |  |  | EIA-860, EIA-860M and EIA-923 | 202406 | -92.1783 | 47.5226
-10247181.0986 | 5921494.4078 | 48201 | 66743 | Jean Duluth Solar | 12647 | ALLETE, Inc. | Electric Utility | 3525 Riley Road | Duluth | St Louis | Minnesota | 55803 | solar | Solar = 1.6 MW | Solar Photovoltaic | 1.6 | 1.6 | [9 empty] | 1.6 |  |  | EIA-860, EIA-860M and EIA-923 | 202406 | -92.052 | 46.8738
-8195566.7794 | 5292718.5039 | 48202 | 66749 | Herrington Solar | 65748 | Herrington Solar, LLC | IPP Non-CHP | 33 Bracken Road | Schaghtiicoke | Rensselaer | New York | 12154 | solar | Solar = 5 MW | Solar Photovoltaic | 5 | 5 | [9 empty] | 5 |  |  | EIA-860, EIA-860M and EIA-923 | 202406 | -73.622 | 42.8734
-8263962.2538 | 4864128.7403 | 48203 | 66751 | Toms River CSG | 61944 | MN8 Energy LLC | IPP Non-CHP | 227 Oak Ridge Parkway | Toms River | Ocean | New Jersey | 8755 | solar | Solar = 4 MW | Solar Photovoltaic | 4 | 4 | [9 empty] | 4 |  |  | EIA-860, EIA-860M and EIA-923 | 202406 | -74.2364 | 39.9875
-8493009.2306 | 5327205.2743 | 48204 | 66752 | NY Van Buren II CSG | 65752 | DG Empire Shine, LLC | IPP Non-CHP | 6719 Pottery Road | Warners | Onondaga | New York | 13164 | solar | Solar = 3 MW | Solar Photovoltaic | 3 | 3 | [9 empty] | 3 |  |  | EIA-860, EIA-860M and EIA-923 | 202406 | -76.294 | 43.1
-10036096.6349 | 5444344.2797 | 48205 | 66753 | Webster Creek (Oak 2) | 60025 | Greenbacker Renewable Energy Corporation | IPP Non-CHP | N6191 US HWY 12 & 16 | New Lisbon | Juneau | Wisconsin | 53950 | solar | Solar = 1.5 MW | Solar Photovoltaic | 1.5 | 1.5 | [9 empty] | 1.5 |  |  | EIA-860, EIA-860M and EIA-923 | 202406 | -90.1558 | 43.8635
-8331605.4311 | 4942714.4028 | 48206 | 66758 | Justin Court Energy Storage | 65755 | VESI 23 LLC | IPP Non-CHP | 79 Function Road | Flemington | Hunterdon | New Jersey | 8822 | batteries | Battery = 20 MW | Batteries | 20 | 20 | 20 | [11 empty] | EIA-860, EIA-860M and EIA-923 | 202406 | -74.8441 | 40.5263
-10029886.1205 | 3961860.2174 | 48207 | 66759 | Delta's Edge Solar | 62161 | Cubico USA, LLC | IPP Non-CHP | 685 CR 219 | Greenwood | Carroll | Mississippi | 38930 | solar | Solar = 100 MW | Solar Photovoltaic | 100 | 100 | [9 empty] | 100 |  |  | EIA-860, EIA-860M and EIA-923 | 202406 | -90.1 | 33.5
-10020204.1078 | 5425021.0183 | 48208 | 66760 | Lemonweir (Oak 1) | 60025 | Greenbacker Renewable Energy Corporation | IPP Non-CHP | N2702 US HWY 12/16 | Mauston | Juneau | Wisconsin | 53948 | solar | Solar = 3 MW | Solar Photovoltaic | 3 | 3 | [9 empty] | 3 |  |  | EIA-860, EIA-860M and EIA-923 | 202406 | -90.013 | 43.7382
-8226296.6362 | 5286810.3364 | 48209 | 66762 | SCH County - (1B) 10 Alice Wagner Way Ni | 64872 | Distributed Solar Development, LLC | IPP Non-CHP | 10 Alice Wagner Way | Niskayuna | Schenectady | New York | 12309 | solar | Solar = 3.5 MW | Solar Photovoltaic | 3.5 | 3.5 | [9 empty] | 3.5 |  |  | EIA-860, EIA-860M and EIA-923 | 202406 | -73.8981 | 42.8345
-8228342.0205 | 5287827.0086 | 48210 | 66763 | SCH County - (1E) 398 Anthony St Schenec | 64872 | Distributed Solar Development, LLC | IPP Non-CHP | 398 Anthony St | Schenectady | Schenectady | New York | 12302 | solar | Solar = 1 MW | Solar Photovoltaic | 1 | 1 | [9 empty] | 1 |  |  | EIA-860, EIA-860M and EIA-923 | 202406 | -73.9165 | 42.8412
-8243208.2932 | 5289168.1157 | 48211 | 66764 | SCH - (2A) 156 Barhydt Rd Glenville | 64872 | Distributed Solar Development, LLC | IPP Non-CHP | 156 Barhydt Rd | Glenville | Schenectady | New York | 12302 | solar | Battery = 2.5 MW, Solar = 5 MW | Batteries; Solar Photovoltaic; | 7.5 | 7.5 | 2.5 | [8 empty] | 5 |  |  | EIA-860, EIA-860M and EIA-923 | 202406 | -74.05 | 42.85
-8246634.4845 | 5294359.7485 | 48212 | 66765 | SCH County - (2B) 4982 Rynex Corners Rd | 64872 | Distributed Solar Development, LLC | IPP Non-CHP | 4982 Rynex Corners Rd | Pattersonville | Schenectady | New York | 12317 | solar | Battery = 2.5 MW, Solar = 2.5 MW | Batteries; Solar Photovoltaic; | 5 | 5 | 2.5 | [8 empty] | 2.5 |  |  | EIA-860, EIA-860M and EIA-923 | 202406 | -74.0808 | 42.8842
-8232836.6563 | 5280342.3152 | 48213 | 66766 | SCH County - (2D) 98 Cheltingham Ave Sch | 64872 | Distributed Solar Development, LLC | IPP Non-CHP | 98 Cheltingham Ave | Schenectady | Schenectady | New York | 12302 | solar | Solar = 2.8 MW | Solar Photovoltaic | 2.8 | 2.8 | [9 empty] | 2.8 |  |  | EIA-860, EIA-860M and EIA-923 | 202406 | -73.9568 | 42.7918
-8473589.9907 | 5390122.9743 | 48214 | 66767 | Source Power Company - Richland | 64872 | Distributed Solar Development, LLC | IPP Non-CHP | 55 Lehigh Rd | Richland | Oswego | New York | 13142 | batteries | Battery = 2.5 MW, Solar = 2 MW | Batteries; Solar Photovoltaic; | 4.5 | 4.5 | 2.5 | [8 empty] | 2 |  |  | EIA-860, EIA-860M and EIA-923 | 202406 | -76.1196 | 43.5113
-8818877.3363 | 5238783.0535 | 48215 | 66769 | Source Power Company - Silver Creek | 64872 | Distributed Solar Development, LLC | IPP Non-CHP | 2444 Chapin Rd | Silver Creek | Chautauqua | New York | 14136 | solar | Solar = 5 MW | Solar Photovoltaic | 5 | 5 | [9 empty] | 5 |  |  | EIA-860, EIA-860M and EIA-923 | 202406 | -79.2213 | 42.5173
-8514103.1609 | 4753743.9668 | 48216 | 66770 | THD Baltimore DC - 5830 Project Tiger | 64872 | Distributed Solar Development, LLC | IPP Non-CHP | 6311 Tradepoint Ave | Edgemere | Baltimore | Maryland | 21219 | solar | Solar = 1.6 MW | Solar Photovoltaic | 1.6 | 1.6 | [9 empty] | 1.6 |  |  | EIA-860, EIA-860M and EIA-923 | 202406 | -76.4835 | 39.2236
-8430792.7672 | 5324644.3217 | 48217 | 66771 | Marathon Solar Farm II LLC North | 64872 | Distributed Solar Development, LLC | IPP Non-CHP | 7594 Roberts St | Canastota | Madison | New York | 13032 | solar | Solar = 2.9 MW | Solar Photovoltaic | 2.9 | 2.9 | [9 empty] | 2.9 |  |  | EIA-860, EIA-860M and EIA-923 | 202406 | -75.7351 | 43.0832
-13170932.9777 | 4137791.0188 | 48218 | 66772 | Estrella Solar & Storage | 64904 | AES Clean Energy | IPP Non-CHP | 50804U 110th St | Lancaster | Los Angeles | California | 93536 | solar | Battery = 28 MW, Solar = 56 MW | Batteries; Solar Photovoltaic; | 84 | 84 | 28 | [8 empty] | 56 |  |  | EIA-860, EIA-860M and EIA-923 | 202406 | -118.3165 | 34.8078
-13167558.1047 | 4142482.8775 | 48219 | 66773 | Raceway Solar & Storage | 64904 | AES Clean Energy | IPP Non-CHP | TBD | Lancaster | Los Angeles | California | 93560 | solar | Battery = 80 MW, Solar = 125 MW | Batteries; Solar Photovoltaic; | 205 | 205 | 80 | [8 empty] | 125 |  |  | EIA-860, EIA-860M and EIA-923 | 202406 | -118.2862 | 34.8424
-8252218.6041 | 4913437.5936 | 48220 | 66776 | Brookdale CC BTM at Lincroft | 65760 | Solar DG NJ Brookdale, LLC | IPP Non-CHP | 765 Newman Springs Road | Lincroft | Monmouth | New Jersey | 7738 | solar | Solar = 3.7 MW | Solar Photovoltaic | 3.7 | 3.7 | [9 empty] | 3.7 |  |  | EIA-860, EIA-860M and EIA-923 | 202406 | -74.1309 | 40.3261
-8651750.8245 | 5284765.7881 | 48221 | 66777 | Geneseo Solar | 65758 | Helios Energy New York 15 LLC | IPP Non-CHP | 3812 West Lake Road | Geneseo | Livingston | New York | 14454 | solar | Solar = 5 MW | Solar Photovoltaic | 5 | 5 | [9 empty] | 5 |  |  | EIA-860, EIA-860M and EIA-923 | 202406 | -77.72 | 42.821
-11226405.1144 | 3423645.9605 | 48222 | 66782 | Hamilton BESS | 65076 | HEN Infrastructure, L.L.C. | IPP Non-CHP | 413 Old Hamilton Road | Del Rio | Val Verde | Texas | 78840 | batteries | Battery = 9.9 MW | Batteries | 9.9 | 9.9 | 9.9 | [11 empty] | EIA-860, EIA-860M and EIA-923 | 202406 | -100.8485 | 29.3764
-10852210.88 | 3223394.2163 | 48223 | 66783 | Weil Tract BESS | 65076 | HEN Infrastructure, L.L.C. | IPP Non-CHP | 601 Corn Products Road | Corpus Christi | Nueces | Texas | 78409 | batteries | Battery = 9.9 MW | Batteries | 9.9 | 9.9 | 9.9 | [11 empty] | EIA-860, EIA-860M and EIA-923 | 202406 | -97.4871 | 27.7969
-10693116.1807 | 3807368.6543 | 48224 | 66784 | Pauline BESS | 65076 | HEN Infrastructure, L.L.C. | IPP Non-CHP | 239 Railroad Street | Mabank | Henderson | Texas | 75156 | batteries | Battery = 9.9 MW | Batteries | 9.9 | 9.9 | 9.9 | [11 empty] | EIA-860, EIA-860M and EIA-923 | 202406 | -96.0579 | 32.335
-10916542.859 | 3868622.2866 | 48225 | 66788 | Mineral Wells East BESS | 65076 | HEN Infrastructure, L.L.C. | IPP Non-CHP | 1651 FM 1195 | Mineral Wells | Palo Pinto | Texas | 76067 | batteries | Battery = 9.9 MW | Batteries | 9.9 | 9.9 | 9.9 | [11 empty] | EIA-860, EIA-860M and EIA-923 | 202406 | -98.065 | 32.7988
-10544653.7173 | 3670727.0329 | 48226 | 66789 | Lufkin South BESS | 65076 | HEN Infrastructure, L.L.C. | IPP Non-CHP | 2208 Brentwood Drive | Lufkin | Angelina | Texas | 75901 | batteries | Battery = 9.9 MW | Batteries | 9.9 | 9.9 | 9.9 | [11 empty] | EIA-860, EIA-860M and EIA-923 | 202406 | -94.7242 | 31.292
-11421168.9163 | 3726035.2844 | 48227 | 66790 | Judkins BESS | 65076 | HEN Infrastructure, L.L.C. | IPP Non-CHP | 820 S. FM 1601 | Penwell | Ector | Texas | 79776 | batteries | Battery = 9.9 MW | Batteries | 9.9 | 9.9 | 9.9 | [11 empty] | EIA-860, EIA-860M and EIA-923 | 202406 | -102.5981 | 31.7156
-11295518.9335 | 3745892.339 | 48228 | 66791 | Garden City East BESS | 65076 | HEN Infrastructure, L.L.C. | IPP Non-CHP | 333 CR 300 | Garden City | Glasscock | Texas | 79739 | batteries | Battery = 9.9 MW | Batteries | 9.9 | 9.9 | 9.9 | [11 empty] | EIA-860, EIA-860M and EIA-923 | 202406 | -101.4694 | 31.8672
-10552885.4597 | 3657942.6406 | 48229 | 66794 | Diboll BESS | 65076 | HEN Infrastructure, L.L.C. | IPP Non-CHP | 308 Ryan Lake Road | Diboll | Angelina | Texas | 75941 | batteries | Battery = 9.9 MW | Batteries | 9.9 | 9.9 | 9.9 | [11 empty] | EIA-860, EIA-860M and EIA-923 | 202406 | -94.7982 | 31.1938
-8283570.5142 | 4991350.9118 | 48230 | 66796 | ADP Parsippany NJ | 64872 | Distributed Solar Development, LLC | IPP Non-CHP | 99 Jefferson Rd | Parsippany | Morris | New Jersey | 7054 | solar | Solar = 1.5 MW | Solar Photovoltaic | 1.5 | 1.5 | [9 empty] | 1.5 |  |  | EIA-860, EIA-860M and EIA-923 | 202406 | -74.4126 | 40.8575
-13299003.3802 | 4368901.0437 | 48231 | 66797 | Agriculture Capital - Legacy Packing | 64872 | Distributed Solar Development, LLC | IPP Non-CHP | 38773 Rd 48 | Dinuba | Tulare | California | 93618 | solar | Solar = 1.6 MW | Solar Photovoltaic | 1.6 | 1.6 | [9 empty] | 1.6 |  |  | EIA-860, EIA-860M and EIA-923 | 202406 | -119.467 | 36.4947
-8283925.0668 | 4985656.0389 | 48232 | 66798 | Bayer - Whippany, NJ | 64872 | Distributed Solar Development, LLC | IPP Non-CHP | 100 Bayer Blvd | Whippany | Morris | New Jersey | 7981 | solar | Solar = 1.7 MW | Solar Photovoltaic | 1.7 | 1.7 | [9 empty] | 1.7 |  |  | EIA-860, EIA-860M and EIA-923 | 202406 | -74.4158 | 40.8188
-13576291.3262 | 4545882.6758 | 48233 | 66799 | Bishop Ranch - BR 1-Y | 64872 | Distributed Solar Development, LLC | IPP Non-CHP | 6111 Bollinger Canyon Rd | San Ramon | Contra Costa | California | 94583 | solar | Battery = 0.7 MW, Solar = 1.1 MW | Batteries; Solar Photovoltaic; | 1.8 | 1.8 | 0.7 | [8 empty] | 1.1 |  |  | EIA-860, EIA-860M and EIA-923 | 202406 | -121.9579 | 37.7622
-8315343.9912 | 4850506.1852 | 48234 | 66802 | BEMS East Solar | 65766 | Solar DG NJ BEMS East, LLC | IPP Non-CHP | Big Hill Road and Old Forge Ro | Southhampton | Burlington | New Jersey | 8088 | solar | Solar = 4 MW | Solar Photovoltaic | 4 | 4 | [9 empty] | 4 |  |  | EIA-860, EIA-860M and EIA-923 | 202406 | -74.698 | 39.8937
-8315006.9158 | 4850265.6262 | 48235 | 66803 | BEMS West Solar | 65767 | Solar DG NJ BEMS West, LLC | IPP Non-CHP | Big Hill Road and Old Forge Ro | Southampton | Burlington | New Jersey | 8088 | solar | Solar = 4 MW | Solar Photovoltaic | 4 | 4 | [9 empty] | 4 |  |  | EIA-860, EIA-860M and EIA-923 | 202406 | -74.695 | 39.892
-13267190.4961 | 4170542.0437 | 48236 | 66806 | Renew Solar VMC LLC | 65773 | Renew Solar VMC LLC | IPP Non-CHP | Maricopa Hwy | Bakersfield | Kern | California | 93311 | solar | Solar = 1.4 MW | Solar Photovoltaic | 1.4 | 1.4 | [9 empty] | 1.4 |  |  | EIA-860, EIA-860M and EIA-923 | 202406 | -119.1812 | 35.049
-13312140.7499 | 4150939.2777 | 48237 | 66807 | SEPV Cuyama Hybrid | 65779 | SEPV Cuyama, LLC | IPP Non-CHP | 1696 Foothill Rd. | New Cuyama | Santa Barbara | California | 93254 | batteries | Battery = 3 MW, Solar = 1.6 MW | Batteries; Solar Photovoltaic; | 4.6 | 4.6 | 3 | [8 empty] | 1.6 |  |  | EIA-860, EIA-860M and EIA-923 | 202406 | -119.585 | 34.9047
-8326407.3675 | 5118420.2522 | 48238 | 66812 | BQ - Psychedelic Site CSG | 64872 | Distributed Solar Development, LLC | IPP Non-CHP | 608 Old White Lake Tpk | Swan Lake | Sullivan | New York | 12783 | solar | Solar = 3 MW | Solar Photovoltaic | 3 | 3 | [9 empty] | 3 |  |  | EIA-860, EIA-860M and EIA-923 | 202406 | -74.7974 | 41.7152
-11886345.4611 | 4134244.3111 | 48239 | 66814 | Sky Ranch Solar | 65781 | Sky Ranch Solar and Storage | IPP Non-CHP | 22000 N Sky Ranch Rd | Belen | Valencia | New Mexico | 87002 | solar | Battery = 50 MW, Solar = 190 MW | Batteries; Solar Photovoltaic; | 240 | 240 | 50 | [8 empty] | 190 |  |  | EIA-860, EIA-860M and EIA-923 | 202406 | -106.7769 | 34.7816
-8298306.9884 | 4946262.2618 | 48240 | 66815 | Dynamic Energy NJ - Ferrero | 64872 | Distributed Solar Development, LLC | IPP Non-CHP | 600 Cottontail Ln | Somerset | Somerset | New Jersey | 8873 | solar | Solar = 1.5 MW | Solar Photovoltaic | 1.5 | 1.5 | [9 empty] | 1.5 |  |  | EIA-860, EIA-860M and EIA-923 | 202406 | -74.545 | 40.5505
-8230134.9322 | 5287572.4127 | 48241 | 66816 | Glenville Solar (CSG) | 65771 | NY USLE Glenville Freemans Bridge LLC | IPP Non-CHP | 66 Freemans Bridge Road | Glenville | Schenectady | New York | 12302 | solar | Solar = 4.3 MW | Solar Photovoltaic | 4.3 | 4.3 | [9 empty] | 4.3 |  |  | EIA-860, EIA-860M and EIA-923 | 202406 | -73.9326 | 42.8395
-8429035.2551 | 5444281.4401 | 48242 | 66817 | Copenhagen Solar | 65770 | NY USLE Copenhagen CR194 LLC | IPP Non-CHP | 1850 County Route 194 | Copenhagen | Lewis | New York | 13626 | solar | Solar = 4.3 MW | Solar Photovoltaic | 4.3 | 4.3 | [9 empty] | 4.3 |  |  | EIA-860, EIA-860M and EIA-923 | 202406 | -75.7193 | 43.8631
-8561859.2224 | 4701936.2135 | 48243 | 66819 | Holly Spring Meadows | 60531 | Standard Solar | IPP Non-CHP | 5503 Marlboro Pike | District Heights | Prince Georges | Maryland | 20747 | solar | Solar = 1.2 MW | Solar Photovoltaic | 1.2 | 1.2 | [9 empty] | 1.2 |  |  | EIA-860, EIA-860M and EIA-923 | 202406 | -76.9125 | 38.8621
-9754723.2635 | 4758847.9219 | 48244 | 66820 | River Ferry Solar 1 | 65772 | River Ferry Solar 1, LLC | IPP Non-CHP | 6785 N 2100th St. | West Union | Clark | Illinois | 62477 | solar | Solar = 172.2 MW | Solar Photovoltaic | 165.3 | 172.2 | [9 empty] | 172.2 |  |  | EIA-860, EIA-860M and EIA-923 | 202406 | -87.6282 | 39.2591
-8422759.3961 | 5465057.1677 | 48245 | 66822 | Carthage A | 65721 | NY USLE Carthage SR26 A LLC | IPP Non-CHP | 35890 SR26 | Carthage | Jefferson | New York | 13619 | solar | Solar = 5 MW | Solar Photovoltaic | 5 | 5 | [9 empty] | 5 |  |  | EIA-860, EIA-860M and EIA-923 | 202406 | -75.6629 | 43.9975
-8422572.4907 | 5463939.1972 | 48246 | 66823 | Carthage B | 65722 | NY USLE Carthage SR26 B LLC | IPP Non-CHP | 35890 SR26 | Carthage | Jefferson | New York | 13619 | solar | Solar = 3.3 MW | Solar Photovoltaic | 3.3 | 3.3 | [9 empty] | 3.3 |  |  | EIA-860, EIA-860M and EIA-923 | 202406 | -75.6613 | 43.9903
-9351702.4017 | 3746000.3462 | 48247 | 66825 | SR DeSoto III | 65786 | SR DeSoto III, LLC | IPP Non-CHP | 755 Dan Green Rd. | DeSoto | Lee | Georgia | 31743 | solar | Solar = 60 MW | Solar Photovoltaic | 60 | 60 | [9 empty] | 60 |  |  | EIA-860, EIA-860M and EIA-923 | 202406 | -84.0078 | 31.868
-10043737.9387 | 4837798.3269 | 48248 | 66826 | Prairie Creek Solar | 61677 | Sol Systems | IPP Non-CHP | 1953 Substation Road | Jacksonville | Morgan | Illinois | 62650 | solar | Solar = 30 MW | Solar Photovoltaic | 30 | 30 | [9 empty] | 30 |  |  | EIA-860, EIA-860M and EIA-923 | 202406 | -90.2244 | 39.8061
-8647728.5173 | 5306807.7152 | 48249 | 66829 | FFP - NY Werner CSG | 64872 | Distributed Solar Development, LLC | IPP Non-CHP | 8427 W. Henrietta Rd | Rush | Monroe | New York | 14543 | solar | Solar = 5 MW | Solar Photovoltaic | 5 | 5 | [9 empty] | 5 |  |  | EIA-860, EIA-860M and EIA-923 | 202406 | -77.6839 | 42.9661
-7755702.2831 | 5608582.9738 | 48250 | 66832 | Athens Ridge | 60025 | Greenbacker Renewable Energy Corporation | IPP Non-CHP | 2098 E Ridge Road | Athens | Somerset | Maine | 4912 | solar | Solar = 2.9 MW | Solar Photovoltaic | 2.9 | 2.9 | [9 empty] | 2.9 |  |  | EIA-860, EIA-860M and EIA-923 | 202406 | -69.6707 | 44.9178
-7551730.133 | 5927339.1018 | 48251 | 66833 | ME Novel Lighthouse - Huggard Ave Solar CSG | 65785 | Luminace Sunbeam Development Holdings, LLC | IPP Non-CHP | 68 Trafton Avenue | Limestone | Aroostook | Maine | 4750 | solar | Solar = 2.5 MW | Solar Photovoltaic | 2.5 | 2.5 | [9 empty] | 2.5 |  |  | EIA-860, EIA-860M and EIA-923 | 202406 | -67.8383 | 46.9096
-7763944.2669 | 5581632.3451 | 48252 | 66834 | ME Novel Lighthouse - Front St. Solar CSG | 65785 | Luminace Sunbeam Development Holdings, LLC | IPP Non-CHP | 369 West Front Street | Skowhegan | Somerset | Maine | 4976 | solar | Solar = 3.2 MW | Solar Photovoltaic | 3.2 | 3.2 | [9 empty] | 3.2 |  |  | EIA-860, EIA-860M and EIA-923 | 202406 | -69.7447 | 44.7461
-8232661.8847 | 5175861.2271 | 48253 | 66835 | Lightstar Renewables - Project 1004 | 64872 | Distributed Solar Development, LLC | IPP Non-CHP | 103 Sparling Rd | Saugerties | Ulster | New York | 12477 | solar | Solar = 3.5 MW | Solar Photovoltaic | 3.5 | 3.5 | [9 empty] | 3.5 |  |  | EIA-860, EIA-860M and EIA-923 | 202406 | -73.9553 | 42.0993
-8464995.6807 | 5330556.9152 | 48254 | 66836 | Source Power II - Taft CSG | 64872 | Distributed Solar Development, LLC | IPP Non-CHP | 6966 E Taft Rd | East Syracuse | Onondaga | New York | 13057 | solar | Solar = 3.7 MW | Solar Photovoltaic | 3.7 | 3.7 | [9 empty] | 3.7 |  |  | EIA-860, EIA-860M and EIA-923 | 202406 | -76.0423 | 43.122
-8787360.1168 | 4416815.5964 | 48255 | 66839 | Crystal Hill Solar | 65777 | Urban Grid Solar | IPP Non-CHP | 2235 Crystal Hill Road | Crystal Hill | Halifax | Virginia | 24539 | solar | Solar = 64.7 MW | Solar Photovoltaic | 64.7 | 64.7 | [9 empty] | 64.7 |  |  | EIA-860, EIA-860M and EIA-923 | 202406 | -78.9382 | 36.8399
-8269257.0541 | 4930967.0346 | 48256 | 66845 | Old Bridge Global Landfill CSG | 56990 | NJR Clean Energy Ventures Corporation | IPP Non-CHP | 1 Global Access Rd | Old Bridge | Middlesex | New Jersey | 8857 | solar | Solar = 2 MW | Solar Photovoltaic | 2 | 2 | [9 empty] | 2 |  |  | EIA-860, EIA-860M and EIA-923 | 202406 | -74.284 | 40.446
-8293547.6349 | 5071517.2109 | 48257 | 66846 | Jogee Road Solar | 63991 | DG New York CS, LLC | IPP Non-CHP | 213 Jogee Road | MIddleton | Orange | New York | 10940 | solar | Solar = 2 MW | Solar Photovoltaic | 2 | 2 | [9 empty] | 2 |  |  | EIA-860, EIA-860M and EIA-923 | 202406 | -74.5022 | 41.4
-7973759.1318 | 5107234.1503 | 48258 | 66855 | Robin Hollow Solar | 65791 | Robin Hollow Solar, LLC | IPP Non-CHP | 26 Weaver Hill Rd | West Greenwich | Kent | Rhode Island | 2817 | solar | Solar = 40.6 MW | Solar Photovoltaic | 40.7 | 40.6 | [9 empty] | 40.6 |  |  | EIA-860, EIA-860M and EIA-923 | 202406 | -71.6295 | 41.6402
-8499762.9841 | 5334330.858 | 48259 | 66856 | NY Sorrell Hill II CSG | 65793 | DG Empire Lumen 2023, LLC | IPP Non-CHP | 7751 E Sorrell Hill Road | Baldwinsville | Onondaga | New York | 13027 | solar | Solar = 5 MW | Solar Photovoltaic | 5 | 5 | [9 empty] | 5 |  |  | EIA-860, EIA-860M and EIA-923 | 202406 | -76.3547 | 43.1467
-13472628.9466 | 4325629.5583 | 48260 | 66863 | Blackjack Solar | 65795 | South County Packing | Industrial Non-CHP | 52060 Freemman Flat Rd. | King City | Monterey | California | 93930 | solar | Solar = 3.9 MW | Solar Photovoltaic | 4 | 3.9 | [9 empty] | 3.9 |  |  | EIA-860, EIA-860M and EIA-923 | 202406 | -121.0267 | 36.1815
-11018693.7426 | 4112063.5844 | 48261 | 66866 | North Fork Solar Project | 65796 | North Fork Solar Project, LLC | IPP Non-CHP | 16536 N 2240 Road | Snyder | Kiowa | Oklahoma | 73566 | solar | Solar = 120 MW | Solar Photovoltaic | 120 | 120 | [9 empty] | 120 |  |  | EIA-860, EIA-860M and EIA-923 | 202406 | -98.9826 | 34.6178
-8617954.227 | 4800229.2193 | 48262 | 66867 | Cannonball Solar (CSG) | 64904 | AES Clean Energy | IPP Non-CHP | 11533 Hessong Bridge Road | Thurmont | Frederick | Maryland | 21788 | solar | Solar = 2 MW | Solar Photovoltaic | 2 | 2 | [9 empty] | 2 |  |  | EIA-860, EIA-860M and EIA-923 | 202406 | -77.4164 | 39.5463
-8121095.2646 | 5400674.6081 | 48263 | 66873 | Gray Solar | 58135 | Ecos Energy LLC | IPP Non-CHP | 1805 Cold River Road | Rutland | Rutland | Vermont | 5701 | solar | Solar = 2.2 MW | Solar Photovoltaic | 2.2 | 2.2 | [9 empty] | 2.2 |  |  | EIA-860, EIA-860M and EIA-923 | 202406 | -72.953 | 43.58
-7748679.5817 | 5565541.3405 | 48264 | 66875 | Cenergy - Richards (CSG) | 65785 | Luminace Sunbeam Development Holdings, LLC | IPP Non-CHP | 550 Skowhegan Rd | Fairfield | Somerset | Maine | 4937 | solar | Solar = 1 MW | Solar Photovoltaic | 1 | 1 | [9 empty] | 1 |  |  | EIA-860, EIA-860M and EIA-923 | 202406 | -69.6076 | 44.6433
-7755504.5797 | 5549192.2214 | 48265 | 66876 | Cenergy - Waterville (CSG) | 65785 | Luminace Sunbeam Development Holdings, LLC | IPP Non-CHP | 2 Lafluer Rd | Waterville | Kennebec | Maine | 4901 | solar | Solar = 5 MW | Solar Photovoltaic | 5 | 5 | [9 empty] | 5 |  |  | EIA-860, EIA-860M and EIA-923 | 202406 | -69.6689 | 44.5387
-7780318.9187 | 5615764.3937 | 48266 | 66877 | Cenergy - Kiger | 65785 | Luminace Sunbeam Development Holdings, LLC | IPP Non-CHP | 0 Murphy Rd | Embden | Somerset | Maine | 4958 | solar | Solar = 1 MW | Solar Photovoltaic | 1 | 1 | [9 empty] | 1 |  |  | EIA-860, EIA-860M and EIA-923 | 202406 | -69.8918 | 44.9634
-7759498.723 | 5459957.5428 | 48267 | 66878 | Cenergy - Wiscasset (CSG) | 65785 | Luminace Sunbeam Development Holdings, LLC | IPP Non-CHP | 129 Old Ferry Rd | Wiscasset | Lincoln | Maine | 4578 | solar | Solar = 5 MW | Solar Photovoltaic | 5 | 5 | [9 empty] | 5 |  |  | EIA-860, EIA-860M and EIA-923 | 202406 | -69.7048 | 43.9645
-11586722.2611 | 3739180.88 | 48268 | 66880 | Hayhurst Texas Solar | 65783 | Hayhurst Texas Solar | IPP Non-CHP | 16540 FM 650 | Orla | Culberson | Texas | 79770 | solar | Solar = 24.8 MW | Solar Photovoltaic | 24.8 | 24.8 | [9 empty] | 24.8 |  |  | EIA-860, EIA-860M and EIA-923 | 202406 | -104.0853 | 31.816
-10662926.6688 | 4737265.3739 | 48269 | 66882 | FreeState Kiro Solar I | 22500 | Evergy Kansas Central, Inc | Electric Utility | 7300 NW 35th St | Silver Lake | Shawnee | Kansas | 66539 | solar | Solar = 1 MW | Solar Photovoltaic | 1 | 1 | [9 empty] | 1 |  |  | EIA-860, EIA-860M and EIA-923 | 202406 | -95.7867 | 39.1088
-10666148.5888 | 4720740.6893 | 48270 | 66883 | FreeState Crooked Post Solar I | 22500 | Evergy Kansas Central, Inc | Electric Utility | 4006 SW Auburn Rd | Topeka | Shawnee | Kansas | 66610 | solar | Solar = 1.6 MW | Solar Photovoltaic | 1.6 | 1.6 | [9 empty] | 1.6 |  |  | EIA-860, EIA-860M and EIA-923 | 202406 | -95.8156 | 38.9935
-10622952.3962 | 4720250.0012 | 48271 | 66884 | FreeState Stull Solar I | 22500 | Evergy Kansas Central, Inc | Electric Utility | 1720 E 400 Rd | LeCompton | Douglas | Kansas | 66050 | solar | Solar = 1.3 MW | Solar Photovoltaic | 1.3 | 1.3 | [9 empty] | 1.3 |  |  | EIA-860, EIA-860M and EIA-923 | 202406 | -95.4276 | 38.9901
-16674546.5259 | 8762572.5646 | 48272 | 66887 | Houston Solar | 65807 | Energy 49, LLC | IPP Non-CHP | Hawk Lane | Houston | Matanuska Susitna | Alaska | 99694 | solar | Solar = 6 MW | Solar Photovoltaic | 6 | 6 | [9 empty] | 6 |  |  | EIA-860, EIA-860M and EIA-923 | 202406 | -149.79 | 61.59
-12031544.1483 | 4219424.9027 | 48273 | 66888 | OE_ESCL | 65816 | OE_ESCL | IPP Non-CHP | TBD | Grants | McKinley | New Mexico | 87045 | solar | Solar = 200 MW | Solar Photovoltaic | 200 | 200 | [9 empty] | 200 |  |  | EIA-860, EIA-860M and EIA-923 | 202406 | -108.0812 | 35.4077
-8290392.0613 | 4945584.5526 | 48274 | 66889 | Solops 371 Hoes LLC | 65811 | Solops 371 Hoes LLC | IPP Non-CHP | 371 Hoes Lane | Piscataway | Middlesex | New Jersey | 8854 | solar | Solar = 1.3 MW | Solar Photovoltaic | 1.3 | 1.3 | [9 empty] | 1.3 |  |  | EIA-860, EIA-860M and EIA-923 | 202406 | -74.4739 | 40.5459
-8899864.047 | 4823574.6007 | 48275 | 66898 | Fort Martin Solar | 12796 | Monongahela Power Co | Electric Utility | 1392 Fort Martin Rd | Maidsville | Monongalia | West Virginia | 26541 | solar | Solar = 18.9 MW | Solar Photovoltaic | 18.9 | 18.9 | [9 empty] | 18.9 |  |  | EIA-860, EIA-860M and EIA-923 | 202406 | -79.9488 | 39.7078
-8327694.7774 | 4816254.4513 | 48276 | 66906 | Hammonton-High School Solar | 65043 | Madison Energy Investments LLC | IPP Non-CHP | 566 Old Forks Road | Atlantic | Atlantic | New Jersey | 8037 | solar | Solar = 1.2 MW | Solar Photovoltaic | 1.2 | 1.2 | [9 empty] | 1.2 |  |  | EIA-860, EIA-860M and EIA-923 | 202406 | -74.809 | 39.6572
-7748396.051 | 5558103.6886 | 48277 | 66907 | Barefoot Solar | 65043 | Madison Energy Investments LLC | IPP Non-CHP | 50 Eskelund Drive | Fairfiled | Somerset | Maine | 4937 | solar | Solar = 4.3 MW | Solar Photovoltaic | 4.3 | 4.3 | [9 empty] | 4.3 |  |  | EIA-860, EIA-860M and EIA-923 | 202406 | -69.605 | 44.5958
-12211892.8554 | 3705051.2299 | 48278 | 66925 | SR McNeal | 65303 | SR McNeal, LLC | IPP Non-CHP | 4311 West Bagby Rd. | McNeal | Cochise | Arizona | 85617 | solar | Battery = 20 MW, Solar = 20 MW | Batteries; Solar Photovoltaic; | 40 | 40 | 20 | [8 empty] | 20 |  |  | EIA-860, EIA-860M and EIA-923 | 202406 | -109.7013 | 31.5551
-10899575.9875 | 3027657.6013 | 48279 | 66926 | SMT Mercedes LLC | 65838 | SMT Mercedes LLC | IPP Non-CHP | 14015 FM 491 | Mercedes | Hidalgo | Texas | 78570 | batteries | Battery = 10 MW | Batteries | 10 | 10 | 10 | [11 empty] | EIA-860, EIA-860M and EIA-923 | 202406 | -97.9126 | 26.2305
-10945258.3896 | 3022562.0117 | 48280 | 66927 | SMT Mission LLC | 65839 | SMT Mission LLC | IPP Non-CHP | 1406 S Mayberry Road | Mission | Hidalgo | Texas | 78572 | batteries | Battery = 10 MW | Batteries | 10 | 10 | 10 | [11 empty] | EIA-860, EIA-860M and EIA-923 | 202406 | -98.3229 | 26.1894
-10889625.8061 | 3027901.4575 | 48281 | 66928 | SMT Santa Rosa LLC | 65844 | SMT Santa Rosa LLC | IPP Non-CHP | 22498 Parker Road | Santa Rosa | Cameron | Texas | 78593 | batteries | Battery = 10 MW | Batteries | 10 | 10 | 10 | [11 empty] | EIA-860, EIA-860M and EIA-923 | 202406 | -97.8232 | 26.2325
-10922004.8612 | 3027679.4427 | 48282 | 66929 | SMT Alamo LLC | 65843 | SMT Alamo LLC | IPP Non-CHP | 1742 N Alamo Road | Alamo | Hidalgo | Texas | 78558 | batteries | Battery = 10 MW | Batteries | 10 | 10 | 10 | [11 empty] | EIA-860, EIA-860M and EIA-923 | 202406 | -98.114 | 26.2307
-10683313.943 | 3374064.3241 | 48283 | 66930 | SMT Bay City LLC | 65842 | SMT Bay City LLC | IPP Non-CHP | 1613 Avenue F | Bay City | Matagorda | Texas | 77414 | batteries | Battery = 10 MW | Batteries | 10 | 10 | 10 | [11 empty] | EIA-860, EIA-860M and EIA-923 | 202406 | -95.9698 | 28.9876
-10910378.7649 | 3035800.7806 | 48284 | 66931 | SMT Elsa LLC | 65841 | SMT Elsa LLC | IPP Non-CHP | 10580 W Edinburg Ave | Elsa | Hidalgo | Texas | 78558 | batteries | Battery = 10 MW | Batteries | 10 | 10 | 10 | [11 empty] | EIA-860, EIA-860M and EIA-923 | 202406 | -98.0096 | 26.2961
-10856230.7381 | 3008332.8294 | 48285 | 66932 | SMT Los Fresnos LLC | 65840 | SMT Los Fresnos LLC | IPP Non-CHP | 31080 State Hwy 100 | Los Fresnos | Cameron | Texas | 78566 | batteries | Battery = 10 MW | Batteries | 10 | 10 | 10 | [11 empty] | EIA-860, EIA-860M and EIA-923 | 202406 | -97.5232 | 26.0747
-10878764.8087 | 3021391.7242 | 48286 | 66933 | SMT Harlingen II LLC | 65847 | SMT Harlingen II LLC | IPP Non-CHP | 1220 Tucker Rd | Harlingen | Cameron | Texas | 78552 | batteries | Battery = 10 MW | Batteries | 10 | 10 | 10 | [11 empty] | EIA-860, EIA-860M and EIA-923 | 202406 | -97.7256 | 26.18
-11013663.7714 | 3049792.4827 | 48287 | 66934 | SMT Rio Grande I LLC | 65845 | SMT Rio Grande I LLC | IPP Non-CHP | 20 FM 649 | Rio Grande City | Starr | Texas | 78582 | batteries | Battery = 10 MW | Batteries | 10 | 10 | 10 | [11 empty] | EIA-860, EIA-860M and EIA-923 | 202406 | -98.9374 | 26.4087
-11000635.0495 | 3047583.0273 | 48288 | 66935 | SMT Rio Grande II LLC | 65846 | SMT Rio Grande II LLC | IPP Non-CHP | 1405 N San Antonio Street | Rio Grande City | Starr | Texas | 78582 | batteries | Battery = 10 MW | Batteries | 10 | 10 | 10 | [11 empty] | EIA-860, EIA-860M and EIA-923 | 202406 | -98.8204 | 26.391
-9094138.4884 | 3781540.4248 | 48289 | 66936 | Bryan Floyd | 62915 | Madison Energy Holdings LLC | IPP Non-CHP | 4349 Bacontown Rd | Pembroke | Bryan | Georgia | 31321 | solar | Solar = 1.9 MW | Solar Photovoltaic | 1.9 | 1.9 | [9 empty] | 1.9 |  |  | EIA-860, EIA-860M and EIA-923 | 202406 | -81.694 | 32.1388
-8499603.7972 | 5171332.4665 | 48290 | 66940 | Halsey Valley | 65769 | LSE Pegasus LLC | IPP Non-CHP | 149 Halsey Valley Road | Barton | Tioga | New York | 13734 | solar | Solar = 5 MW | Solar Photovoltaic | 5 | 5 | [9 empty] | 5 |  |  | EIA-860, EIA-860M and EIA-923 | 202406 | -76.3532 | 42.0691
-13524440.9338 | 5168137.0969 | 48291 | 66942 | Skysol | 65853 | Skysol Holdco LLC | IPP Non-CHP | TBD | Merrill | Klamath | Oregon | 97633 | solar | Solar = 55 MW | Solar Photovoltaic | 55 | 55 | [9 empty] | 55 |  |  | EIA-860, EIA-860M and EIA-923 | 202406 | -121.4921 | 42.0478
-8956560.2882 | 4955946.3421 | 48292 | 66943 | Pine 1 Solar | 65854 | BE-Pine1 LLC | IPP Non-CHP | 249 Cain Road | Hookstown | Beaver | Pennsylvania | 15050 | solar | Solar = 17.1 MW | Solar Photovoltaic | 17.1 | 17.1 | [9 empty] | 17.1 |  |  | EIA-860, EIA-860M and EIA-923 | 202406 | -80.4582 | 40.6165
-8957990.7436 | 4955829.0229 | 48293 | 66944 | Pine 2 Solar | 65855 | BE-Pine2 LLC | IPP Non-CHP | 249 Cain Road | Hookstown | Beaver | Pennsylvania | 15050 | solar | Solar = 17.1 MW | Solar Photovoltaic | 17.1 | 17.1 | [9 empty] | 17.1 |  |  | EIA-860, EIA-860M and EIA-923 | 202406 | -80.471 | 40.6157
-11967048.9749 | 4940791.5279 | 48294 | 66945 | East Victory Way Solar | 65858 | East Victory Way Solar LLC | IPP Non-CHP | East US Hwy 40 | Craig | Moffat | Colorado | 81625 | solar | Solar = 4 MW | Solar Photovoltaic | 4 | 4 | [9 empty] | 4 |  |  | EIA-860, EIA-860M and EIA-923 | 202406 | -107.5018 | 40.5131
-10551247.1707 | 3589804.8521 | 48295 | 66954 | Umbriel Solar | 65865 | Umbriel Solar, LLC | IPP Non-CHP | 4539 Soda Loop E | Livington | Polk | Texas | 77351 | solar | Solar = 150 MW | Solar Photovoltaic | 150 | 150 | [9 empty] | 150 |  |  | EIA-860, EIA-860M and EIA-923 | 202406 | -94.7835 | 30.6688
-7721389.1633 | 5587280.2212 | 48296 | 66956 | Pittsfield Solar (N. Main St) | 65864 | Maine DG Solar Pittsfield, LLC | IPP Non-CHP | N. Main St | Pittsfield | Somerset | Maine | 4967 | solar | Solar = 4.9 MW | Solar Photovoltaic | 4.9 | 4.9 | [9 empty] | 4.9 |  |  | EIA-860, EIA-860M and EIA-923 | 202406 | -69.3624 | 44.7821
-8299885.9441 | 4942671.346 | 48297 | 66963 | Franklin Solar 1 LLC Community Solar | 65677 | Dimension Energy LLC | IPP Non-CHP | 13 Jensen Drive | Somerset | Somerset | New Jersey | 8873 | solar | Solar = 3 MW | Solar Photovoltaic | 3 | 3 | [9 empty] | 3 |  |  | EIA-860, EIA-860M and EIA-923 | 202406 | -74.5591 | 40.526
-8292714.4085 | 4936064.7979 | 48298 | 66964 | Franklin Solar 2 LLC Community Solar | 65677 | Dimension Energy LLC | IPP Non-CHP | 50 Veronica Ave | Somerset | Somerset | New Jersey | 8873 | solar | Solar = 3.8 MW | Solar Photovoltaic | 3.8 | 3.8 | [9 empty] | 3.8 |  |  | EIA-860, EIA-860M and EIA-923 | 202406 | -74.4947 | 40.4808
-8248071.8418 | 4997885.6322 | 48299 | 66965 | Mayhill Solar LLC Community Solar | 65677 | Dimension Energy LLC | IPP Non-CHP | 301 Mayhill St | Saddle Brook | Bergen | New Jersey | 7663 | solar | Solar = 1.2 MW | Solar Photovoltaic | 1.2 | 1.2 | [9 empty] | 1.2 |  |  | EIA-860, EIA-860M and EIA-923 | 202406 | -74.0937 | 40.9019
-7954676.7447 | 5233087.3537 | 48300 | 66966 | Acton-Boxborough Schools BESS | 65861 | Enel X North America, Inc | IPP Non-CHP | 36 Charter Road | Acton | Middlesex | Massachusetts | 1720 | batteries | Battery = 2.1 MW | Batteries | 2.1 | 2.1 | 2.1 | [11 empty] | EIA-860, EIA-860M and EIA-923 | 202406 | -71.4581 | 42.4796
-8223222.1032 | 4961213.2226 | 48301 | 66967 | Gateway BESS | 65861 | Enel X North America, Inc | IPP Non-CHP | 501 Gateway Drive | Brooklyn | Kings | New York | 11239 | batteries | Battery = 4.8 MW | Batteries | 4.8 | 4.8 | 4.8 | [11 empty] | EIA-860, EIA-860M and EIA-923 | 202406 | -73.8705 | 40.6525
-10459513.7878 | 5501418.1452 | 48302 | 66969 | USS Jayhawk Solar LLC (CSG) | 65173 | United States Solar Corporation | IPP Non-CHP | 58077 Jayhawk Road | Mankato | Blue Earth | Minnesota | 56001 | solar | Solar = 1 MW | Solar Photovoltaic | 1 | 1 | [9 empty] | 1 |  |  | EIA-860, EIA-860M and EIA-923 | 202406 | -93.9594 | 44.232
-10469996.6329 | 5480873.1226 | 48303 | 66970 | USS Maverick Solar LLC (CSG) | 65173 | United States Solar Corporation | IPP Non-CHP | 55592 Hickory Lane | Good Thunder | Blue Earth | Minnesota | 56037 | solar | Solar = 1 MW | Solar Photovoltaic | 1 | 1 | [9 empty] | 1 |  |  | EIA-860, EIA-860M and EIA-923 | 202406 | -94.0536 | 44.0996
-10655132.7459 | 5618985.8102 | 48304 | 66971 | USS Riley Solar LLC (CSG) | 65173 | United States Solar Corporation | IPP Non-CHP | 2065 60th Ave SW | Montevideo | Chippewa | Minnesota | 56037 | solar | Solar = 1 MW | Solar Photovoltaic | 1 | 1 | [9 empty] | 1 |  |  | EIA-860, EIA-860M and EIA-923 | 202406 | -95.7167 | 44.9839
-10739993.1522 | 5938369.6414 | 48305 | 66972 | Spring Prairie Solar LLC CSG | 65173 | United States Solar Corporation | IPP Non-CHP | 14873 90th Ave N | Glyndon | Clay | Minnesota | 56547 | solar | Solar = 1 MW | Solar Photovoltaic | 1 | 1 | [9 empty] | 1 |  |  | EIA-860, EIA-860M and EIA-923 | 202406 | -96.479 | 46.9773
-10531432.9693 | 5579419.8106 | 48306 | 66974 | MN Buffalo Lake 212-1 LLC (CSG) | 65173 | United States Solar Corporation | IPP Non-CHP | 52892 HWY 212 | Buffalo Lake | Renville | Minnesota | 55314 | solar | Solar = 1 MW | Solar Photovoltaic | 1 | 1 | [9 empty] | 1 |  |  | EIA-860, EIA-860M and EIA-923 | 202406 | -94.6055 | 44.7319
-10533541.9171 | 5579785.5515 | 48307 | 66975 | MN Buffalo Lake 212-2 LLC (CSG) | 65173 | United States Solar Corporation | IPP Non-CHP | 400 Fifth St SW | Buffalo Lake | Renville | Minnesota | 55314 | solar | Solar = 1 MW | Solar Photovoltaic | 1 | 1 | [9 empty] | 1 |  |  | EIA-860, EIA-860M and EIA-923 | 202406 | -94.6244 | 44.7343
-10336841.1561 | 5612596.3412 | 48308 | 66977 | MN CSG 2019-24 LLC | 65872 | MN CSG 2019-24 LLC | IPP Non-CHP | 381 Mill Bay South | Afton | Washington | Minnesota | 55001 | solar | Solar = 0.9 MW | Solar Photovoltaic | 0.9 | 0.9 | [9 empty] | 0.9 |  |  | EIA-860, EIA-860M and EIA-923 | 202406 | -92.8574 | 44.9433
-12909984.8405 | 4338503.0596 | 48309 | 66983 | MDU / NVSS-II | 60025 | Greenbacker Renewable Energy Corporation | IPP Non-CHP | 2371 East Simkins Rd. | Pahrump | Nye | Nevada | 89060 | solar | Solar = 13.5 MW | Solar Photovoltaic | 13.5 | 13.5 | [9 empty] | 13.5 |  |  | EIA-860, EIA-860M and EIA-923 | 202406 | -115.9724 | 36.2748
-10282361.5086 | 5696917.7234 | 48310 | 66985 | Georgetown (Polk Burnett) | 60025 | Greenbacker Renewable Energy Corporation | IPP Non-CHP | 1867 100th Street County Rd. 1 | Balsam Lake | Polk | Wisconsin | 54810 | solar | Solar = 2 MW | Solar Photovoltaic | 2 | 2 | [9 empty] | 2 |  |  | EIA-860, EIA-860M and EIA-923 | 202406 | -92.368 | 45.4769
-8743064.3103 | 4216768.0601 | 48311 | 66986 | Mule Farm Solar, LLC | 65892 | Mule Farm Solar, LLC | IPP Non-CHP | 1175 N Johnson Street | Benson | Johnston | North Carolina | 27504 | solar | Solar = 2 MW | Solar Photovoltaic | 2 | 2 | [9 empty] | 2 |  |  | EIA-860, EIA-860M and EIA-923 | 202406 | -78.5403 | 35.3882
-10145720.6185 | 5384047.0807 | 48312 | 66987 | Bluff Prairie (Vernon) | 60025 | Greenbacker Renewable Energy Corporation | IPP Non-CHP | E2263 STate Highway 82 | De Soto | Vernon | Wisconsin | 54624 | solar | Solar = 1.5 MW | Solar Photovoltaic | 1.5 | 1.5 | [9 empty] | 1.5 |  |  | EIA-860, EIA-860M and EIA-923 | 202406 | -91.1406 | 43.4717
-8673875.3506 | 4220618.2665 | 48313 | 66988 | Ramp Solar, LLC | 65893 | Ramp Solar, LLC | IPP Non-CHP | 540 AB Barns Road | Goldsboro | Wayne | North Carolina | 27534 | solar | Solar = 2 MW | Solar Photovoltaic | 2 | 2 | [9 empty] | 2 |  |  | EIA-860, EIA-860M and EIA-923 | 202406 | -77.9187 | 35.4164
-8761913.9284 | 4069316.4056 | 48314 | 66989 | Hubble Solar, LLC | 65894 | Hubble Solar, LLC | IPP Non-CHP | 523 Vinson Blvd | Whiteville | Columbus | North Carolina | 28472 | solar | Solar = 2 MW | Solar Photovoltaic | 2 | 2 | [9 empty] | 2 |  |  | EIA-860, EIA-860M and EIA-923 | 202406 | -78.7096 | 34.3012
-9301994.6869 | 3816125.9449 | 48315 | 66991 | CG PS Portfolio 1, LLC | 65849 | ClearGen LLC | IPP CHP | 2080 GA Hwy 247S | Kathleen | Houston | Georgia | 31047 | biomass | Biomass = 1.8 MW | Landfill Gas | 1.8 | 1.8 |  | 1.8 | [10 empty] | EIA-860, EIA-860M and EIA-923 | 202406 | -83.5612 | 32.4015
-10799352.0443 | 3349384.2931 | 48316 | 66992 | CG PS Victoria WWTP, LLC | 65849 | ClearGen LLC | IPP CHP | 924 U.S. Highway 59 S | Victoria | Victoria | Texas | 77905 | petroleum | Petroleum = 1.3 MW | Petroleum Liquids | 1.3 | 1.3 | [8 empty] | 1.3 |  |  |  | EIA-860, EIA-860M and EIA-923 | 202406 | -97.0122 | 28.7935
-10238676.0668 | 5628866.0452 | 48317 | 66993 | Hay River (Dunn 1) | 60025 | Greenbacker Renewable Energy Corporation | IPP Non-CHP | N10140 370th St | Boyceville | Dunn | Wisconsin | 54725 | solar | Solar = 1.5 MW | Solar Photovoltaic | 1.5 | 1.5 | [9 empty] | 1.5 |  |  | EIA-860, EIA-860M and EIA-923 | 202406 | -91.9756 | 45.0466
-10219628.4114 | 5616959.2301 | 48318 | 66994 | Walleye (Dunn 2) | 60025 | Greenbacker Renewable Energy Corporation | IPP Non-CHP | E 7062 County Rd B | Colefax | Dunn | Wisconsin | 54730 | solar | Solar = 1.5 MW | Solar Photovoltaic | 1.5 | 1.5 | [9 empty] | 1.5 |  |  | EIA-860, EIA-860M and EIA-923 | 202406 | -91.8045 | 44.971
-10067952.9335 | 5605027.4038 | 48319 | 66995 | Popple Creek (Clark 1) | 60025 | Greenbacker Renewable Energy Corporation | IPP Non-CHP | W 2671 County HWY N | Colby | Clark | Wisconsin | 54421 | solar | Solar = 2 MW | Solar Photovoltaic | 2 | 2 | [9 empty] | 2 |  |  | EIA-860, EIA-860M and EIA-923 | 202406 | -90.442 | 44.8951
-8551432.8163 | 4573490.7897 | 48320 | 66996 | Hemings Solar | 65891 | Hemings Solar Partners LLC | IPP Non-CHP | 2201 Richmond Road | Warsaw | Richmond | Virginia | 22572 | solar | Solar = 4.9 MW | Solar Photovoltaic | 5 | 4.9 | [9 empty] | 4.9 |  |  | EIA-860, EIA-860M and EIA-923 | 202406 | -76.8188 | 37.958
-8846549.6919 | 4418699.2456 | 48321 | 66997 | Monroe Solar | 65867 | Monroe Solar LLC | IPP Non-CHP | 880 Climax Road | Chatham | Pittsylvania | Virginia | 24531 | solar | Solar = 2.1 MW | Solar Photovoltaic | 2.2 | 2.1 | [9 empty] | 2.1 |  |  | EIA-860, EIA-860M and EIA-923 | 202406 | -79.4699 | 36.8535
-8539318.1388 | 4423785.2767 | 48322 | 66999 | Solidago Solar | 5248 | Dominion Energy Inc. | Electric Utility | 12377 Redhouse Rd | Windsor | Wight | Virginia | 23487 | solar | Solar = 20 MW | Solar Photovoltaic | 20 | 20 | [9 empty] | 20 |  |  | EIA-860, EIA-860M and EIA-923 | 202406 | -76.71 | 36.89
-13267190.4961 | 4170542.0437 | 48323 | 67000 | Scooby Solar, LLC | 65913 | Scooby Solar, LLC | IPP Non-CHP | Poso Avenue. | Famoso | Kern | California | 93250 | solar | Solar = 2.5 MW | Solar Photovoltaic | 2.5 | 2.5 | [9 empty] | 2.5 |  |  | EIA-860, EIA-860M and EIA-923 | 202406 | -119.1812 | 35.049
-13263628.2724 | 4199011.4556 | 48324 | 67001 | Sunny Cow Solar, LLC | 65912 | Sunny Cow Solar, LLC | IPP Non-CHP | 14461 Taft Hwy | Bakersfield | Kern | California | 93311 | solar | Solar = 2 MW | Solar Photovoltaic | 2 | 2 | [9 empty] | 2 |  |  | EIA-860, EIA-860M and EIA-923 | 202406 | -119.1492 | 35.2581
-11094111.5844 | 5524022.2332 | 48325 | 67002 | North Bend Wind Project, LLC | 65929 | North Bend Wind Project, LLC | IPP Non-CHP | TBD | Highmore | Hyde | South Dakota | 57345 | wind | Wind = 200 MW | Onshore Wind Turbine | 200 | 200 | [10 empty] | 200 |  | EIA-860, EIA-860M and EIA-923 | 202406 | -99.6601 | 44.3773
-11448096.4332 | 5476281.2425 | 48326 | 67018 | Wild Springs | 62759 | National Grid Renewables | IPP Non-CHP | 23015 161st Avenue | New Underwood | Pennington | South Dakota | 57761 | solar | Solar = 128 MW | Solar Photovoltaic | 128 | 128 | [9 empty] | 128 |  |  | EIA-860, EIA-860M and EIA-923 | 202406 | -102.84 | 44.07
-9358553.1145 | 3789300.2856 | 48327 | 67021 | CPV Stagecoach Solar | 65937 | CPV Stagecoach Solar, LLC | IPP Non-CHP | 3308 Cutoff Rd | Andersonville | Macon | Georgia | 31711 | solar | Solar = 80 MW | Solar Photovoltaic | 80 | 80 | [9 empty] | 80 |  |  | EIA-860, EIA-860M and EIA-923 | 202406 | -84.0693 | 32.1978
-10854763.5473 | 3734466.7268 | 48328 | 67023 | Dileo Solar | 65914 | Elawan Dileo Solar, LLC | IPP Non-CHP | 252 County Road 3405 | Clifton | Hill | Texas | 76634 | solar | Solar = 71.4 MW | Solar Photovoltaic | 71.4 | 71.4 | [9 empty] | 71.4 |  |  | EIA-860, EIA-860M and EIA-923 | 202406 | -97.51 | 31.78
-10784086.8025 | 3749299.6176 | 48329 | 67024 | Pitts Dudik Solar | 65915 | Elawan Pitts Dudik Solar, LLC | IPP Non-CHP | 404 HCR 3309 | Hubbard | Hill | Texas | 76648 | solar | Solar = 49.6 MW | Solar Photovoltaic | 49.6 | 49.6 | [9 empty] | 49.6 |  |  | EIA-860, EIA-860M and EIA-923 | 202406 | -96.8751 | 31.8932
-11688032.5712 | 5020412.0714 | 48330 | 67026 | Roundhouse Renewable Energy II | 65948 | Roundhouse Renewable Energy II, LLC | IPP Non-CHP | 939 I-80 Service Road | Granite | Laramie | Wyoming | 82059 | wind | Wind = 105.7 MW | Onshore Wind Turbine | 105.7 | 105.7 | [10 empty] | 105.7 |  | EIA-860, EIA-860M and EIA-923 | 202406 | -104.9954 | 41.0547
-9285101.9541 | 5022038.7105 | 48331 | 67027 | Energy Developments, Hancock | 55858 | EDL Inc | IPP Non-CHP | 3574 TR 142 | Findlay | Hancock | Ohio | 45840 | biomass | Biomass = 3.2 MW | Landfill Gas | 3.2 | 3.2 |  | 3.2 | [10 empty] | EIA-860, EIA-860M and EIA-923 | 202406 | -83.4095 | 41.0657
-8758086.5416 | 4685224.3986 | 48332 | 67028 | Randolf Solar | 65951 | Randolf Solar Partners LLC | IPP Non-CHP | 332 Walker Road | Mount Jackson | Shenandoah | Virginia | 22842 | solar | Solar = 2.6 MW | Solar Photovoltaic | 3.2 | 2.6 | [9 empty] | 2.6 |  |  | EIA-860, EIA-860M and EIA-923 | 202406 | -78.6752 | 38.7451
-13285608.6398 | 4365803.8682 | 48333 | 67030 | Elkhorn Dairy | 65949 | Bravo REC Management LLC | Industrial Non-CHP | 10400 Avenue 368 | Visalia | Tulare | California | 93292 | solar | Solar = 0.9 MW | Solar Photovoltaic | 1 | 0.9 | [9 empty] | 0.9 |  |  | EIA-860, EIA-860M and EIA-923 | 202406 | -119.3467 | 36.4723
-7790805.8827 | 5568935.874 | 48334 | 67032 | 15 Glen Harris RD | 65956 | ME Sandy River LLC | IPP Non-CHP | 15 Glen Harris Road | New Sharon | Franklin | Maine | 4955 | solar | Solar = 3.6 MW | Solar Photovoltaic | 3.6 | 3.6 | [9 empty] | 3.6 |  |  | EIA-860, EIA-860M and EIA-923 | 202406 | -69.986 | 44.665
-8256232.6737 | 4962613.849 | 48335 | 67050 | Elizabeth Seaport Bldg A Solar | 65869 | Prologis Logistics Services Incorporated | IPP Non-CHP | 20 North Avenue East | Elizabeth | Middlesex | New Jersey | 7201 | solar | Solar = 1.5 MW | Solar Photovoltaic | 1.5 | 1.5 | [9 empty] | 1.5 |  |  | EIA-860, EIA-860M and EIA-923 | 202406 | -74.167 | 40.662
-8886397.1716 | 3992732.9484 | 48336 | 67051 | Sunflower Solar LLC | 64994 | SolRiver Capital LLC | IPP Non-CHP | 391 Brockington Road | Kingstree | Williamsburg | South Carolina | 29556 | solar | Solar = 10 MW | Solar Photovoltaic | 10 | 10 | [9 empty] | 10 |  |  | EIA-860, EIA-860M and EIA-923 | 202406 | -79.8279 | 33.731
-8896281.4518 | 4034047.4991 | 48337 | 67052 | Whitehall Solar LLC | 64994 | SolRiver Capital LLC | IPP Non-CHP | 3627 Sardis Hwy | Timmonsville | Florence | South Carolina | 29161 | solar | Solar = 2 MW | Solar Photovoltaic | 2 | 2 | [9 empty] | 2 |  |  | EIA-860, EIA-860M and EIA-923 | 202406 | -79.9167 | 34.0391
-8639685.3501 | 4216275.2729 | 48338 | 67053 | Harding Solar, LLC | 64994 | SolRiver Capital LLC | IPP Non-CHP | 263 Franklin Jones Road | Hookerton | Greene | North Carolina | 28538 | solar | Solar = 3 MW | Solar Photovoltaic | 3 | 3 | [9 empty] | 3 |  |  | EIA-860, EIA-860M and EIA-923 | 202406 | -77.6116 | 35.3846
-10305484.6819 | 5562701.7491 | 48339 | 67054 | Trimbelle (Pierce Pepin) | 60025 | Greenbacker Renewable Energy Corporation | IPP Non-CHP | N 2335 County Rd K | Hager City | Price | Wisconsin | 54014 | solar | Solar = 2 MW | Solar Photovoltaic | 2 | 2 | [9 empty] | 2 |  |  | EIA-860, EIA-860M and EIA-923 | 202406 | -92.5757 | 44.6252
-10055312.1601 | 5692326.553 | 48340 | 67055 | Ogema | 60025 | Greenbacker Renewable Energy Corporation | IPP Non-CHP | N 1986 Ten Crossing Road | Ogema | Price | Wisconsin | 54459 | solar | Solar = 1.4 MW | Solar Photovoltaic | 1.4 | 1.4 | [9 empty] | 1.4 |  |  | EIA-860, EIA-860M and EIA-923 | 202406 | -90.3284 | 45.448
-10126100.0016 | 5613725.1667 | 48341 | 67057 | Wolf River (Chipewa 1) | 60025 | Greenbacker Renewable Energy Corporation | IPP Non-CHP | 804 Janicki Road | Stanley | Chippewa | Wisconsin | 54768 | solar | Solar = 1.5 MW | Solar Photovoltaic | 1.5 | 1.5 | [9 empty] | 1.5 |  |  | EIA-860, EIA-860M and EIA-923 | 202406 | -90.9643 | 44.9505
-9624513.9684 | 4839773.1638 | 48342 | 67060 | C&B Graham Energy, LLC | 64994 | SolRiver Capital LLC | IPP Non-CHP | 4289 E County Road 400 N | Danville | Hendricks | Indiana | 46122 | solar | Solar = 7 MW | Solar Photovoltaic | 7 | 7 | [9 empty] | 7 |  |  | EIA-860, EIA-860M and EIA-923 | 202406 | -86.4585 | 39.8197
-7553120.1795 | 5905136.3694 | 48343 | 67061 | Fort Fairfield | 60531 | Standard Solar | IPP Non-CHP | Cheney Grove | Fairfield | Somerset | Maine | 4742 | solar | Solar = 5 MW | Solar Photovoltaic | 5 | 5 | [9 empty] | 5 |  |  | EIA-860, EIA-860M and EIA-923 | 202406 | -67.8508 | 46.7732
-8292856.7861 | 4909925.6371 | 48344 | 67062 | Cranbury 0210 Solar | 65869 | Prologis Logistics Services Incorporated | IPP Non-CHP | 66 Station Road | Cranbury | Mercer | New Jersey | 8512 | solar | Solar = 1 MW | Solar Photovoltaic | 1 | 1 | [9 empty] | 1 |  |  | EIA-860, EIA-860M and EIA-923 | 202406 | -74.496 | 40.302
-8259515.1515 | 4966965.0667 | 48345 | 67063 | Ports Newark 8201 Solar | 65869 | Prologis Logistics Services Incorporated | IPP Non-CHP | 160 Mt. Olivet Avenue | Newark | Essex | New Jersey | 7114 | solar | Solar = 1.4 MW | Solar Photovoltaic | 1.4 | 1.4 | [9 empty] | 1.4 |  |  | EIA-860, EIA-860M and EIA-923 | 202406 | -74.1965 | 40.6916
-8247327.1144 | 4973185.5428 | 48346 | 67064 | Ports Jersey City Solar | 65869 | Prologis Logistics Services Incorporated | IPP Non-CHP | 255 Route 1 & 9 | Jersey City | Sussex | New Jersey | 7306 | solar | Solar = 3 MW | Solar Photovoltaic | 3 | 3 | [9 empty] | 3 |  |  | EIA-860, EIA-860M and EIA-923 | 202406 | -74.087 | 40.734
-8253016.6536 | 4973976.0892 | 48347 | 67065 | Lister Avenue Solar | 65869 | Prologis Logistics Services Incorporated | IPP Non-CHP | 78 Lister Ave | Newark | Essex | New Jersey | 7105 | solar | Solar = 2 MW | Solar Photovoltaic | 2 | 2 | [9 empty] | 2 |  |  | EIA-860, EIA-860M and EIA-923 | 202406 | -74.1381 | 40.7394
-8282392.754 | 4943262.0027 | 48348 | 67066 | Edison 7205 Solar | 65869 | Prologis Logistics Services Incorporated | IPP Non-CHP | 47 Brunswick Avenue | Edison | Middlesex | New Jersey | 8817 | solar | Solar = 1.4 MW | Solar Photovoltaic | 1.4 | 1.4 | [9 empty] | 1.4 |  |  | EIA-860, EIA-860M and EIA-923 | 202406 | -74.402 | 40.53
-8280722.9616 | 4943262.0027 | 48349 | 67067 | Edison 0308 Solar | 65869 | Prologis Logistics Services Incorporated | IPP Non-CHP | 27 Talmadge Ave | Edison | Middlesex | New Jersey | 8817 | solar | Solar = 2.5 MW | Solar Photovoltaic | 2.5 | 2.5 | [9 empty] | 2.5 |  |  | EIA-860, EIA-860M and EIA-923 | 202406 | -74.387 | 40.53
-8261909.9677 | 4948389.4538 | 48350 | 67068 | Port Reading 8 Solar | 65869 | Prologis Logistics Services Incorporated | IPP Non-CHP | 580 Port Carteret Drive | Carteret | Middlesex | New Jersey | 7008 | solar | Solar = 1.4 MW | Solar Photovoltaic | 1.4 | 1.4 | [9 empty] | 1.4 |  |  | EIA-860, EIA-860M and EIA-923 | 202406 | -74.218 | 40.565
-8287736.0896 | 4923802.0656 | 48351 | 67070 | Interstate 3 Solar | 65869 | Prologis Logistics Services Incorporated | IPP Non-CHP | 115 Interstate Boulevard | South Brunswick | Middlesex | New Jersey | 8831 | solar | Solar = 1.5 MW | Solar Photovoltaic | 1.5 | 1.5 | [9 empty] | 1.5 |  |  | EIA-860, EIA-860M and EIA-923 | 202406 | -74.45 | 40.397
-13290915.24 | 4296877.6885 | 48352 | 67073 | Case Vander Eyk, Jr Dairy Solar | 65949 | Bravo REC Management LLC | Industrial Non-CHP | 9993 Road 80 B | Pixley | Tulare | California | 93256 | solar | Solar = 1.1 MW | Solar Photovoltaic | 1.2 | 1.1 | [9 empty] | 1.1 |  |  | EIA-860, EIA-860M and EIA-923 | 202406 | -119.3943 | 35.9728
-8416429.102 | 4692440.0304 | 48353 | 67074 | Heimlich Solar | 65953 | Heimlich Solar Partners LLC | IPP Non-CHP | 13831 Mile Stretch Road | Greenwood | Sussex | Delaware | 19950 | solar | Solar = 4.3 MW | Solar Photovoltaic | 4.5 | 4.3 | [9 empty] | 4.3 |  |  | EIA-860, EIA-860M and EIA-923 | 202406 | -75.6061 | 38.7956
-11351328.4036 | 3988000.61 | 48354 | 67077 | BESSP1, LLC. | 65980 | BESSP1, LLC. | IPP Non-CHP | 6904 FM 1294 | Shallowater | Lubbock | Texas | 79363 | solar | Solar = 4.4 MW | Solar Photovoltaic | 4.4 | 4.4 | [9 empty] | 4.4 |  |  | EIA-860, EIA-860M and EIA-923 | 202406 | -101.9707 | 33.6956
-9720043.9026 | 4372869.9756 | 48355 | 67079 | SR Clarksville, LLC | 65993 | SR Clarksville, LLC | IPP Non-CHP | 225 Chip-n-Dale Drive | Clarksville | Montgomery | Tennessee | 37043 | solar | Solar = 2 MW | Solar Photovoltaic | 2 | 2 | [9 empty] | 2 |  |  | EIA-860, EIA-860M and EIA-923 | 202406 | -87.3166 | 36.5233
-9719869.131 | 4372575.3402 | 48356 | 67080 | SR Clarksville II, LLC | 65994 | SR Clarksville II, LLC | IPP Non-CHP | 350 Athletic Complex Blvd | Clarksville | Montgomery | Tennessee | 37043 | solar | Solar = 4.8 MW | Solar Photovoltaic | 4.8 | 4.8 | [9 empty] | 4.8 |  |  | EIA-860, EIA-860M and EIA-923 | 202406 | -87.3151 | 36.5212
-9981599.065 | 4144980.7447 | 48357 | 67081 | Sr Byhalia, LLC | 65995 | SR Byhalia, LLC | IPP Non-CHP | 1731 French Rd | Byhalia | Marshall | Mississippi | 38611 | solar | Solar = 4.8 MW | Solar Photovoltaic | 4.8 | 4.8 | [9 empty] | 4.8 |  |  | EIA-860, EIA-860M and EIA-923 | 202406 | -89.6662 | 34.8608
-9634364.6301 | 4399246.8487 | 48358 | 67082 | SR Franklin, LLC | 65996 | SR Franklin, LLC | IPP Non-CHP | 1651 Scottsville Road | Franklin | Franklin | Kentucky | 42134 | solar | Solar = 2.5 MW | Solar Photovoltaic | 2.5 | 2.5 | [9 empty] | 2.5 |  |  | EIA-860, EIA-860M and EIA-923 | 202406 | -86.547 | 36.7135
-9301237.3804 | 5021266.1041 | 48359 | 67084 | Buckeye Power Inc. | 65988 | Township Road 215 Solar Project 2021, LLC | IPP Non-CHP | US-224 & Township Rd 215 | Marion | Marion | Ohio | 45840 | solar | Solar = 2 MW | Solar Photovoltaic | 2 | 2 | [9 empty] | 2 |  |  | EIA-860, EIA-860M and EIA-923 | 202406 | -83.5544 | 41.0605
-8243208.2932 | 4887763.8728 | 48360 | 67086 | Spano Solar - Belmar Wall | 65990 | Belmar Gateway Solar LLC | IPP Non-CHP | Wall Township | Belmar | Monmouth | New Jersey | 7719 | solar | Solar = 1.8 MW | Solar Photovoltaic | 1.8 | 1.8 | [9 empty] | 1.8 |  |  | EIA-860, EIA-860M and EIA-923 | 202406 | -74.05 | 40.15
-8265472.1914 | 4946191.6466 | 48361 | 67087 | THD Quicksilver - MDC Perth Amboy | 65991 | THD NJ Riverview Main Distribution Center Solar Project 2020, LLC | IPP Non-CHP | MDC 221 Riverview Drive | Perth Amboy | Middlesex | New Jersey | 8861 | solar | Solar = 2.5 MW | Solar Photovoltaic | 2.5 | 2.5 | [9 empty] | 2.5 |  |  | EIA-860, EIA-860M and EIA-923 | 202406 | -74.25 | 40.55
-10207288.3119 | 5154422.9182 | 48362 | 67089 | Cedar Rapids Community Solar | 9417 | Interstate Power and Light Co | Electric Utility | 1445 Wilson Ave SW | Cedar Rapids | Linn | Iowa | 52404 | solar | Solar = 4.5 MW | Solar Photovoltaic | 4.5 | 4.5 | [9 empty] | 4.5 |  |  | EIA-860, EIA-860M and EIA-923 | 202406 | -91.6936 | 41.9562
-12889826.9958 | 4311015.7234 | 48363 | 67091 | Yellow Pine II | 65968 | Yellow Pine Solar II, LLC | IPP Non-CHP | 6901 Tecopa Road | Enterprise | Clark | Nevada | 89124 | batteries | Battery = 85 MW, Solar = 60 MW | Batteries; Solar Photovoltaic; | 145 | 145 | 85 | [8 empty] | 60 |  |  | EIA-860, EIA-860M and EIA-923 | 202406 | -115.7913 | 36.0755
-13484709.0038 | 4491375.6754 | 48364 | 67092 | Paulsell | 65965 | Crow Creek Solar, LLC | IPP Non-CHP | 22851 Davis Road | Crows Landing | Stanislaus | California | 95313 | solar | Battery = 15 MW, Solar = 20 MW | Batteries; Solar Photovoltaic; | 35 | 35 | 15 | [8 empty] | 20 |  |  | EIA-860, EIA-860M and EIA-923 | 202406 | -121.1352 | 37.3741
-13166374.6672 | 4169884.748 | 48365 | 67093 | Mojave 16/17/18 BESS | 65552 | Terra-Gen Operating Co-BESS 2 | IPP Non-CHP | 8017 Oak Creek Road | Mojave | Kern | California | 93501 | batteries | Battery = 70.6 MW | Batteries | 77 | 70.6 | 70.6 | [11 empty] | EIA-860, EIA-860M and EIA-923 | 202406 | -118.2756 | 35.0442
-10448072.8158 | 5170448.5049 | 48366 | 67096 | Fareway Customer Hosted 1 MW Solar | 9417 | Interstate Power and Light Co | Electric Utility | 2300 Industrial Park Rd | Boone | Boone | Iowa | 50036 | solar | Solar = 1 MW | Solar Photovoltaic | 1 | 1 | [9 empty] | 1 |  |  | EIA-860, EIA-860M and EIA-923 | 202406 | -93.8566 | 42.0632
-10425766.0596 | 5157863.3155 | 48367 | 67098 | ISU Customer Hosted 1MW Solar Project | 9417 | Interstate Power and Light Co | Electric Utility | 52166 260th Street | Ames | Story | Iowa | 50014 | solar | Solar = 1.4 MW | Solar Photovoltaic | 1.4 | 1.4 | [9 empty] | 1.4 |  |  | EIA-860, EIA-860M and EIA-923 | 202406 | -93.6562 | 41.9792
-9505599.1487 | 5318718.1053 | 48368 | 67100 | Byrne Solar, LLC | 65880 | Byrne Solar, LLC | IPP Non-CHP | 11425 5 Mile Rd NE | Lowell | Kent | Michigan | 49331 | solar | Solar = 5 MW | Solar Photovoltaic | 5 | 5 | [9 empty] | 5 |  |  | EIA-860, EIA-860M and EIA-923 | 202406 | -85.3902 | 43.0443
-9369919.2798 | 5564471.8529 | 48369 | 67101 | Lightfoot Solar, LLC | 65881 | Lightfoot Solar, LLC | IPP Non-CHP | 1634 Mishler Rd | Luzerne | Oscoda | Michigan | 49331 | solar | Solar = 10 MW | Solar Photovoltaic | 10 | 10 | [9 empty] | 10 |  |  | EIA-860, EIA-860M and EIA-923 | 202406 | -84.1714 | 44.6365
-9435104.0774 | 5205959.1416 | 48370 | 67102 | Shipsterns Solar, LLC | 65882 | Shipsterns Solar, LLC | IPP Non-CHP | 15620 28 Mile Road | Albion | Calhoun | Michigan | 49224 | solar | Solar = 20 MW | Solar Photovoltaic | 20 | 20 | [9 empty] | 20 |  |  | EIA-860, EIA-860M and EIA-923 | 202406 | -84.757 | 42.2996
-9408975.0552 | 5463660.074 | 48371 | 67103 | Willford Solar, LLC | 65883 | Willford Solar, LLC | IPP Non-CHP | 3852 Willford Road | Gladwin | Gladwin | Michigan | 48624 | solar | Solar = 20 MW | Solar Photovoltaic | 20 | 20 | [9 empty] | 20 |  |  | EIA-860, EIA-860M and EIA-923 | 202406 | -84.5223 | 43.9885
-7660827.7981 | 5598952.6003 | 48372 | 67110 | Broadway Solar (CSG) | 65999 | NextGrid Bitterbush, LLC | IPP Non-CHP | 2111 Broadway | Bangor | Penobscot | Maine | 4401 | solar | Solar = 4.6 MW | Solar Photovoltaic | 4.6 | 4.6 | [9 empty] | 4.6 |  |  | EIA-860, EIA-860M and EIA-923 | 202406 | -68.8184 | 44.8565
-7643915.3618 | 5662242.5023 | 48373 | 67111 | Corkwood Solar (CSG) | 66000 | NextGrid Corkwood, LLC | IPP Non-CHP | 105 Water Street | Howland | Penobscot | Maine | 4448 | solar | Solar = 4.6 MW | Solar Photovoltaic | 4.6 | 4.6 | [9 empty] | 4.6 |  |  | EIA-860, EIA-860M and EIA-923 | 202406 | -68.6665 | 45.2581
-7975707.5569 | 5102141.6579 | 48374 | 67116 | GD West Greenwich Nooseneck I, LLC | 66006 | GD West Greenwich Nooseneck I, LLC | IPP Non-CHP | 899 Nooseneck Hill Road | West Greenwich | Kent | Rhode Island | 2817 | solar | Solar = 20 MW | Solar Photovoltaic | 20 | 20 | [9 empty] | 20 |  |  | EIA-860, EIA-860M and EIA-923 | 202406 | -71.647 | 41.606
-7921049.6869 | 5103183.8525 | 48375 | 67117 | Rhode Island Solar Renewable Energy IV, LLC | 66005 | Rhode Island Solar Renewable Energy IV, LLC | IPP Non-CHP | 394 Brayton Road | Tiverton | Newport | Rhode Island | 2878 | solar | Solar = 11.8 MW | Solar Photovoltaic | 11.8 | 11.8 | [9 empty] | 11.8 |  |  | EIA-860, EIA-860M and EIA-923 | 202406 | -71.156 | 41.613
-8256061.2416 | 4965228.5456 | 48376 | 67121 | Bay Avenue CDG | 60268 | Hartz Solar, LLC | Commercial Non-CHP | 201 Bay Avenue | Elizabeth | Union | New Jersey | 7201 | solar | Solar = 3 MW | Solar Photovoltaic | 3 | 3 | [9 empty] | 3 |  |  | EIA-860, EIA-860M and EIA-923 | 202406 | -74.1655 | 40.6798
-10706601.6465 | 4993392.6885 | 48377 | 67122 | BRIGHT Battery | 14127 | Omaha Public Power District | Electric Utility | 4950 Hwy 50 | Weeping Water | Cass | Nebraska | 68463 | batteries | Battery = 1 MW | Batteries | 1 | 1 | 1 | [11 empty] | EIA-860, EIA-860M and EIA-923 | 202406 | -96.179 | 40.8714
-8668248.373 | 4851653.3459 | 48378 | 67137 | Great Cove Solar II | 64904 | AES Clean Energy | IPP Non-CHP | 1101 McDowell Road | Saint Thomas | Franklin | Pennsylvania | 17252 | solar | Solar = 150 MW | Solar Photovoltaic | 150 | 150 | [9 empty] | 150 |  |  | EIA-860, EIA-860M and EIA-923 | 202406 | -77.8682 | 39.9016
-8503562.3183 | 4530507.6005 | 48379 | 67138 | White Stone Ocran Solar LLC Community Solar | 65677 | Dimension Energy LLC | IPP Non-CHP | 151 Rappahannock Drive | White Stone | Lancaster | Virginia | 22578 | solar | Solar = 5 MW | Solar Photovoltaic | 5 | 5 | [9 empty] | 5 |  |  | EIA-860, EIA-860M and EIA-923 | 202406 | -76.3888 | 37.6529
-8759474.6957 | 4470641.2841 | 48380 | 67139 | Prince Edward CSG LLC | 65677 | Dimension Energy LLC | IPP Non-CHP | 14100 Thomas Jefferson Highway | Pamplin | Prince Edward | Virginia | 23958 | solar | Solar = 4 MW | Solar Photovoltaic | 4 | 4 | [9 empty] | 4 |  |  | EIA-860, EIA-860M and EIA-923 | 202406 | -78.6877 | 37.2259
-10217189.5127 | 5176630.309 | 48381 | 67140 | Duane Arnold Solar I (50 MW) | 9417 | Interstate Power and Light Co | Electric Utility | 3300 DAEC Road | Palo | Linn | Iowa | 52324 | solar | Solar = 50 MW | Solar Photovoltaic | 50 | 50 | [9 empty] | 50 |  |  | EIA-860, EIA-860M and EIA-923 | 202406 | -91.7826 | 42.1044
-7935939.448 | 5097075.2252 | 48382 | 67142 | McAllister Landfill | 66015 | Solar Breakers LLC | IPP Non-CHP | 227 Defense Hwy | Portsmouth | Newport | Rhode Island | 2871 | solar | Solar = 1 MW | Solar Photovoltaic | 1 | 1 | [9 empty] | 1 |  |  | EIA-860, EIA-860M and EIA-923 | 202406 | -71.2898 | 41.572
-7935939.782 | 5097075.2252 | 48383 | 67143 | Tank Farm 4 | 66015 | Solar Breakers LLC | IPP Non-CHP | 227 Defense Hwy | Portsmouth | Newport | Rhode Island | 2871 | solar | Solar = 10 MW | Solar Photovoltaic | 10 | 10 | [9 empty] | 10 |  |  | EIA-860, EIA-860M and EIA-923 | 202406 | -71.2898 | 41.572
-8591972.2579 | 4802640.3649 | 48384 | 67145 | Union Bridge Solar | 58871 | Citizens Enterprises Corporation | IPP Non-CHP | 536 green Valley Road | Union Bridge | Carroll | Maryland | 21791 | solar | Solar = 8.2 MW | Solar Photovoltaic | 8.2 | 8.2 | [9 empty] | 8.2 |  |  | EIA-860, EIA-860M and EIA-923 | 202406 | -77.183 | 39.563
-7956671.9239 | 5199705.2834 | 48385 | 67146 | Ashland Solar | 58871 | Citizens Enterprises Corporation | IPP Non-CHP | 0 Megunko Road | Ashland | Middlesex | Massachusetts | 1721 | solar | Solar = 4.5 MW | Solar Photovoltaic | 4.5 | 4.5 | [9 empty] | 4.5 |  |  | EIA-860, EIA-860M and EIA-923 | 202406 | -71.476 | 42.258
-11663607.8504 | 5016356.109 | 48386 | 67147 | South Cheyenne Solar | 17650 | Southern Power Co | IPP Non-CHP | 154 US-85 | South Greeley | Laramie | Wyoming | 82007 | solar | Solar = 150 MW | Solar Photovoltaic | 150 | 150 | [9 empty] | 150 |  |  | EIA-860, EIA-860M and EIA-923 | 202406 | -104.776 | 41.0272
-7858822.0915 | 5102886.0711 | 48387 | 67149 | Falmouth 2 Solar | 58871 | Citizens Enterprises Corporation | IPP Non-CHP | 258 Thomas B Landers Road | Falmouth | Barnstable | Massachusetts | 2536 | solar | Solar = 1.5 MW | Solar Photovoltaic | 1.5 | 1.5 | [9 empty] | 1.5 |  |  | EIA-860, EIA-860M and EIA-923 | 202406 | -70.597 | 41.611
-7998639.372 | 5174020.5441 | 48388 | 67150 | Oxford Solar | 58871 | Citizens Enterprises Corporation | IPP Non-CHP | 0 Hawksley Road | Oxford | Worcester | Massachusetts | 1540 | solar | Solar = 4 MW | Solar Photovoltaic | 4 | 4 | [9 empty] | 4 |  |  | EIA-860, EIA-860M and EIA-923 | 202406 | -71.853 | 42.087
-8016895.7685 | 5194743.1672 | 48389 | 67151 | Spencer Solar MA | 58871 | Citizens Enterprises Corporation | IPP Non-CHP | 17 South Spencer Road | Spencer | Worcester | Massachusetts | 1562 | solar | Solar = 2.5 MW | Solar Photovoltaic | 2.5 | 2.5 | [9 empty] | 2.5 |  |  | EIA-860, EIA-860M and EIA-923 | 202406 | -72.017 | 42.225
-9504893.3831 | 4217073.2469 | 48390 | 67158 | SR Marion, LLC | 65969 | SR Marion, LLC | IPP Non-CHP | 589 Sequatchie Industrial Park | Dunlap | Sequatchie | Tennessee | 37327 | solar | Solar = 1.3 MW | Solar Photovoltaic | 1.3 | 1.3 | [9 empty] | 1.3 |  |  | EIA-860, EIA-860M and EIA-923 | 202406 | -85.3839 | 35.3905
-11398370.0166 | 4469039.2571 | 48391 | 67160 | Springfield Wind | 712 | Arkansas River Power Authority | Electric Utility | 25400 County Rd 24.3 | Springfield | Baca | Colorado | 81073 | wind | Wind = 1.5 MW | Onshore Wind Turbine | 1.5 | 1.5 | [10 empty] | 1.5 |  | EIA-860, EIA-860M and EIA-923 | 202406 | -102.3933 | 37.2144
-8657766.4184 | 4373309.7966 | 48392 | 67161 | Oak Solar | 66043 | Oak Solar LLC | IPP Non-CHP | 146 Summit Trail | Gaston | Northampton | North Carolina | 27832 | solar | Solar = 120 MW | Solar Photovoltaic | 120 | 120 | [9 empty] | 120 |  |  | EIA-860, EIA-860M and EIA-923 | 202406 | -77.774 | 36.5265
-9472398.1106 | 5063066.4889 | 48393 | 67163 | Auburn Renewables LLC | 66034 | Auburn Renewables, LLC | IPP Non-CHP | 5151 County Rd 19 | Garrett | Dekalb | Indiana | 46738 | solar | Solar = 11 MW | Solar Photovoltaic | 11 | 11 | [9 empty] | 11 |  |  | EIA-860, EIA-860M and EIA-923 | 202406 | -85.092 | 41.343
-13016974.1145 | 3837865.871 | 48394 | 67170 | Amazon SAN3 Solar Project | 66050 | Solar Star Prime 4 LLC | IPP Non-CHP | 6971 Otay Mesa Rd | San Diego | San Diego | California | 92154 | solar | Battery = 2.4 MW, Solar = 4.6 MW | Batteries; Solar Photovoltaic; | 7 | 7 | 2.4 | [8 empty] | 4.6 |  |  | EIA-860, EIA-860M and EIA-923 | 202406 | -116.9335 | 32.5662
-8765505.3178 | 4421822.5179 | 48395 | 67171 | Foxhound | 66049 | Foxhound Solar, LLC | IPP Non-CHP | 3092 Green Valley Rd | Clover | Halifax | Virginia | 24534 | solar | Solar = 83 MW | Solar Photovoltaic | 83 | 83 | [9 empty] | 83 |  |  | EIA-860, EIA-860M and EIA-923 | 202406 | -78.7419 | 36.8759
-8572721.667 | 4345193.9302 | 48396 | 67172 | Colice Hall Solar | 66055 | Colice Hall Solar LLC | IPP Non-CHP | 146 W Modlin Road | Ahoskie | Hertford | North Carolina | 27910 | solar | Solar = 17 MW | Solar Photovoltaic | 17 | 17 | [9 empty] | 17 |  |  | EIA-860, EIA-860M and EIA-923 | 202406 | -77.0101 | 36.3233
-11502642.9837 | 3679590.7815 | 48397 | 67175 | Rodeo Ranch Energy Storage | 66057 | Rodeo Ranch Energy Storage, LLC | IPP Non-CHP | 1206 FM 1450 | Pecos | Reeves | Texas | 79772 | batteries | Battery = 300 MW | Batteries | 300 | 300 | 300 | [11 empty] | EIA-860, EIA-860M and EIA-923 | 202406 | -103.33 | 31.36
-12334533.5384 | 4120763.2859 | 48398 | 67176 | Chevelon Butte Phase 2 | 64904 | AES Clean Energy | IPP Non-CHP | Arizona Highway 99 | Winslow | Coconino | Arizona | 86047 | wind | Wind = 216 MW | Onshore Wind Turbine | 216 | 216 | [10 empty] | 216 |  | EIA-860, EIA-860M and EIA-923 | 202406 | -110.803 | 34.6821
-12751473.1214 | 4162974.7546 | 48399 | 67178 | Mohave Energy - Hybrid | 66056 | Mohave Energy | Electric Utility | 2928 E Joy Ln | Fort Mohave | Mohave | Arizona | 86426 | solar | Battery = 15 MW, Solar = 17.6 MW | Batteries; Solar Photovoltaic; | 32.6 | 32.6 | 15 | [8 empty] | 17.6 |  |  | EIA-860, EIA-860M and EIA-923 | 202406 | -114.5484 | 34.9933
-13572341.0428 | 4437357.9022 | 48400 | 67179 | Cabrillo College | 62856 | Forefront Power, LLC | IPP Non-CHP | 6500 Soquel Dr | Aptos | Santa Cruz | California | 95003 | solar | Solar = 2.4 MW | Solar Photovoltaic | 2.4 | 2.4 | [9 empty] | 2.4 |  |  | EIA-860, EIA-860M and EIA-923 | 202406 | -121.9224 | 36.9875
-8584816.4184 | 4749451.5153 | 48401 | 67180 | Oaks Landfill - ANEM | 60025 | Greenbacker Renewable Energy Corporation | IPP Non-CHP | 6001 Olney Laytonsville Rd | Gaithersburg | Montgomery | Maryland | 20882 | solar | Solar = 2.5 MW | Solar Photovoltaic | 2.5 | 2.5 | [9 empty] | 2.5 |  |  | EIA-860, EIA-860M and EIA-923 | 202406 | -77.1187 | 39.1937
-8495958.4179 | 5168947.0828 | 48402 | 67181 | Hunt Creek | 66060 | LSE Perseus LLC | IPP Non-CHP | 260 Hunt Creek Road | Nichols | Tioga | New York | 13812 | solar | Solar = 4 MW | Solar Photovoltaic | 4 | 4 | [9 empty] | 4 |  |  | EIA-860, EIA-860M and EIA-923 | 202406 | -76.3205 | 42.0532
-10073083.6489 | 4304154.7878 | 48403 | 67188 | Paragould Solar Farm | 14446 | Paragould Light & Water Comm | Electric Utility | 3010 S. 2nd Ave | Paragould | Greene | Arkansas | 72450 | solar | Solar = 1.5 MW | Solar Photovoltaic | 1.5 | 1.5 | [9 empty] | 1.5 |  |  | EIA-860, EIA-860M and EIA-923 | 202406 | -90.4881 | 36.0257
-12758315.7079 | 5191616.8628 | 48404 | 67190 | Franklin Solar Hybrid | 66071 | Franklin Solar Idaho | IPP Non-CHP | 1640 US 93 | Twin Falls | Twin Falls | Idaho | 83301 | solar | Solar = 100 MW | Solar Photovoltaic | 100 | 100 | [9 empty] | 100 |  |  | EIA-860, EIA-860M and EIA-923 | 202406 | -114.6099 | 42.2042
-9271113.5469 | 4317590.9051 | 48405 | 67192 | SR White Pine, LLC | 66037 | SR White Pine, LLC | IPP Non-CHP | 1625 State St | White Pine | Jefferson | Tennessee | 37890 | solar | Solar = 2 MW | Solar Photovoltaic | 2 | 2 | [9 empty] | 2 |  |  | EIA-860, EIA-860M and EIA-923 | 202406 | -83.2838 | 36.1232
-7738720.2722 | 5460126.5876 | 48406 | 67194 | ME - EDFR - Phase I - Bristol | 66074 | Overlook Solar Partners, LLC | IPP Non-CHP | 46 Christian Hill Road | Bristol | Lincoln | Maine | 4539 | solar | Solar = 5 MW | Solar Photovoltaic | 5 | 5 | [9 empty] | 5 |  |  | EIA-860, EIA-860M and EIA-923 | 202406 | -69.5181 | 43.9656
-9949513.6708 | 5310104.5665 | 48407 | 67196 | Tyto Solar | 11479 | Madison Gas & Electric Co | Electric Utility | 4896 Irish Lane | Fitchburg | Dane | Wisconsin | 53713 | solar | Solar = 6 MW | Solar Photovoltaic | 6 | 6 | [9 empty] | 6 |  |  | EIA-860, EIA-860M and EIA-923 | 202406 | -89.378 | 42.9877
-8653754.5753 | 5300867.0951 | 48408 | 67202 | Avon Solar Farm LLC | 65749 | Avon Solar Farm LLC | IPP Non-CHP | 500 Rochester Street | Avon | Monroe | New York | 14414 | solar | Solar = 4 MW | Solar Photovoltaic | 4 | 4 | [9 empty] | 4 |  |  | EIA-860, EIA-860M and EIA-923 | 202406 | -77.738 | 42.927
-8014685.186 | 5187295.6906 | 48409 | 67210 | Lilly Lane | 66093 | LSE Chamaeleon LLC | IPP Non-CHP | 120B N Sturbridge Road | Charlton | Worcester | Massachusetts | 1507 | solar | Solar = 1 MW | Solar Photovoltaic | 1 | 1 | [9 empty] | 1 |  |  | EIA-860, EIA-860M and EIA-923 | 202406 | -71.9971 | 42.1754
-8676352.4319 | 5337883.4815 | 48410 | 67212 | Sweden 1 | 66096 | Helios Energy New York 3 LLC | IPP Non-CHP | 5600 Lake Road | Sweden | Monroe | New York | 14420 | solar | Solar = 5 MW | Solar Photovoltaic | 5 | 5 | [9 empty] | 5 |  |  | EIA-860, EIA-860M and EIA-923 | 202406 | -77.941 | 43.17
-8679024.0997 | 5362336.8649 | 48411 | 67213 | Hamlin 1 | 66097 | Helios Energy New York 2 LLC | IPP Non-CHP | 1000 Redman Road | Hamlin | Monroe | New York | 14464 | solar | Solar = 4.5 MW | Solar Photovoltaic | 4.5 | 4.5 | [9 empty] | 4.5 |  |  | EIA-860, EIA-860M and EIA-923 | 202406 | -77.965 | 43.33
-8788785.1176 | 4807695.5484 | 48412 | 67214 | Jade Meadow LLC | 66099 | Jade Meadow LLC | IPP Non-CHP | 20100 Klondike Road SW | Midland | Allegany | Maryland | 21542 | solar | Solar = 19.8 MW | Solar Photovoltaic | 19.8 | 19.8 | [9 empty] | 19.8 |  |  | EIA-860, EIA-860M and EIA-923 | 202406 | -78.951 | 39.598
-8796165.1546 | 4516554.7059 | 48413 | 67225 | Amherst Solar Facility (VA) | 733 | Appalachian Power Co | Electric Utility | 1060 Union Hill Rd | Amherst | Amherst | Virginia | 24521 | solar | Solar = 4.9 MW | Solar Photovoltaic | 4.9 | 4.9 | [9 empty] | 4.9 |  |  | EIA-860, EIA-860M and EIA-923 | 202406 | -79.0173 | 37.5536
-8724108.4935 | 5354841.1886 | 48414 | 67227 | NY Ridgeway I CSG | 65752 | DG Empire Shine, LLC | IPP Non-CHP | 2800 Swett Rd | Lyndonville | Orleans | New York | 14098 | solar | Solar = 3 MW | Solar Photovoltaic | 3 | 3 | [9 empty] | 3 |  |  | EIA-860, EIA-860M and EIA-923 | 202406 | -78.37 | 43.281
-8762430.7848 | 5297390.0614 | 48415 | 67228 | Broadway CDG Solar LLC | 66106 | Broadway CDG Solar LLC | IPP Non-CHP | 4293 Broadway Street | Depew | Erie | New York | 14043 | solar | Solar = 5 MW | Solar Photovoltaic | 5 | 5 | [9 empty] | 5 |  |  | EIA-860, EIA-860M and EIA-923 | 202406 | -78.7143 | 42.9041
-8718876.4774 | 4563799.397 | 48416 | 67235 | Cunningham Solar LLC | 61677 | Sol Systems | IPP Non-CHP | 256 South Boston Road | Palmyra | Fluvanna | Virginia | 22963 | solar | Solar = 4.9 MW | Solar Photovoltaic | 5 | 4.9 | [9 empty] | 4.9 |  |  | EIA-860, EIA-860M and EIA-923 | 202406 | -78.323 | 37.8893
-10962743.4533 | 3054922.9686 | 48417 | 67236 | Anemoi Energy Storage | 66110 | Anemoi Energy Storage, LLC | IPP Non-CHP | 42300 Mile 14 Road | Edinburg | Hidalgo | Texas | 78541 | batteries | Battery = 200 MW | Batteries | 200 | 200 | 200 | [11 empty] | EIA-860, EIA-860M and EIA-923 | 202406 | -98.48 | 26.45
-10946544.3523 | 3454808.5787 | 48418 | 67237 | Ebony Energy Storage | 66111 | Ebony Energy Storage, LLC | IPP Non-CHP | 19315 Marbach Lane | San Antonio | Comal | Texas | 78266 | batteries | Battery = 200 MW | Batteries | 207.9 | 200 | 200 | [11 empty] | EIA-860, EIA-860M and EIA-923 | 202406 | -98.3345 | 29.6201
-12487776.6173 | 5120722.6433 | 48419 | 67238 | SF Auto T1 | 66117 | Autoliv ASP, Inc. | Industrial Non-CHP | 1360 North 1000 West | Tremonton | Box Elder | Utah | 84337 | solar | Solar = 3.1 MW | Solar Photovoltaic | 3.1 | 3.1 | [9 empty] | 3.1 |  |  | EIA-860, EIA-860M and EIA-923 | 202406 | -112.1796 | 41.7307
-9280379.67 | 4833660.6559 | 48420 | 67239 | Fox Squirrel Solar | 57170 | EDF Renewable Asset Holdings, Inc. | IPP Non-CHP | 10256 Van Wagener Rd | Mt Sterling | Madison | Ohio | 43143 | solar | Solar = 577 MW | Solar Photovoltaic | 577 | 577 | [9 empty] | 577 |  |  | EIA-860, EIA-860M and EIA-923 | 202406 | -83.3671 | 39.7775
-9268504.9973 | 3608420.1021 | 48421 | 67240 | Lowndes Cowart | 65043 | Madison Energy Investments LLC | IPP Non-CHP | 205 Ulmer Ave | Valdosta | Lowndes | Georgia | 31601 | solar | Solar = 3 MW | Solar Photovoltaic | 3 | 3 | [9 empty] | 3 |  |  | EIA-860, EIA-860M and EIA-923 | 202406 | -83.2604 | 30.8125
-8146805.6142 | 5230739.8061 | 48422 | 67241 | 401 South | 65043 | Madison Energy Investments LLC | IPP Non-CHP | 401 South St | Dalton | Berkshire | Massachusetts | 1226 | batteries | Battery = 1 MW, Solar = 0.5 MW | Batteries; Solar Photovoltaic; | 1.5 | 1.5 | 1 | [8 empty] | 0.5 |  |  | EIA-860, EIA-860M and EIA-923 | 202406 | -73.184 | 42.464
-7941755.1122 | 5164125.6615 | 48423 | 67242 | 5 Berry | 65043 | Madison Energy Investments LLC | IPP Non-CHP | 5 Berry Street | Plainsville | Norfolk | Massachusetts | 2762 | solar | Battery = 3 MW, Solar = 4.1 MW | Batteries; Solar Photovoltaic; | 7.1 | 7.1 | 3 | [8 empty] | 4.1 |  |  | EIA-860, EIA-860M and EIA-923 | 202406 | -71.342 | 42.021
-8256900.5906 | 4864343.9182 | 48424 | 67243 | Tom's River (Lowes) | 65043 | Madison Energy Investments LLC | IPP Non-CHP | 1375 Hooper Ave | Toms River | Ocean | New Jersey | 8753 | solar | Solar = 1 MW | Solar Photovoltaic | 1 | 1 | [9 empty] | 1 |  |  | EIA-860, EIA-860M and EIA-923 | 202406 | -74.173 | 39.989
-9395142.384 | 4922778.9244 | 48425 | 67244 | Minster 3 | 65043 | Madison Energy Investments LLC | IPP Non-CHP | 2768 Minster-Fort Recovery Rd | Minster | Auglaize | Ohio | 45865 | solar | Solar = 1 MW | Solar Photovoltaic | 1 | 1 | [9 empty] | 1 |  |  | EIA-860, EIA-860M and EIA-923 | 202406 | -84.398 | 40.39
-9294805.0062 | 3697048.6355 | 48426 | 67245 | Tift Fletcher | 65043 | Madison Energy Investments LLC | IPP Non-CHP | 4192 Hwy 125 | Tifton | Tift | Georgia | 31734 | solar | Solar = 3 MW | Solar Photovoltaic | 3 | 3 | [9 empty] | 3 |  |  | EIA-860, EIA-860M and EIA-923 | 202406 | -83.4967 | 31.4938
-9301728.188 | 3692315.9418 | 48427 | 67246 | Tift Bowen | 65043 | Madison Energy Investments LLC | IPP Non-CHP | 3000 E B Hamilton Dr | Tifton | Tift | Georgia | 31793 | solar | Solar = 1.9 MW | Solar Photovoltaic | 1.9 | 1.9 | [9 empty] | 1.9 |  |  | EIA-860, EIA-860M and EIA-923 | 202406 | -83.5588 | 31.4576
-12988413.0953 | 4021566.8672 | 48428 | 67247 | Mesa Wind Repower | 66119 | Mesa Wind Repower | IPP Non-CHP | 11814 Desert View Avenue | Whitewater | Riverside | California | 92282 | wind | Wind = 30 MW | Onshore Wind Turbine | 30 | 30 | [10 empty] | 30 |  | EIA-860, EIA-860M and EIA-923 | 202406 | -116.6769 | 33.9461
-7980639.3443 | 5236610.1472 | 48429 | 67266 | Nationwide | 66128 | Nationwide Solar Energy LLC | IPP Non-CHP | 1340 Lunenburg Road | Lancaster | Worcester | Massachusetts | 1523 | solar | Solar = 3.9 MW | Solar Photovoltaic | 3.9 | 3.9 | [9 empty] | 3.9 |  |  | EIA-860, EIA-860M and EIA-923 | 202406 | -71.6913 | 42.5029
-8368771.1129 | 5363006.5687 | 48430 | 67268 | Source Power NY III - Remsen | 64872 | Distributed Solar Development, LLC | IPP Non-CHP | 10761 Buck Road | Remsen | Oneida | New York | 13438 | solar | Solar = 3.5 MW | Solar Photovoltaic | 3.5 | 3.5 | [9 empty] | 3.5 |  |  | EIA-860, EIA-860M and EIA-923 | 202406 | -75.1779 | 43.3344
-8265415.6411 | 4869600.0082 | 48431 | 67269 | Spano Solar - Ocean County Landfill - CS | 64872 | Distributed Solar Development, LLC | IPP Non-CHP | 2498 Route 70 | Manchester Township | Ocean | New Jersey | 8733 | solar | Solar = 4.2 MW | Solar Photovoltaic | 4.2 | 4.2 | [9 empty] | 4.2 |  |  | EIA-860, EIA-860M and EIA-923 | 202406 | -74.2495 | 40.0252
-8514067.4273 | 4753518.2221 | 48432 | 67270 | THD Baltimore DCs - 5829 Project Lion | 64872 | Distributed Solar Development, LLC | IPP Non-CHP | 6301 Tradepoint Avenue | Edgemere | Baltimore | Maryland | 21219 | solar | Solar = 3.8 MW | Solar Photovoltaic | 3.8 | 3.8 | [9 empty] | 3.8 |  |  | EIA-860, EIA-860M and EIA-923 | 202406 | -76.4832 | 39.222
-8210822.4477 | 5016543.5129 | 48433 | 67271 | The Source at White Plains (UBS) | 64872 | Distributed Solar Development, LLC | IPP Non-CHP | 100 Bloomingdale Road | White Plains | Nassau | New York | 10605 | solar | Solar = 1 MW | Solar Photovoltaic | 1 | 1 | [9 empty] | 1 |  |  | EIA-860, EIA-860M and EIA-923 | 202406 | -73.7591 | 41.0285
-8706732.4115 | 4750584.8623 | 48434 | 67272 | The Village at Orchard Ridge (TVOR) | 64872 | Distributed Solar Development, LLC | IPP Non-CHP | 400 Clocktower Ridge Drive | Winchester | Frederick | Virginia | 22603 | solar | Solar = 1.4 MW | Solar Photovoltaic | 1.4 | 1.4 | [9 empty] | 1.4 |  |  | EIA-860, EIA-860M and EIA-923 | 202406 | -78.2139 | 39.2016
-8350179.5334 | 4819949.3663 | 48435 | 67273 | Township of Monroe - Williamstown HS | 64872 | Distributed Solar Development, LLC | IPP Non-CHP | 700 N Tuckahoe Road | Williamstown | Gloucester | New Jersey | 8094 | solar | Solar = 2.6 MW | Solar Photovoltaic | 2.6 | 2.6 | [9 empty] | 2.6 |  |  | EIA-860, EIA-860M and EIA-923 | 202406 | -75.0109 | 39.6828
-8349341.2976 | 4819624.2041 | 48436 | 67274 | Township of Monroe - Williamstown MS | 64872 | Distributed Solar Development, LLC | IPP Non-CHP | 561 Clayton Road | Williamstown | Gloucester | New Jersey | 8094 | solar | Solar = 1.8 MW | Solar Photovoltaic | 1.8 | 1.8 | [9 empty] | 1.8 |  |  | EIA-860, EIA-860M and EIA-923 | 202406 | -75.0034 | 39.6805
-8210664.8193 | 5013658.336 | 48437 | 67275 | White Plains_RFP-Gedney Way Landfill | 64872 | Distributed Solar Development, LLC | IPP Non-CHP | 87 Gedney Way | White Plains | Westchester | New York | 10605 | solar | Battery = 1.3 MW, Solar = 2 MW | Batteries; Solar Photovoltaic; | 3.3 | 3.3 | 1.3 | [8 empty] | 2 |  |  | EIA-860, EIA-860M and EIA-923 | 202406 | -73.7577 | 41.0089
-8282550.8277 | 5061272.3914 | 48438 | 67281 | FFP - NY Urbanski | 66147 | FFP NY Goshen Project1, LLC | IPP Non-CHP | 444 Big Island Road | Goshen | Orange | New York | 10924 | batteries | Battery = 5.2 MW, Solar = 4.4 MW | Batteries; Solar Photovoltaic; | 9.6 | 9.6 | 5.2 | [8 empty] | 4.4 |  |  | EIA-860, EIA-860M and EIA-923 | 202406 | -74.4034 | 41.3309
-8281380.3032 | 5067855.5935 | 48439 | 67282 | FFP - NY Varano | 66148 | FFP NY Goshen Project2, LLC | IPP Non-CHP | 276 Maple Avenue | Goshen | Orange | New York | 10958 | solar | Battery = 5 MW, Solar = 5 MW | Batteries; Solar Photovoltaic; | 10 | 10 | 5 | [8 empty] | 5 |  |  | EIA-860, EIA-860M and EIA-923 | 202406 | -74.3929 | 41.3753
-10745532.5214 | 3389545.3505 | 48440 | 67284 | Ganado Solar | 59380 | Enel Green Power NA, Inc. | IPP Non-CHP | 4858 FM 710 | Gail | Borden | Texas | 77962 | solar | Battery = 70.5 MW, Solar = 150.5 MW | Batteries; Solar Photovoltaic; | 221 | 221 | 70.5 | [8 empty] | 150.5 |  |  | EIA-860, EIA-860M and EIA-923 | 202406 | -96.5288 | 29.1091
-12558168.1615 | 3939410.4118 | 48441 | 67285 | Sun Streams 3 | 66151 | Sun Streams PVS, LLC | IPP Non-CHP | 35911 W Narramore | Arlington | Maricopa | Arizona | 85322 | solar | Battery = 215 MW, Solar = 215 MW | Batteries; Solar Photovoltaic; | 430 | 430 | 215 | [8 empty] | 215 |  |  | EIA-860, EIA-860M and EIA-923 | 202406 | -112.8119 | 33.3317
-7753658.5686 | 5613417.5057 | 48442 | 67286 | Athens AT01 | 61227 | Nautilus Solar Solutions | IPP Non-CHP | 211 Harmony Road | Athens | Somerset | Maine | 4912 | solar | Solar = 5 MW | Solar Photovoltaic | 5 | 5 | [9 empty] | 5 |  |  | EIA-860, EIA-860M and EIA-923 | 202406 | -69.6523 | 44.9485
-7771343.8961 | 5513760.5954 | 48443 | 67290 | MEVS DOT 109 | 66132 | MEVS DOT, LLC | IPP Non-CHP | 310 Western Ave | Augusta | Kennebec | Maine | 4330 | solar | Solar = 2.2 MW | Solar Photovoltaic | 2.2 | 2.2 | [9 empty] | 2.2 |  |  | EIA-860, EIA-860M and EIA-923 | 202406 | -69.8112 | 44.3114
-8290251.5761 | 4942131.687 | 48444 | 67292 | Rutgers Busch Livingston Lot B & C | 66154 | Bowser Road Solar Project 2021, LLC | IPP Non-CHP | 683 Hoes Lane West | Piscataway | Middlesex | New Jersey | 8854 | solar | Solar = 1.5 MW | Solar Photovoltaic | 1.5 | 1.5 | [9 empty] | 1.5 |  |  | EIA-860, EIA-860M and EIA-923 | 202406 | -74.4726 | 40.5223
-8217884.4449 | 5022150.6276 | 48445 | 67293 | EDF - Liberty NY - Real Term CSG | 66155 | ESNY-RT-ELMSFORD, LLC | IPP Non-CHP | 5 Warehouse Lane | Elmsford | Westchester | New York | 10523 | solar | Solar = 2.1 MW | Solar Photovoltaic | 2.1 | 2.1 | [9 empty] | 2.1 |  |  | EIA-860, EIA-860M and EIA-923 | 202406 | -73.8225 | 41.0665
-8286298.621 | 4935838.0997 | 48446 | 67294 | Rutgers Cook Douglass Lot 97 & 98a | 66156 | Dudley Road Solar Project 2021, LLC | IPP Non-CHP | 71 Dudley Road | New Brunswick | Middlesex | New Jersey | 8901 | solar | Solar = 1.2 MW | Solar Photovoltaic | 1.2 | 1.2 | [9 empty] | 1.2 |  |  | EIA-860, EIA-860M and EIA-923 | 202406 | -74.4371 | 40.4793
-8478854.9573 | 5253387.6839 | 48447 | 67295 | Source Power NY II - Locust 1 | 66158 | Locust Solar LLC | IPP Non-CHP | 22 Locust Ave | Cortland | Westchester | New York | 13045 | solar | Solar = 5 MW | Solar Photovoltaic | 5 | 5 | [9 empty] | 5 |  |  | EIA-860, EIA-860M and EIA-923 | 202406 | -76.1668 | 42.6139
-7794214.0402 | 5120940.4274 | 48448 | 67296 | CVEC Round 4 Brewster Captn Golf Course | 66160 | Freemans Way Solar Project 2019, LLC | IPP Non-CHP | 1000 Freeman's Way | Brewster | Barnstable | Massachusetts | 2631 | solar | Battery = 0.4 MW, Solar = 0.8 MW | Batteries; Solar Photovoltaic; | 1.2 | 1.2 | 0.4 | [8 empty] | 0.8 |  |  | EIA-860, EIA-860M and EIA-923 | 202406 | -70.0166 | 41.7321
-8542556.868 | 4820061.0348 | 48449 | 67297 | FFP - MD Foxhall | 66161 | FFP MD Freeland Project1, LLC | IPP Non-CHP | 20450 Middletown Road | Freeland | Baltimore | Maryland | 21053 | solar | Solar = 2 MW | Solar Photovoltaic | 2 | 2 | [9 empty] | 2 |  |  | EIA-860, EIA-860M and EIA-923 | 202406 | -76.7391 | 39.6835
-9974086.1125 | 4177425.9979 | 48450 | 67298 | SR Canadaville, LLC | 66163 | SR Canadaville, LLC | IPP Non-CHP | 11220 Highway 196 | Collierville | Fayette | Tennessee | 38017 | solar | Solar = 16 MW | Solar Photovoltaic | 16 | 16 | [9 empty] | 16 |  |  | EIA-860, EIA-860M and EIA-923 | 202406 | -89.5987 | 35.0996
-11644910.5174 | 4894667.7618 | 48451 | 67300 | Rattlesnake Ridge Battery Storage | 19499 | United Power, Inc | Electric Utility | 23634 County Road 30 | Hudson | Weld | Colorado | 80642 | batteries | Battery = 11.8 MW | Batteries | 11.8 | 11.8 | 11.8 | [11 empty] | EIA-860, EIA-860M and EIA-923 | 202406 | -104.608 | 40.1974
-11689707.3729 | 4863926.9336 | 48452 | 67301 | Parkway Battery Storage | 19499 | United Power, Inc | Electric Utility | 1770 W 160TH AVE, | Broomfield | Broomfield | Colorado | 80023 | batteries | Battery = 7.8 MW | Batteries | 7.8 | 7.8 | 7.8 | [11 empty] | EIA-860, EIA-860M and EIA-923 | 202406 | -105.0104 | 39.9861
-11682108.4819 | 4897875.4245 | 48453 | 67303 | Mead Battery Storage | 19499 | United Power, Inc | Electric Utility | 5987 County Road 32, | Longmont | Weld | Colorado | 80504 | batteries | Battery = 7.8 MW | Batteries | 7.8 | 7.8 | 7.8 | [11 empty] | EIA-860, EIA-860M and EIA-923 | 202406 | -104.9422 | 40.2194
-11662795.5521 | 4862858.3996 | 48454 | 67305 | Bromley Battery Storage | 19499 | United Power, Inc | Electric Utility | 18875 E. Bromley Lane, | Brighton | Adams | Colorado | 80601 | batteries | Battery = 11.8 MW | Batteries | 11.8 | 11.8 | 11.8 | [11 empty] | EIA-860, EIA-860M and EIA-923 | 202406 | -104.7687 | 39.9788
-11638311.0527 | 4887212.5038 | 48455 | 67306 | Keenesburg Battery Storage | 19499 | United Power, Inc | Electric Utility | 10001 COUNTY ROAD 55 | Keenesburg | Weld | Colorado | 80643 | batteries | Battery = 11.8 MW | Batteries | 11.8 | 11.8 | 11.8 | [11 empty] | EIA-860, EIA-860M and EIA-923 | 202406 | -104.5487 | 40.1462
-10820322.41 | 3696313.5308 | 48456 | 67308 | AbbVie Waco | 64897 | Generate ER-NG, LLC | IPP Non-CHP | 8301 Mars Drive | Waco | McLennan | Texas | 76712 | natural gas | Natural Gas = 5.6 MW | Natural Gas Internal Combustion Engine | 5.6 | 5.6 | [6 empty] | 5.6 | [5 empty] | EIA-860, EIA-860M and EIA-923 | 202406 | -97.2006 | 31.4882
-10781650.5755 | 3871233.7384 | 48457 | 67309 | OTHERBenEKDallas | 64897 | Generate ER-NG, LLC | IPP Non-CHP | 1805 Record Crossing Road | Dallas | Dallas | Texas | 75235 | natural gas | Natural Gas = 1.6 MW | Natural Gas Internal Combustion Engine | 1.6 | 1.6 | [6 empty] | 1.6 | [5 empty] | EIA-860, EIA-860M and EIA-923 | 202406 | -96.8532 | 32.8185
-10812608.4146 | 3887199.9491 | 48458 | 67310 | HEB00055 | 64897 | Generate ER-NG, LLC | IPP Non-CHP | 1425 E Southlake Blvd | Southlake | Tarrant | Texas | 76092 | natural gas | Natural Gas = 1.2 MW | Natural Gas Internal Combustion Engine | 1.2 | 1.2 | [6 empty] | 1.2 | [5 empty] | EIA-860, EIA-860M and EIA-923 | 202406 | -97.1313 | 32.9389
-10620453.9416 | 3437853.6721 | 48459 | 67311 | HEB00760 | 64897 | Generate ER-NG, LLC | IPP Non-CHP | 17119 Highway 6 | Manvel | Brazoria | Texas | 77578 | natural gas | Natural Gas = 1.2 MW | Natural Gas Internal Combustion Engine | 1.2 | 1.2 | [6 empty] | 1.2 | [5 empty] | EIA-860, EIA-860M and EIA-923 | 202406 | -95.4052 | 29.4876
-10660013.7717 | 3478325.7615 | 48460 | 67312 | HEB00776 | 64897 | Generate ER-NG, LLC | IPP Non-CHP | 2102 Elrod Road | Katy | Harris | Texas | 77449 | natural gas | Natural Gas = 1.2 MW | Natural Gas Internal Combustion Engine | 1.2 | 1.2 | [6 empty] | 1.2 | [5 empty] | EIA-860, EIA-860M and EIA-923 | 202406 | -95.7605 | 29.8036
-10780884.2521 | 3915916.0834 | 48461 | 67313 | HEB00789 | 64897 | Generate ER-NG, LLC | IPP Non-CHP | 4800 Main St. #4804 | Frisco | Denton | Texas | 75034 | natural gas | Natural Gas = 1.2 MW | Natural Gas Internal Combustion Engine | 1.2 | 1.2 | [6 empty] | 1.2 | [5 empty] | EIA-860, EIA-860M and EIA-923 | 202406 | -96.8463 | 33.1552
-10775357.2394 | 3902655.3147 | 48462 | 67314 | HEB00790 | 64897 | Generate ER-NG, LLC | IPP Non-CHP | 6001 Preston | Plano | Collin | Texas | 75093 | natural gas | Natural Gas = 1.2 MW | Natural Gas Internal Combustion Engine | 1.2 | 1.2 | [6 empty] | 1.2 | [5 empty] | EIA-860, EIA-860M and EIA-923 | 202406 | -96.7967 | 33.0554
-10759371.8718 | 3910793.0363 | 48463 | 67315 | HEB00796 | 64897 | Generate ER-NG, LLC | IPP Non-CHP | 575 East Exchange Pkwy | Allen | Collin | Texas | 75002 | natural gas | Natural Gas = 1.2 MW | Natural Gas Internal Combustion Engine | 1.2 | 1.2 | [6 empty] | 1.2 | [5 empty] | EIA-860, EIA-860M and EIA-923 | 202406 | -96.6531 | 33.1166
-10644273.1957 | 3465766.7832 | 48464 | 67316 | OTHERNFBWA | 64449 | Texas Microgrid, LLC | IPP Non-CHP | 13380 Bellaire Blvd | Houston | Fort Bend | Texas | 77083 | natural gas | Natural Gas = 2.4 MW | Natural Gas Internal Combustion Engine | 2.4 | 2.4 | [6 empty] | 2.4 | [5 empty] | EIA-860, EIA-860M and EIA-923 | 202406 | -95.6191 | 29.7056
-10838197.3146 | 3652555.3497 | 48465 | 67317 | HEBTEMDistCenter | 64449 | Texas Microgrid, LLC | IPP Non-CHP | 4820 Wendland Road | Temple | Bell | Texas | 76504 | natural gas | Natural Gas = 4.8 MW | Natural Gas Internal Combustion Engine | 4.8 | 4.8 | [6 empty] | 4.8 | [5 empty] | EIA-860, EIA-860M and EIA-923 | 202406 | -97.3612 | 31.1524
-10737986.1731 | 3586336.9629 | 48466 | 67318 | OTHERTexasA&M | 64449 | Texas Microgrid, LLC | IPP Non-CHP | 3100 TX-47 | Bryan | Brazos | Texas | 77807 | natural gas | Natural Gas = 9.6 MW | Natural Gas Internal Combustion Engine | 9.6 | 9.6 | [6 empty] | 9.6 | [5 empty] | EIA-860, EIA-860M and EIA-923 | 202406 | -96.461 | 30.642
-10592125.0236 | 3446336.9205 | 48467 | 67319 | HEB00769 | 64449 | Texas Microgrid, LLC | IPP Non-CHP | 18611 Eastfield Drive | Webster | Harris | Texas | 77083 | natural gas | Natural Gas = 1.2 MW | Natural Gas Internal Combustion Engine | 1.2 | 1.2 | [6 empty] | 1.2 | [5 empty] | EIA-860, EIA-860M and EIA-923 | 202406 | -95.1507 | 29.5539
-8075651.7542 | 5143261.0624 | 48468 | 67326 | Norcap South | 66167 | LSE Coma Berenices LLC | IPP Non-CHP | 90 Wapping Road | East Windsor | Hartford | Connecticut | 6016 | solar | Solar = 2 MW | Solar Photovoltaic | 2 | 2 | [9 empty] | 2 |  |  | EIA-860, EIA-860M and EIA-923 | 202406 | -72.5448 | 41.8816
-8075526.4084 | 5143392.788 | 48469 | 67327 | Norcap North | 66168 | LSE Canes Venatici LLC | IPP Non-CHP | 80 Wapping Road | East Windsor | Hartford | Connecticut | 6016 | solar | Solar = 2 MW | Solar Photovoltaic | 2 | 2 | [9 empty] | 2 |  |  | EIA-860, EIA-860M and EIA-923 | 202406 | -72.5437 | 41.8825
-7761879.513 | 5535479.4221 | 48470 | 67330 | Sidney | 61227 | Nautilus Solar Solutions | IPP Non-CHP | 248 Lyons Road | Sidney | Kennebec | Maine | 4330 | solar | Solar = 1.5 MW | Solar Photovoltaic | 1.5 | 1.5 | [9 empty] | 1.5 |  |  | EIA-860, EIA-860M and EIA-923 | 202406 | -69.7262 | 44.4509
-10634393.3682 | 5723180.3016 | 48471 | 67331 | SolarClub 03 | 61227 | Nautilus Solar Solutions | IPP Non-CHP | 28903 180th Street | Starbuck | Pope | Minnesota | 56381 | solar | Solar = 1 MW | Solar Photovoltaic | 1 | 1 | [9 empty] | 1 |  |  | EIA-860, EIA-860M and EIA-923 | 202406 | -95.5304 | 45.6421
-10525814.452 | 5671909.0056 | 48472 | 67332 | SolarClub 30 (CSG) | 61227 | Nautilus Solar Solutions | IPP Non-CHP | 39542 602nd Ave | Eden Valley | Meeker | Minnesota | 55329 | solar | Solar = 1 MW | Solar Photovoltaic | 1 | 1 | [9 empty] | 1 |  |  | EIA-860, EIA-860M and EIA-923 | 202406 | -94.555 | 45.3192
-7853211.5892 | 5427004.7819 | 48473 | 67333 | Standish | 61227 | Nautilus Solar Solutions | IPP Non-CHP | 30 Moody Road | Standish | Cumberland | Maine | 4084 | solar | Solar = 5 MW | Solar Photovoltaic | 5 | 5 | [9 empty] | 5 |  |  | EIA-860, EIA-860M and EIA-923 | 202406 | -70.5466 | 43.7511
-8566713.8654 | 4750762.7045 | 48474 | 67334 | Ten Oaks | 61227 | Nautilus Solar Solutions | IPP Non-CHP | 6160 Ten Oaks Road | Clarksville | Howard | Maryland | 21029 | solar | Solar = 2 MW | Solar Photovoltaic | 2 | 2 | [9 empty] | 2 |  |  | EIA-860, EIA-860M and EIA-923 | 202406 | -76.9561 | 39.2028
-8401319.8188 | 5248742.7823 | 48475 | 67335 | Tiffany | 61227 | Nautilus Solar Solutions | IPP Non-CHP | 117 Tiffany Road | Norwich | Chenango | New York | 13815 | solar | Solar = 5 MW | Solar Photovoltaic | 5 | 5 | [9 empty] | 5 |  |  | EIA-860, EIA-860M and EIA-923 | 202406 | -75.4703 | 42.5832
-7763928.9048 | 5508875.5685 | 48476 | 67336 | Town House | 61227 | Nautilus Solar Solutions | IPP Non-CHP | 351 Hallowell Rd | Chelsea | Kennebec | Maine | 4330 | solar | Solar = 5 MW | Solar Photovoltaic | 5 | 5 | [9 empty] | 5 |  |  | EIA-860, EIA-860M and EIA-923 | 202406 | -69.7446 | 44.28
-7722667.2223 | 5501958.9733 | 48477 | 67339 | Washington WS01 | 61227 | Nautilus Solar Solutions | IPP Non-CHP | 574 Waldoboro Road | Washington | Knox | Maine | 4574 | solar | Solar = 4 MW | Solar Photovoltaic | 4 | 4 | [9 empty] | 4 |  |  | EIA-860, EIA-860M and EIA-923 | 202406 | -69.3739 | 44.2355
-7862382.0888 | 5361932.8621 | 48478 | 67340 | Wells (ME) | 61227 | Nautilus Solar Solutions | IPP Non-CHP | 207 Crediford Road | Wells | York | Maine | 4090 | solar | Solar = 4.8 MW | Solar Photovoltaic | 4.8 | 4.8 | [9 empty] | 4.8 |  |  | EIA-860, EIA-860M and EIA-923 | 202406 | -70.629 | 43.3274
-8495958.4179 | 5168947.0828 | 48479 | 67345 | Smith Creek | 66177 | LSE Pisces LLC | IPP Non-CHP | 155 Smith Creek Road | Nichols | Tioga | New York | 13812 | solar | Solar = 3.8 MW | Solar Photovoltaic | 3.8 | 3.8 | [9 empty] | 3.8 |  |  | EIA-860, EIA-860M and EIA-923 | 202406 | -76.3205 | 42.0532
-7768338.8264 | 5455844.8187 | 48480 | 67349 | ME-EDFR-Phase I-Woolwich | 66182 | Green Mile Solar, LLC | IPP Non-CHP | 84 Nequasset Road | Woolwich | Sagadahoc | Maine | 4579 | solar | Solar = 5 MW | Solar Photovoltaic | 5 | 5 | [9 empty] | 5 |  |  | EIA-860, EIA-860M and EIA-923 | 202406 | -69.7842 | 43.938
-7778909.28 | 5613496.1501 | 48481 | 67350 | ME-EDFR-Phase I-Embden | 66183 | Tower Solar Partners, LLC | IPP Non-CHP | 961 Kennebec River Road | Embden | Somerset | Maine | 4958 | solar | Solar = 5 MW | Solar Photovoltaic | 5 | 5 | [9 empty] | 5 |  |  | EIA-860, EIA-860M and EIA-923 | 202406 | -69.8791 | 44.949
-8124853.4106 | 5062132.4076 | 48482 | 67351 | Park Solar | 58135 | Ecos Energy LLC | IPP Non-CHP | 57 Park Lane | Woodbridge | New Haven | Connecticut | 6525 | solar | Solar = 1 MW | Solar Photovoltaic | 1 | 1 | [9 empty] | 1 |  |  | EIA-860, EIA-860M and EIA-923 | 202406 | -72.9868 | 41.3367
-13266252.0728 | 4342763.0175 | 48483 | 67355 | Exeter Bulk Plant Array | 66184 | Exeter Bulk Plant | IPP Non-CHP |  |  |  | California |  | solar | Solar = 1.1 MW | Solar Photovoltaic | 1.1 | 1.1 | [9 empty] | 1.1 |  |  | EIA-860, EIA-860M and EIA-923 | 202406 | -119.1728 | 36.3057
-13235698.2122 | 4164003.4511 | 48484 | 67365 | CTMW Solar, LLC | 66065 | CTMW Solar, LLC | IPP Non-CHP | Laval Road | Arvin | Kern | California | 93203 | solar | Solar = 1.3 MW | Solar Photovoltaic | 1.3 | 1.3 | [9 empty] | 1.3 |  |  | EIA-860, EIA-860M and EIA-923 | 202406 | -118.8983 | 35.0009
-7643040.3906 | 5513899.2103 | 48485 | 67366 | Caterpillar Hill | 64904 | AES Clean Energy | IPP Non-CHP | 137 Dans Lane | Sedgwick | Hancock | Maine | 4673 | solar | Solar = 4.9 MW | Solar Photovoltaic | 4.9 | 4.9 | [9 empty] | 4.9 |  |  | EIA-860, EIA-860M and EIA-923 | 202406 | -68.6586 | 44.3123
-7900104.9247 | 5125178.8053 | 48486 | 67367 | Freetown MA 1, LLC | 62836 | Navisun LLC | IPP Non-CHP | 53 Drive Braley Road | Freetown | Bristol | Massachusetts | 2717 | solar | Solar = 1 MW | Solar Photovoltaic | 1 | 1 | [9 empty] | 1 |  |  | EIA-860, EIA-860M and EIA-923 | 202406 | -70.9678 | 41.7606
-8286117.8381 | 4943011.4123 | 48487 | 67368 | Middlesex Vo Tech Solar 1 LLC | 62836 | Navisun LLC | IPP Non-CHP | 21 Suttons Lane | Piscataway | Middlesex | New Jersey | 8854 | solar | Solar = 1.5 MW | Solar Photovoltaic | 1.5 | 1.5 | [9 empty] | 1.5 |  |  | EIA-860, EIA-860M and EIA-923 | 202406 | -74.4355 | 40.5283
-8041116.5519 | 5253818.7937 | 48488 | 67369 | OSG Solar 1 LLC | 62836 | Navisun LLC | IPP Non-CHP | 41 Evergreen Drive | Orange | Franklin | Massachusetts | 1364 | solar | Solar = 2.5 MW | Solar Photovoltaic | 2.5 | 2.5 | [9 empty] | 2.5 |  |  | EIA-860, EIA-860M and EIA-923 | 202406 | -72.2346 | 42.6168
-8005643.7056 | 5181661.6327 | 48489 | 67370 | Seaboard Charlton, LLC | 62836 | Navisun LLC | IPP Non-CHP | 37 Turner Road | Charlton | Worcester | Massachusetts | 1507 | solar | Solar = 2 MW | Solar Photovoltaic | 2 | 2 | [9 empty] | 2 |  |  | EIA-860, EIA-860M and EIA-923 | 202406 | -71.9159 | 42.1379
-8003021.2411 | 5177504.9415 | 48490 | 67371 | Seaboard Oxford, LLC | 62836 | Navisun LLC | IPP Non-CHP | 191 Old Webster Road | Oxford | Worcester | Massachusetts | 1540 | solar | Solar = 1.7 MW | Solar Photovoltaic | 1.7 | 1.7 | [9 empty] | 1.7 |  |  | EIA-860, EIA-860M and EIA-923 | 202406 | -71.8924 | 42.1102
-8162521.4773 | 5181485.9928 | 48491 | 67372 | Seaboard Sheffield, LLC | 62836 | Navisun LLC | IPP Non-CHP | 3 Home Road | Sheffield | Berkshire | Massachusetts | 1230 | solar | Solar = 2 MW | Solar Photovoltaic | 2 | 2 | [9 empty] | 2 |  |  | EIA-860, EIA-860M and EIA-923 | 202406 | -73.3252 | 42.1367
-8850621.5363 | 4401144.199 | 48492 | 67373 | TPE Irish Road Solar, LLC | 62836 | Navisun LLC | IPP Non-CHP | 7344 Irish Road | Chatham | Pittsylvania | Virginia | 24531 | solar | Solar = 5 MW | Solar Photovoltaic | 5 | 5 | [9 empty] | 5 |  |  | EIA-860, EIA-860M and EIA-923 | 202406 | -79.5065 | 36.7272
-8850621.5363 | 4401144.199 | 48493 | 67374 | TPE Whitmell Solar, LLC | 62836 | Navisun LLC | IPP Non-CHP | 7344 Irish Road | Chatham | Pittsylvania | Virginia | 24531 | solar | Solar = 5 MW | Solar Photovoltaic | 5 | 5 | [9 empty] | 5 |  |  | EIA-860, EIA-860M and EIA-923 | 202406 | -79.5065 | 36.7272
-7837784.6002 | 5406048.7319 | 48494 | 67375 | BWC Beech Ridge Brook, LLC | 62836 | Navisun LLC | IPP Non-CHP | 12 Johnson Road | Scarborough | Cumberland | Maine | 4074 | solar | Solar = 5 MW | Solar Photovoltaic | 5 | 5 | [9 empty] | 5 |  |  | EIA-860, EIA-860M and EIA-923 | 202406 | -70.408 | 43.615
-7889359.5882 | 5246410.8357 | 48495 | 67376 | BWC Rams Horn Channel LLC | 62836 | Navisun LLC | IPP Non-CHP | Brimbal Avenue | Beverly | Essex | Massachusetts | 1915 | solar | Solar = 3.5 MW | Solar Photovoltaic | 3.5 | 3.5 | [9 empty] | 3.5 |  |  | EIA-860, EIA-860M and EIA-923 | 202406 | -70.8713 | 42.5678
-7972002.8442 | 5157438.9442 | 48496 | 67377 | Douglas Pike Solar, LLC | 62836 | Navisun LLC | IPP Non-CHP | 0 Walling Road | Burrillville | Providence | Rhode Island | 2814 | solar | Solar = 1.8 MW | Solar Photovoltaic | 1.8 | 1.8 | [9 empty] | 1.8 |  |  | EIA-860, EIA-860M and EIA-923 | 202406 | -71.6137 | 41.9764
-13466156.6088 | 4538576.8643 | 48497 | 67380 | ERock MID Claribel Generation Station | 65660 | Enchanted Rock | IPP Non-CHP | 1762 Claribel Rd | Modesto | Stanislaus | California | 95356 | natural gas | Natural Gas = 48 MW | Natural Gas Internal Combustion Engine | 48 | 48 | [6 empty] | 48 | [5 empty] | EIA-860, EIA-860M and EIA-923 | 202406 | -120.9685 | 37.7103
-10843445.472 | 3856500.0024 | 48498 | 67381 | OTHERTraditionClearfork | 64449 | Texas Microgrid, LLC | IPP Non-CHP | 5755 Clearfork Main Street | Fort Worth | Tarrant | Texas | 76109 | natural gas | Natural Gas = 1.2 MW | Natural Gas Internal Combustion Engine | 1.2 | 1.2 | [6 empty] | 1.2 | [5 empty] | EIA-860, EIA-860M and EIA-923 | 202406 | -97.4083 | 32.7072
-9806938.6726 | 5339921.2045 | 48499 | 67382 | Harley-Davison Powertrain Operations | 20847 | Wisconsin Electric Power Co | Electric Utility | W156 N9000 Pilgrim Rd | Menomonee Falls | Waukesha | Wisconsin | 53051 | solar | Solar = 2.2 MW | Solar Photovoltaic | 2.2 | 2.2 | [9 empty] | 2.2 |  |  | EIA-860, EIA-860M and EIA-923 | 202406 | -88.0972 | 43.1833
-9783709.6344 | 5301930.147 | 48500 | 67383 | City of Milwaukee Landfill | 20847 | Wisconsin Electric Power Co | Electric Utility | 1600 E Collage Ave | Milwaukee | Milwaukee | Wisconsin | 53207 | solar | Solar = 2.3 MW | Solar Photovoltaic | 2.3 | 2.3 | [9 empty] | 2.3 |  |  | EIA-860, EIA-860M and EIA-923 | 202406 | -87.8886 | 42.934
-9780519.3291 | 5303587.3014 | 48501 | 67384 | ATI | 20847 | Wisconsin Electric Power Co | Electric Utility | 5480 Packard Ave | Cudahy | Milwaukee | Wisconsin | 53110 | solar | Solar = 2.3 MW | Solar Photovoltaic | 2.3 | 2.3 | [9 empty] | 2.3 |  |  | EIA-860, EIA-860M and EIA-923 | 202406 | -87.8599 | 42.9449
-9784839.7499 | 5269061.6004 | 48502 | 67385 | CREE | 20847 | Wisconsin Electric Power Co | Electric Utility | 9201 Washington Ave | Racine | Racine | Wisconsin | 53406 | solar | Solar = 1.5 MW | Solar Photovoltaic | 1.5 | 1.5 | [9 empty] | 1.5 |  |  | EIA-860, EIA-860M and EIA-923 | 202406 | -87.8987 | 42.7174
-9890498.422 | 5299693.3474 | 48503 | 67386 | Jones Dairy | 20847 | Wisconsin Electric Power Co | Electric Utility | 744 Jones Ave | Fort Atkinson | Jefferson | Wisconsin | 53538 | solar | Solar = 2.3 MW | Solar Photovoltaic | 2.3 | 2.3 | [9 empty] | 2.3 |  |  | EIA-860, EIA-860M and EIA-923 | 202406 | -88.8479 | 42.9193
-9815560.3671 | 5378538.2273 | 48504 | 67387 | Regal Ware | 20847 | Wisconsin Electric Power Co | Electric Utility | 1100 Schmidt Rd | West Bend | Washington | Wisconsin | 53090 | solar | Solar = 1.9 MW | Solar Photovoltaic | 1.9 | 1.9 | [9 empty] | 1.9 |  |  | EIA-860, EIA-860M and EIA-923 | 202406 | -88.1747 | 43.4358
-7770156.1171 | 5503761.4466 | 48505 | 67388 | Farmingdale FA01 | 61227 | Nautilus Solar Solutions | IPP Non-CHP | 326 Bowman Rd | Farmingdale | Kennebec | Maine | 4344 | solar | Solar = 4.9 MW | Solar Photovoltaic | 4.9 | 4.9 | [9 empty] | 4.9 |  |  | EIA-860, EIA-860M and EIA-923 | 202406 | -69.8005 | 44.2471
-7898988.3902 | 5468691.0089 | 48506 | 67389 | Fryeburg | 61227 | Nautilus Solar Solutions | IPP Non-CHP | 182 Bridgton Rd | Fryeburg | Oxford | Maine | 4037 | solar | Solar = 4.9 MW | Solar Photovoltaic | 4.9 | 4.9 | [9 empty] | 4.9 |  |  | EIA-860, EIA-860M and EIA-923 | 202406 | -70.9578 | 44.021
-8547221.8226 | 4768663.5182 | 48507 | 67392 | Lion One | 61227 | Nautilus Solar Solutions | IPP Non-CHP | 2320 Ridge Rd | Baltimore | Baltimore | Maryland | 21224 | solar | Solar = 2 MW | Solar Photovoltaic | 2 | 2 | [9 empty] | 2 |  |  | EIA-860, EIA-860M and EIA-923 | 202406 | -76.781 | 39.3273
-9813990.2057 | 5378050.4335 | 48508 | 67394 | Washington County | 20847 | Wisconsin Electric Power Co | Electric Utility | 919 N River Rd | West Bend | Washington | Wisconsin | 53090 | solar | Solar = 2.3 MW | Solar Photovoltaic | 2.3 | 2.3 | [9 empty] | 2.3 |  |  | EIA-860, EIA-860M and EIA-923 | 202406 | -88.1606 | 43.4326
-9779986.7767 | 5258499.6467 | 48509 | 67395 | UW Parkside | 20847 | Wisconsin Electric Power Co | Electric Utility | 900 Wood Road | Kenosha | Kenosha | Wisconsin | 53144 | solar | Solar = 2.3 MW | Solar Photovoltaic | 2.3 | 2.3 | [9 empty] | 2.3 |  |  | EIA-860, EIA-860M and EIA-923 | 202406 | -87.8551 | 42.6477
-8453961.6928 | 4822993.6471 | 48510 | 67397 | Meeting House | 61227 | Nautilus Solar Solutions | IPP Non-CHP | 2745 Telegraph Rd | North East | Cecil | Maryland | 21901 | solar | Solar = 2 MW | Solar Photovoltaic | 2 | 2 | [9 empty] | 2 |  |  | EIA-860, EIA-860M and EIA-923 | 202406 | -75.9432 | 39.7038
-8472474.1241 | 4659770.9739 | 48511 | 67399 | Mustang One | 61227 | Nautilus Solar Solutions | IPP Non-CHP | 2237 Hudson Rd | Cambridge | Dorchester | Maryland | 21613 | solar | Solar = 1.5 MW | Solar Photovoltaic | 1.5 | 1.5 | [9 empty] | 1.5 |  |  | EIA-860, EIA-860M and EIA-923 | 202406 | -76.1095 | 38.5665
-7870930.3125 | 5481116.496 | 48512 | 67400 | North Bridgton | 61227 | Nautilus Solar Solutions | IPP Non-CHP | 10 Chadbourne Hill Rd | Oakland | Cumberland | Maine | 4009 | solar | Solar = 5 MW | Solar Photovoltaic | 5 | 5 | [9 empty] | 5 |  |  | EIA-860, EIA-860M and EIA-923 | 202406 | -70.7058 | 44.1012
-8289649.2263 | 4942501.3173 | 48513 | 67401 | Rutgers Busch Liv (Lot 55, 58, 58A, 58B) | 66154 | Bowser Road Solar Project 2021, LLC | IPP Non-CHP | 165 Bevier Road | Piscataway | Middlesex | New Jersey | 8854 | solar | Solar = 1.3 MW | Solar Photovoltaic | 1.3 | 1.3 | [9 empty] | 1.3 |  |  | EIA-860, EIA-860M and EIA-923 | 202406 | -74.4672 | 40.5248
-7850010.9312 | 5545912.3099 | 48514 | 67402 | Mainely Solar (Wyman Hill Solar LLC) | 66162 | Wyman Hill Solar, LLC | IPP Non-CHP | 1 Wyman Hill Road | Rumford | Oxford | Maine | 4276 | solar | Solar = 4 MW | Solar Photovoltaic | 4 | 4 | [9 empty] | 4 |  |  | EIA-860, EIA-860M and EIA-923 | 202406 | -70.5178 | 44.5177
-8692116.385 | 4822854.7442 | 48515 | 67404 | Bear One | 61227 | Nautilus Solar Solutions | IPP Non-CHP | 14150 Hollow Road | Hancock | Washington | Maryland | 21750 | solar | Solar = 2 MW | Solar Photovoltaic | 2 | 2 | [9 empty] | 2 |  |  | EIA-860, EIA-860M and EIA-923 | 202406 | -78.0826 | 39.7028
-11646130.579 | 4603394.4045 | 48516 | 67419 | CSWIND America Inc. | 64489 | CS Wind America, Inc. | Industrial Non-CHP | 350 Tower Road | Pueblo | Pueblo | Colorado | 81004 | solar | Solar = 12.3 MW | Solar Photovoltaic | 12.3 | 12.3 | [9 empty] | 12.3 |  |  | EIA-860, EIA-860M and EIA-923 | 202406 | -104.619 | 38.1695
-8542190.1816 | 4441616.0522 | 48517 | 67420 | Cavalier Solar | 64904 | AES Clean Energy | IPP Non-CHP | 10045 Mill Swamp Road | Smithfield | Isle of Wight | Virginia | 23430 | solar | Solar = 155.6 MW | Solar Photovoltaic | 155.6 | 155.6 | [9 empty] | 155.6 |  |  | EIA-860, EIA-860M and EIA-923 | 202406 | -76.7358 | 37.018
-8074428.1303 | 5157397.6162 | 48518 | 67422 | Powder Hill | 66197 | LSE Delphinus LLC | IPP Non-CHP | 80 Long Hollow Road | Enfield | Hartford | Connecticut | 6082 | solar | Solar = 2 MW | Solar Photovoltaic | 2 | 2 | [9 empty] | 2 |  |  | EIA-860, EIA-860M and EIA-923 | 202406 | -72.5338 | 41.9761
-8138240.0247 | 5146026.0371 | 48519 | 67423 | Platt Hill | 66198 | LSE Pictor LLC | IPP Non-CHP | Platt Hill Road | Winchester | Litchfield | Connecticut | 6098 | solar | Solar = 2 MW | Solar Photovoltaic | 2 | 2 | [9 empty] | 2 |  |  | EIA-860, EIA-860M and EIA-923 | 202406 | -73.1071 | 41.9001
-9821422.3402 | 5328270.1056 | 48520 | 67430 | Lannon Stone | 20847 | Wisconsin Electric Power Co | Electric Utility | N51W24011 Lisbon Rd | Pewaukee | Waukesha | Wisconsin | 53072 | solar | Solar = 2.3 MW | Solar Photovoltaic | 2.3 | 2.3 | [9 empty] | 2.3 |  |  | EIA-860, EIA-860M and EIA-923 | 202406 | -88.2273 | 43.107
-13294443.6225 | 4350640.0557 | 48521 | 67432 | Double J Dairy Array | 65949 | Bravo REC Management LLC | Industrial Non-CHP | 31287 Road 68 | Visalia | Tulare | California | 93291 | solar | Solar = 4 MW | Solar Photovoltaic | 4 | 4 | [9 empty] | 4 |  |  | EIA-860, EIA-860M and EIA-923 | 202406 | -119.426 | 36.3627
-10767758.1257 | 3918662.5865 | 48522 | 67433 | HEB00794 | 64897 | Generate ER-NG, LLC | IPP Non-CHP | 8700 Eldorado Plwy | McKinney | Collin | Texas | 75070 | natural gas | Natural Gas = 1.2 MW | Natural Gas Internal Combustion Engine | 1.2 | 1.2 | [6 empty] | 1.2 | [5 empty] | EIA-860, EIA-860M and EIA-923 | 202406 | -96.7284 | 33.1758
-10651268.0672 | 3532008.5346 | 48523 | 67434 | HEB00767 | 64897 | Generate ER-NG, LLC | IPP Non-CHP | 13663 FM 1488 | Magnolia | Montgomery | Texas | 77354 | natural gas | Natural Gas = 1.2 MW | Natural Gas Internal Combustion Engine | 1.2 | 1.2 | [6 empty] | 1.2 | [5 empty] | EIA-860, EIA-860M and EIA-923 | 202406 | -95.682 | 30.2212
-7758044.5565 | 5554424.2587 | 48524 | 67438 | Oakland | 61227 | Nautilus Solar Solutions | IPP Non-CHP | 414 Fairfield St | Oakland | Kennebec | Maine | 4963 | solar | Solar = 5 MW | Solar Photovoltaic | 5 | 5 | [9 empty] | 5 |  |  | EIA-860, EIA-860M and EIA-923 | 202406 | -69.6917 | 44.5722
-8409419.4249 | 4625127.5253 | 48525 | 67439 | Parker Place | 61227 | Nautilus Solar Solutions | IPP Non-CHP | 4637 Snow Hill Rd | Salisbury | Wicomico | Maryland | 21804 | solar | Solar = 2 MW | Solar Photovoltaic | 2 | 2 | [9 empty] | 2 |  |  | EIA-860, EIA-860M and EIA-923 | 202406 | -75.5431 | 38.3228
-8409663.3259 | 5322745.8593 | 48526 | 67440 | Peterboro (CSG) | 61227 | Nautilus Solar Solutions | IPP Non-CHP | 4290 Peterboro Road | Vernon | Oneida | New York | 13476 | solar | Solar = 4 MW | Solar Photovoltaic | 4 | 4 | [9 empty] | 4 |  |  | EIA-860, EIA-860M and EIA-923 | 202406 | -75.5453 | 43.0707
-11662891.8434 | 4826401.7155 | 48527 | 67441 | Pivot Solar 9 | 61227 | Nautilus Solar Solutions | IPP Non-CHP | 700 N Tower Rd | Aurora | Arapahoe | Colorado | 80011 | solar | Solar = 1.7 MW | Solar Photovoltaic | 1.7 | 1.7 | [9 empty] | 1.7 |  |  | EIA-860, EIA-860M and EIA-923 | 202406 | -104.7695 | 39.7274
-11663013.1817 | 4826614.4871 | 48528 | 67446 | Pivot Solar 10 | 61227 | Nautilus Solar Solutions | IPP Non-CHP | 800 N Tower Rd, | Aurora | Arapahoe | Colorado | 80011 | solar | Solar = 1.7 MW | Solar Photovoltaic | 1.7 | 1.7 | [9 empty] | 1.7 |  |  | EIA-860, EIA-860M and EIA-923 | 202406 | -104.7706 | 39.7288
-7873996.0513 | 5363526.0203 | 48529 | 67448 | Quarry | 61227 | Nautilus Solar Solutions | IPP Non-CHP | 486 High St, | North Berwick | York | Maine | 3906 | solar | Solar = 5 MW | Solar Photovoltaic | 5 | 5 | [9 empty] | 5 |  |  | EIA-860, EIA-860M and EIA-923 | 202406 | -70.7333 | 43.3378
-7849647.0278 | 5493307.5417 | 48530 | 67449 | Ryans Ranch | 61227 | Nautilus Solar Solutions | IPP Non-CHP | 291 Fore St, | Paris | Oxford | Maine | 4270 | solar | Solar = 5 MW | Solar Photovoltaic | 5 | 5 | [9 empty] | 5 |  |  | EIA-860, EIA-860M and EIA-923 | 202406 | -70.5146 | 44.1798
-7803730.0755 | 5475522.0914 | 48531 | 67450 | Sabattus SB01 | 61227 | Nautilus Solar Solutions | IPP Non-CHP | 125 Webster Corner Road | Sabattus | Androscoggin | Maine | 4280 | solar | Solar = 4.9 MW | Solar Photovoltaic | 4.9 | 4.9 | [9 empty] | 4.9 |  |  | EIA-860, EIA-860M and EIA-923 | 202406 | -70.1021 | 44.0651
-7871882.0942 | 5377984.0575 | 48532 | 67451 | Sanford CGA | 61227 | Nautilus Solar Solutions | IPP Non-CHP | 229 New Dam Road | Sanford | York | Maine | 4073 | solar | Solar = 5 MW | Solar Photovoltaic | 5 | 5 | [9 empty] | 5 |  |  | EIA-860, EIA-860M and EIA-923 | 202406 | -70.7143 | 43.4322
-7876284.7801 | 5378359.6323 | 48533 | 67452 | Sanford -NY | 61227 | Nautilus Solar Solutions | IPP Non-CHP | 81 Ruston St, | Sanford | Broome | New York | 4073 | solar | Solar = 4.9 MW | Solar Photovoltaic | 4.9 | 4.9 | [9 empty] | 4.9 |  |  | EIA-860, EIA-860M and EIA-923 | 202406 | -70.7539 | 43.4346
-7830598.1478 | 5449195.1852 | 48534 | 67453 | Shaker | 61227 | Nautilus Solar Solutions | IPP Non-CHP | 97 Shaker Rd, | Gray | York | Maine | 4073 | solar | Solar = 5 MW | Solar Photovoltaic | 5 | 5 | [9 empty] | 5 |  |  | EIA-860, EIA-860M and EIA-923 | 202406 | -70.3435 | 43.8949
-8247653.5031 | 5138388.9383 | 48535 | 67456 | 700 Binnewater | 65043 | Madison Energy Investments LLC | IPP Non-CHP | 700 Binnewater Road | Rosendale | Ulster | New York | 12472 | solar | Solar = 1.1 MW | Solar Photovoltaic | 1.1 | 1.1 | [9 empty] | 1.1 |  |  | EIA-860, EIA-860M and EIA-923 | 202406 | -74.0899 | 41.849
-7855927.7848 | 5126588.5819 | 48536 | 67457 | 665 Scenic Highway | 65043 | Madison Energy Investments LLC | IPP Non-CHP | 665 Scenic Highway | Bourne | Barnstable | Massachusetts | 2532 | solar | Battery = 1.5 MW, Solar = 4.3 MW | Batteries; Solar Photovoltaic; | 5.8 | 5.8 | 1.5 | [8 empty] | 4.3 |  |  | EIA-860, EIA-860M and EIA-923 | 202406 | -70.571 | 41.77
-8606261.1164 | 4743581.694 | 48537 | 67458 | Boyd Soccerplex | 65043 | Madison Energy Investments LLC | IPP Non-CHP | 18031 Central Park Circle | Boyds | Montgomery | Maryland | 20841 | solar | Solar = 1 MW | Solar Photovoltaic | 1 | 1 | [9 empty] | 1 |  |  | EIA-860, EIA-860M and EIA-923 | 202406 | -77.3114 | 39.1528
-9257600.2513 | 5004517.5891 | 48538 | 67459 | Sycamore | 65043 | Madison Energy Investments LLC | IPP Non-CHP | East 7th Street | Sycamore | Wyandot | Ohio | 44882 | solar | Solar = 1.3 MW | Solar Photovoltaic | 1.3 | 1.3 | [9 empty] | 1.3 |  |  | EIA-860, EIA-860M and EIA-923 | 202406 | -83.1624 | 40.9469
-8261909.9677 | 4884851.5474 | 48539 | 67460 | Howell (Lowes) | 65043 | Madison Energy Investments LLC | IPP Non-CHP | 4975 U.S. 9 | Howell | Monmouth | New Jersey | 7731 | solar | Solar = 1 MW | Solar Photovoltaic | 1 | 1 | [9 empty] | 1 |  |  | EIA-860, EIA-860M and EIA-923 | 202406 | -74.218 | 40.13
-8308107.5564 | 4894756.9548 | 48540 | 67461 | Hamilton | 65043 | Madison Energy Investments LLC | IPP Non-CHP | 1000 Marketplace Blvd | Hamilton | Mercer | New Jersey | 8691 | solar | Solar = 1 MW | Solar Photovoltaic | 1 | 1 | [9 empty] | 1 |  |  | EIA-860, EIA-860M and EIA-923 | 202406 | -74.633 | 40.198
-7809173.5986 | 5567370.8382 | 48541 | 67462 | Farmington | 65043 | Madison Energy Investments LLC | IPP Non-CHP | 180 Wilton Road | Farmington | Franklin | Maine | 4938 | solar | Solar = 4.9 MW | Solar Photovoltaic | 4.9 | 4.9 | [9 empty] | 4.9 |  |  | EIA-860, EIA-860M and EIA-923 | 202406 | -70.151 | 44.655
-9186821.6492 | 4438710.9353 | 48542 | 67463 | Mineral Gap | 65043 | Madison Energy Investments LLC | IPP Non-CHP | 5948 Windswept Boulevard | Wise | Wise | Virginia | 24293 | solar | Solar = 3 MW | Solar Photovoltaic | 3 | 3 | [9 empty] | 3 |  |  | EIA-860, EIA-860M and EIA-923 | 202406 | -82.5266 | 36.9972
-7930066.5656 | 5178221.4827 | 48543 | 67464 | 1 Commercial | 65043 | Madison Energy Investments LLC | IPP Non-CHP | 1 Commercial Street | Sharon | Norfolk | Massachusetts | 2067 | batteries | Battery = 1 MW, Solar = 0.5 MW | Batteries; Solar Photovoltaic; | 1.5 | 1.5 | 1 | [8 empty] | 0.5 |  |  | EIA-860, EIA-860M and EIA-923 | 202406 | -71.237 | 42.115
-11488563.8511 | 4963175.183 | 48544 | 67465 | CBEP Solar 1, LLC | 62719 | Green Street Power Partners | IPP Non-CHP | 15761 Co Rd 41 | Sterling | Logan | Colorado | 80751 | solar | Solar = 5 MW | Solar Photovoltaic | 5 | 5 | [9 empty] | 5 |  |  | EIA-860, EIA-860M and EIA-923 | 202406 | -103.2035 | 40.6658
-11670317.1874 | 4912435.2386 | 48545 | 67466 | CBEP Solar 4, LLC | 62719 | Green Street Power Partners | IPP Non-CHP | 11650 Co Rd 46 | Milliken | Weld | Colorado | 80543 | solar | Solar = 4 MW | Solar Photovoltaic | 4 | 4 | [9 empty] | 4 |  |  | EIA-860, EIA-860M and EIA-923 | 202406 | -104.8362 | 40.3192
-11675374.5432 | 4915544.6964 | 48546 | 67467 | CBEP Solar 5, LLC | 62719 | Green Street Power Partners | IPP Non-CHP | 9210 Weld County Rd 48 1/2 | Johnstown | Weld | Colorado | 80534 | solar | Solar = 5 MW | Solar Photovoltaic | 5 | 5 | [9 empty] | 5 |  |  | EIA-860, EIA-860M and EIA-923 | 202406 | -104.8817 | 40.3405
-8377691.589 | 5342553.0894 | 48547 | 67468 | GSPP 7024 Fox Rd, LLC | 62719 | Green Street Power Partners | IPP Non-CHP | 7024 Fox Road | Marcy | Oneida | New York | 13403 | solar | Solar = 5 MW | Solar Photovoltaic | 5 | 5 | [9 empty] | 5 |  |  | EIA-860, EIA-860M and EIA-923 | 202406 | -75.2581 | 43.2006
-7939052.6089 | 5300827.7195 | 48548 | 67469 | GSPP NESV, LLC | 62719 | Green Street Power Partners | IPP Non-CHP | 1395 Commerce Way | Attleboro | Bristol | Massachusetts | 2703 | solar | Solar = 1.1 MW | Solar Photovoltaic | 1.1 | 1.1 | [9 empty] | 1.1 |  |  | EIA-860, EIA-860M and EIA-923 | 202406 | -71.3177 | 42.9267
-8509857.1016 | 5287897.4526 | 48549 | 67470 | GSPP 4643 Twelve Corners Road, LLC | 62719 | Green Street Power Partners | IPP Non-CHP | 4643 Twelve Corners Road | Auburn | Cayuga | New York | 13021 | solar | Solar = 4.7 MW | Solar Photovoltaic | 4.7 | 4.7 | [9 empty] | 4.7 |  |  | EIA-860, EIA-860M and EIA-923 | 202406 | -76.4453 | 42.8416
-8403069.8725 | 5518982.2778 | 48550 | 67471 | GSPP 126 Little Bow Rd N, LLC | 62719 | Green Street Power Partners | IPP Non-CHP | 126 Little Bow Road | Gouverneur | St. Lawrence | New York | 13642 | solar | Solar = 4.8 MW | Solar Photovoltaic | 4.8 | 4.8 | [9 empty] | 4.8 |  |  | EIA-860, EIA-860M and EIA-923 | 202406 | -75.4861 | 44.345
-8403069.8725 | 5518982.2778 | 48551 | 67472 | GSPP 126 Little Bow Rd S, LLC | 62719 | Green Street Power Partners | IPP Non-CHP | 126 Little Bow Road | Gouverneur | St. Lawrence | New York | 13642 | solar | Solar = 5 MW | Solar Photovoltaic | 5 | 5 | [9 empty] | 5 |  |  | EIA-860, EIA-860M and EIA-923 | 202406 | -75.4861 | 44.345
-9415837.7905 | 4728034.9219 | 48552 | 67473 | RA Jones Roof Mounted Solar System | 66212 | RA Jones | IPP Non-CHP | 2701 Crescent Springs Pk | Covington | Kenton | Kentucky | 41017 | solar | Solar = 1.3 MW | Solar Photovoltaic | 1.3 | 1.3 | [9 empty] | 1.3 |  |  | EIA-860, EIA-860M and EIA-923 | 202406 | -84.5839 | 39.0444
-8226295.3004 | 5322742.3544 | 48553 | 67475 | Saratoga Solar III, LLC | 62719 | Green Street Power Partners | IPP Non-CHP | 630 Murray Road | Middle Grove | Saratoga | New York | 12850 | solar | Solar = 3.5 MW | Solar Photovoltaic | 3.5 | 3.5 | [9 empty] | 3.5 |  |  | EIA-860, EIA-860M and EIA-923 | 202406 | -73.8981 | 43.0707
-8228752.4555 | 5322351.3409 | 48554 | 67476 | Saratoga Solar IV, LLC | 62719 | Green Street Power Partners | IPP Non-CHP | 781 NY-29 | Rock City Falls | Saratoga | New York | 12863 | solar | Solar = 3.5 MW | Solar Photovoltaic | 3.5 | 3.5 | [9 empty] | 3.5 |  |  | EIA-860, EIA-860M and EIA-923 | 202406 | -73.9201 | 43.0682
-8074132.6884 | 5222680.7849 | 48555 | 67477 | Pulpit Hill | 66216 | LSE Fornax LLC | IPP Non-CHP | 451 Montague Road | Amherst | Hampshire | Massachusetts | 1002 | solar | Solar = 5 MW | Solar Photovoltaic | 5 | 5 | [9 empty] | 5 |  |  | EIA-860, EIA-860M and EIA-923 | 202406 | -72.5312 | 42.4106
-8163521.7942 | 5165804.3687 | 48556 | 67478 | Sand Road | 66215 | LSE Phoenix LLC | IPP Non-CHP | 100 Sand Road | North Canaan | Litchfield | Connecticut | 6018 | solar | Solar = 2 MW | Solar Photovoltaic | 2 | 2 | [9 empty] | 2 |  |  | EIA-860, EIA-860M and EIA-923 | 202406 | -73.3342 | 42.0322
-8841834.421 | 5219731.9972 | 48557 | 67479 | Portland SP | 62923 | Solar Planet Power | IPP Non-CHP | 5771 E MAIN ST | BROCTON | Chautauqua | New York | 14716 | solar | Solar = 2.5 MW | Solar Photovoltaic | 2.5 | 2.5 | [9 empty] | 2.5 |  |  | EIA-860, EIA-860M and EIA-923 | 202406 | -79.4275 | 42.391
-8291192.1145 | 5062326.9263 | 48558 | 67481 | NY Lower Road II CSG | 66222 | Lower Road II, LLC | IPP Non-CHP | 366 County Road 12 | New Hampton | Orange | New York | 10958 | solar | Solar = 2 MW | Solar Photovoltaic | 2 | 2 | [9 empty] | 2 |  |  | EIA-860, EIA-860M and EIA-923 | 202406 | -74.481 | 41.338
-8291578.1705 | 5061589.9406 | 48559 | 67482 | NY Lower Road III CSG | 66223 | Lower Road III, LLC | IPP Non-CHP | 366 County Road 12 | New Hampton | Orange | New York | 10958 | solar | Solar = 2 MW | Solar Photovoltaic | 2 | 2 | [9 empty] | 2 |  |  | EIA-860, EIA-860M and EIA-923 | 202406 | -74.4845 | 41.333
-13591076.3357 | 4521615.68 | 48560 | 67485 | Union Sanitary District Cogen | 66214 | Union Sanitary District | Commercial CHP | 5072 Benson Road | Union City | Alameda | California | 94587 | other | Other = 1.8 MW | Other Gases | 1.8 | 1.8 | [11 empty] | 1.8 | EIA-860, EIA-860M and EIA-923 | 202406 | -122.0907 | 37.5896
-8543308.9425 | 4679982.4676 | 48561 | 67486 | Hall Property | 60531 | Standard Solar | IPP Non-CHP | 13111 Croom Road | Upper Marlboro | Prince Georges | Maryland | 20772 | solar | Solar = 2 MW | Solar Photovoltaic | 2 | 2 | [9 empty] | 2 |  |  | EIA-860, EIA-860M and EIA-923 | 202406 | -76.7459 | 38.7084
-10083170.9759 | 4275095.7622 | 48562 | 67487 | Jonesboro CWL Solar Park | 9879 | City Water and Light Plant | Electric Utility | 2801 Great Dane Dr | Jonesboro | Craighead | Arkansas | 72401 | solar | Solar = 10 MW | Solar Photovoltaic | 10 | 10 | [9 empty] | 10 |  |  | EIA-860, EIA-860M and EIA-923 | 202406 | -90.5787 | 35.8143
-9663670.154 | 4996912.7437 | 48563 | 67489 | Cavalry Solar Hybrid | 66219 | Cavalry Energy Center LLC | Electric Utility | 2815 E 900 N | Monon | White | Indiana | 47959 | solar | Battery = 45 MW, Solar = 200 MW | Batteries; Solar Photovoltaic; | 245 | 245 | 45 | [8 empty] | 200 |  |  | EIA-860, EIA-860M and EIA-923 | 202406 | -86.8102 | 40.8953
-8566034.8165 | 4714512.0301 | 48564 | 67490 | Spectrum Solar Hybrid | 66220 | Spectrum Solar LLC | IPP Non-CHP | 4700 Full Gospel Blvd | Oxon Hill | Prince Georges | Maryland | 20745 | solar | Solar = 5.6 MW | Solar Photovoltaic | 5.6 | 5.6 | [9 empty] | 5.6 |  |  | EIA-860, EIA-860M and EIA-923 | 202406 | -76.95 | 38.95
-9092842.3955 | 3352166.1701 | 48565 | 67491 | Mount Dora Solar Farm F | 62719 | Green Street Power Partners | IPP Non-CHP | 4300 County Road 19A | Mount Dora | Lake | Florida | 32757 | solar | Solar = 2.1 MW | Solar Photovoltaic | 2.1 | 2.1 | [9 empty] | 2.1 |  |  | EIA-860, EIA-860M and EIA-923 | 202406 | -81.6824 | 28.8154
-9086246.1591 | 3349447.0434 | 48566 | 67492 | Mount Dora Solar Farm W | 62719 | Green Street Power Partners | IPP Non-CHP | 1850 FL-46 | Mount Dora | Lake | Florida | 32757 | solar | Solar = 1.9 MW | Solar Photovoltaic | 1.9 | 1.9 | [9 empty] | 1.9 |  |  | EIA-860, EIA-860M and EIA-923 | 202406 | -81.6231 | 28.794
-10579890.121 | 3426044.2217 | 48567 | 67494 | Mainland | 65076 | HEN Infrastructure, L.L.C. | IPP Non-CHP | 5017 FM 1764 | La Marque | Galveston | Texas | 77568 | batteries | Battery = 9.9 MW | Batteries | 9.9 | 9.9 | 9.9 | [11 empty] | EIA-860, EIA-860M and EIA-923 | 202406 | -95.0408 | 29.3952
-8015511.288 | 5187560.214 | 48568 | 67505 | Sturbridge Barn | 66230 | LSE Ara LLC | IPP Non-CHP | 128 N. Sturbridge Road | Charlton | Worcester | Massachusetts | 1507 | solar | Solar = 1 MW | Solar Photovoltaic | 1 | 1 | [9 empty] | 1 |  |  | EIA-860, EIA-860M and EIA-923 | 202406 | -72.0046 | 42.1772
-8161600.9764 | 5164244.7887 | 48569 | 67506 | Bunce | 66231 | LSE Indus LLC | IPP Non-CHP | 81 East Main Street | North Canaan | Litchfield | Connecticut | 6018 | solar | Solar = 2 MW | Solar Photovoltaic | 2 | 2 | [9 empty] | 2 |  |  | EIA-860, EIA-860M and EIA-923 | 202406 | -73.3169 | 42.0218
-10448462.5453 | 4018985.1999 | 48570 | 67507 | ACC | 66109 | Entegrity Solar ACC, LLC | IPP Non-CHP | 220 Sunnyside Drive | Searcy | White | Arkansas | 72143 | solar | Solar = 2 MW | Solar Photovoltaic | 2 | 2 | [9 empty] | 2 |  |  | EIA-860, EIA-860M and EIA-923 | 202406 | -93.8601 | 33.9269
-8584816.4184 | 4749439.5936 | 48571 | 67508 | Oaks Landfill CS 1 | 60025 | Greenbacker Renewable Energy Corporation | IPP Non-CHP | 6001 Olney Laytonsville Road | Gaithersburg | Montgomery | Maryland | 20882 | solar | Solar = 2 MW | Solar Photovoltaic | 2 | 2 | [9 empty] | 2 |  |  | EIA-860, EIA-860M and EIA-923 | 202406 | -77.1187 | 39.1936
-13025081.9582 | 3870982.9916 | 48572 | 67509 | Grossmont College | 62856 | Forefront Power, LLC | IPP Non-CHP | 8800 Grossmont College Drive | El Cajon | San Diego | California | 92020 | solar | Solar = 2.6 MW | Solar Photovoltaic | 2.6 | 2.6 | [9 empty] | 2.6 |  |  | EIA-860, EIA-860M and EIA-923 | 202406 | -117.0063 | 32.8166
-13304705.3872 | 4337914.9876 | 48573 | 67512 | Lone Oak | 65949 | Bravo REC Management LLC | Industrial Non-CHP | 3270 Idaho Ave | Hanford | Kings | California | 93230 | solar | Solar = 2.9 MW | Solar Photovoltaic | 2.9 | 2.9 | [9 empty] | 2.9 |  |  | EIA-860, EIA-860M and EIA-923 | 202406 | -119.5182 | 36.2706
-10199976.6251 | 4034348.6875 | 48574 | 67513 | ADC Varner | 66235 | Entegrity Solar ADC, LLC | IPP Non-CHP | 24229 US Highway 65 | Gould | Lincoln | Arkansas | 71643 | solar | Solar = 4.9 MW | Solar Photovoltaic | 4.9 | 4.9 | [9 empty] | 4.9 |  |  | EIA-860, EIA-860M and EIA-923 | 202406 | -91.6279 | 34.0413
-10413142.318 | 4351292.9687 | 48575 | 67514 | City of Green Forest (Carroll) | 66236 | Entegrity Solar Green Forest, LLC | IPP Non-CHP | 1305 E College Ave | Berryville | Carroll | Arkansas | 72616 | solar | Solar = 1.2 MW | Solar Photovoltaic | 1.2 | 1.2 | [9 empty] | 1.2 |  |  | EIA-860, EIA-860M and EIA-923 | 202406 | -93.5428 | 36.3674
-10234836.5463 | 3912730.349 | 48576 | 67515 | Crossett SD | 66237 | Entegrity Solar Crossett SD, LLC | IPP Non-CHP | Wellfield Road | Crossett | Ashley | Arkansas | 71635 | solar | Solar = 1 MW | Solar Photovoltaic | 1 | 1 | [9 empty] | 1 |  |  | EIA-860, EIA-860M and EIA-923 | 202406 | -91.9411 | 33.1312
-13516635.2111 | 4657843.4212 | 48577 | 67516 | CSU Sacramento I | 66238 | BluePath Solar Sacramento I LLC | IPP Non-CHP | 7000 College Town Drive and 60 | Sacramento | Sacramento | California | 95819 | solar | Solar = 1.3 MW | Solar Photovoltaic | 1.3 | 1.3 | [9 empty] | 1.3 |  |  | EIA-860, EIA-860M and EIA-923 | 202406 | -121.422 | 38.553
-10310583.0032 | 3923601.7501 | 48578 | 67517 | El Dorado AR | 66239 | Entegrity Solar El Dorado SD, LLC | IPP Non-CHP | 3601 E Main St | El Dorado | Union | Arkansas | 71730 | solar | Solar = 1.8 MW | Solar Photovoltaic | 1.8 | 1.8 | [9 empty] | 1.8 |  |  | EIA-860, EIA-860M and EIA-923 | 202406 | -92.6215 | 33.2129
-10466316.6332 | 4301300.3041 | 48579 | 67518 | Fayetteville Public Schools (Ozarks) | 66240 | Nabholz Solar FPS Ozarks, LLC | IPP Non-CHP | 374 Stokenbury Road | Elkins | Washington | Arkansas | 72727 | solar | Solar = 1 MW | Solar Photovoltaic | 1 | 1 | [9 empty] | 1 |  |  | EIA-860, EIA-860M and EIA-923 | 202406 | -94.0205 | 36.0049
-10449655.8902 | 4183931.9345 | 48580 | 67519 | Fayetteville Public Schools (SWEPCO) | 66241 | Nabholz Solar FPS, LLC | IPP Non-CHP | 3476 E. State Highway 10 | Booneville | Logan | Arkansas | 72927 | solar | Solar = 4 MW | Solar Photovoltaic | 4 | 4 | [9 empty] | 4 |  |  | EIA-860, EIA-860M and EIA-923 | 202406 | -93.8709 | 35.1474
-10449655.8902 | 4183931.9345 | 48581 | 67520 | LRWRA | 66242 | Entegrity Solar LRWRA, LLC | IPP Non-CHP | 6700 Fourche Dam Pike | Little Rock | Logan | Arkansas | 72206 | solar | Solar = 4 MW | Solar Photovoltaic | 4 | 4 | [9 empty] | 4 |  |  | EIA-860, EIA-860M and EIA-923 | 202406 | -93.8709 | 35.1474
-10030433.3671 | 4248194.5822 | 48582 | 67521 | Rivercrest SD | 66243 | Entegrity Solar Rivercrest SD, LLC | IPP Non-CHP | 1700 State Highway 14 | Wilson | Mississippi | Arkansas | 72395 | solar | Solar = 1 MW | Solar Photovoltaic | 1 | 1 | [9 empty] | 1 |  |  | EIA-860, EIA-860M and EIA-923 | 202406 | -90.1049 | 35.6181
-10209766.0611 | 4200074.4514 | 48583 | 67522 | Searcy Water I | 66244 | Entegrity Solar SWU, LLC | IPP Non-CHP | 260 N. Hill Street | Searcy | White | Arkansas | 72143 | solar | Solar = 1 MW | Solar Photovoltaic | 1 | 1 | [9 empty] | 1 |  |  | EIA-860, EIA-860M and EIA-923 | 202406 | -91.7159 | 35.2659
-10210464.4796 | 4192170.6193 | 48584 | 67523 | Searcy Water II | 66245 | Entegrity Solar SWU 2, LLC | IPP Non-CHP | 208 Bailey Street | Searcy | White | Arkansas | 72143 | solar | Solar = 2.8 MW | Solar Photovoltaic | 2.8 | 2.8 | [9 empty] | 2.8 |  |  | EIA-860, EIA-860M and EIA-923 | 202406 | -91.7222 | 35.2079
-10263300.4948 | 4126493.2947 | 48585 | 67524 | Southside SD | 66246 | Entegrity Solar Southside SD, LLC | IPP Non-CHP | 6700 Fourche Dam | Little Rock | Pulaski | Arkansas | 72206 | solar | Solar = 1 MW | Solar Photovoltaic | 1 | 1 | [9 empty] | 1 |  |  | EIA-860, EIA-860M and EIA-923 | 202406 | -92.1968 | 34.7244
-10448321.0582 | 4018948.0376 | 48586 | 67526 | UADA | 66248 | Entegrity Solar UA AG, LLC | IPP Non-CHP | 220 and 155 Sunnyside Drive | Nashville | Howard | Arkansas | 71852 | solar | Solar = 2.8 MW | Solar Photovoltaic | 2.8 | 2.8 | [9 empty] | 2.8 |  |  | EIA-860, EIA-860M and EIA-923 | 202406 | -93.8589 | 33.9266
-10158687.0015 | 4247058.8749 | 48587 | 67527 | White River Medical Center | 66249 | Entegrity Solar WRMC, LLC | IPP Non-CHP | McLain Street | Newport | Jackson | Arkansas | 72112 | solar | Solar = 2.9 MW | Solar Photovoltaic | 2.9 | 2.9 | [9 empty] | 2.9 |  |  | EIA-860, EIA-860M and EIA-923 | 202406 | -91.257 | 35.6098
-8790311.7531 | 4593583.6084 | 48588 | 67529 | Augusta CSG, LLC | 65677 | Dimension Energy LLC | IPP Non-CHP | 282 Fishersville Road | Fishersville | Augusta | Virginia | 22939 | solar | Solar = 2.9 MW | Solar Photovoltaic | 2.9 | 2.9 | [9 empty] | 2.9 |  |  | EIA-860, EIA-860M and EIA-923 | 202406 | -78.9647 | 38.1002
-8785716.1506 | 4593868.7954 | 48589 | 67530 | Waynesboro Bridge Solar, LLC Community Solar | 65677 | Dimension Energy LLC | IPP Non-CHP | 532 Old White Bridge Road | Waynesboro | Augusta | Virginia | 22980 | solar | Solar = 5 MW | Solar Photovoltaic | 5 | 5 | [9 empty] | 5 |  |  | EIA-860, EIA-860M and EIA-923 | 202406 | -78.9234 | 38.1022
-8545218.0718 | 4395380.5592 | 48590 | 67531 | Suffolk CSG, LLC | 65677 | Dimension Energy LLC | IPP Non-CHP | 6245 Holland Road | Suffolk | Suffolk | Virginia | 23437 | solar | Solar = 3.8 MW | Solar Photovoltaic | 3.8 | 3.8 | [9 empty] | 3.8 |  |  | EIA-860, EIA-860M and EIA-923 | 202406 | -76.763 | 36.6857
-8838424.8163 | 4562217.599 | 48591 | 67532 | Fairfield Lee Solar, LLC Community Solar | 65677 | Dimension Energy LLC | IPP Non-CHP | 5239 North Lee Highway | Fairfield | Rockbridge | Virginia | 24435 | solar | Solar = 5 MW | Solar Photovoltaic | 5 | 5 | [9 empty] | 5 |  |  | EIA-860, EIA-860M and EIA-923 | 202406 | -79.3969 | 37.8781
-8403998.1657 | 5322742.964 | 48592 | 67550 | State Route 5 | 66264 | AETS OpCo Holdings LLC | IPP Non-CHP | 5918 State Route 5 | Vernon | Oneida | New York | 13476 | solar | Solar = 4.4 MW | Solar Photovoltaic | 4.4 | 4.4 | [9 empty] | 4.4 |  |  | EIA-860, EIA-860M and EIA-923 | 202406 | -75.4944 | 43.0707
-9977888.7863 | 5216204.187 | 48593 | 67554 | Cedarville (IL) | 61194 | Generate Capital | IPP Non-CHP | 4555 IL 26 North | Freeport | Stephenson | Illinois | 61032 | solar | Solar = 2 MW | Solar Photovoltaic | 2 | 2 | [9 empty] | 2 |  |  | EIA-860, EIA-860M and EIA-923 | 202406 | -89.6329 | 42.3676
-9787766.228 | 5042922.2288 | 48594 | 67569 | Bourbonnais | 66268 | Solar DG IL 5, LLC | IPP Non-CHP | 2519 W 6000 N Rd | Bourbonnais | Kankakee | Illinois | 60914 | solar | Solar = 1.7 MW | Solar Photovoltaic | 1.7 | 1.7 | [9 empty] | 1.7 |  |  | EIA-860, EIA-860M and EIA-923 | 202406 | -87.925 | 41.207
-8427565.8378 | 4814992.6591 | 48595 | 67572 | AstraZeneca Newark Solar | 66274 | AstraZeneca Pharmaceuticals | Industrial Non-CHP | 587 Old Baltimore Pike | Newark | New Castle | Delaware | 19702 | solar | Solar = 3.2 MW | Solar Photovoltaic | 3.2 | 3.2 | [9 empty] | 3.2 |  |  | EIA-860, EIA-860M and EIA-923 | 202406 | -75.7061 | 39.6485
-8231403.1952 | 5287084.3428 | 48596 | 67574 | Sunnyside 2 Solar | 66276 | Solar DG NY Sunnyside 2, LLC | IPP Non-CHP | 81 Freemans Bridge Rd | Scotia | Schenectady | New York | 8096 | solar | Solar = 5 MW | Solar Photovoltaic | 5 | 5 | [9 empty] | 5 |  |  | EIA-860, EIA-860M and EIA-923 | 202406 | -73.944 | 42.8363
-8163288.2459 | 5198952.0776 | 48597 | 67577 | Monument Valley | 66256 | LSE Lepus LLC | IPP Non-CHP | 671 Stockbridge Road | Great Barrington | Berkshire | Massachusetts | 1230 | solar | Battery = 1 MW, Solar = 2 MW | Batteries; Solar Photovoltaic; | 3 | 3 | 1 | [8 empty] | 2 |  |  | EIA-860, EIA-860M and EIA-923 | 202406 | -73.3321 | 42.253
-7845791.0319 | 5118793.0836 | 48598 | 67578 | Sandwich | 66257 | LSE Ophiuchus LLC | IPP Non-CHP | 9 Victory Drive | Sandwich | Barnstable | Massachusetts | 2563 | solar | Battery = 2 MW, Solar = 2 MW | Batteries; Solar Photovoltaic; | 4 | 4 | 2 | [8 empty] | 2 |  |  | EIA-860, EIA-860M and EIA-923 | 202406 | -70.4799 | 41.7178
-8368664.0235 | 5325443.6294 | 48599 | 67585 | Ny Frankfort Bleecker St - Frankfort -NG | 66282 | Frankfort Solar Farm LLC | IPP Non-CHP | 2305 Bleeker Street | Frankfort | Herkimer | New York | 13340 | solar | Solar = 4 MW | Solar Photovoltaic | 4 | 4 | [9 empty] | 4 |  |  | EIA-860, EIA-860M and EIA-923 | 202406 | -75.177 | 43.0884
-8527950.1924 | 5300123.6994 | 48600 | 67592 | NSF Aurelius Site 1 LLC | 66290 | NSF Energy One LLC | IPP Non-CHP | 2023 W Genesee St Rd | Auburn | Cayuga | New York | 13021 | solar | Solar = 5 MW | Solar Photovoltaic | 5 | 5 | [9 empty] | 5 |  |  | EIA-860, EIA-860M and EIA-923 | 202406 | -76.6079 | 42.9221
-8527356.8595 | 5300211.87 | 48601 | 67593 | NSF Aurelius Site 2, LLC | 66290 | NSF Energy One LLC | IPP Non-CHP | 2023 W Genesee St Rd | Auburn | Cayuga | New York | 13021 | solar | Solar = 5 MW | Solar Photovoltaic | 5 | 5 | [9 empty] | 5 |  |  | EIA-860, EIA-860M and EIA-923 | 202406 | -76.6025 | 42.9227
-8527935.7208 | 5299714.7809 | 48602 | 67594 | NSF Aurelius Site 3 LLC | 66290 | NSF Energy One LLC | IPP Non-CHP | 2023 W Genesee St Rd | Auburn | Cayuga | New York | 13021 | solar | Solar = 5 MW | Solar Photovoltaic | 5 | 5 | [9 empty] | 5 |  |  | EIA-860, EIA-860M and EIA-923 | 202406 | -76.6077 | 42.9194
-8527543.8762 | 5299722.3815 | 48603 | 67595 | NSF Aurelius Site 4 LLC | 66290 | NSF Energy One LLC | IPP Non-CHP | 2023 W Genesee St Rd | Auburn | Cayuga | New York | 13021 | solar | Solar = 4.9 MW | Solar Photovoltaic | 4.9 | 4.9 | [9 empty] | 4.9 |  |  | EIA-860, EIA-860M and EIA-923 | 202406 | -76.6042 | 42.9195
-9953592.1943 | 5457792.8682 | 48604 | 67596 | Adams PV Plant | 66286 | Adams PV Plant (WI) | IPP Non-CHP | 529 County Road M | Adams | Adams | Wisconsin | 53936 | solar | Solar = 7.1 MW | Solar Photovoltaic | 8.3 | 7.1 | [9 empty] | 7.1 |  |  | EIA-860, EIA-860M and EIA-923 | 202406 | -89.4146 | 43.9505
-9934530.9579 | 5404833.8164 | 48605 | 67597 | Portage Solar Plant | 66291 | Portage Solar Plant | IPP Non-CHP | N8917 | Portage | Columbia | Wisconsin | 53901 | solar | Solar = 10 MW | Solar Photovoltaic | 11.8 | 10 | [9 empty] | 10 |  |  | EIA-860, EIA-860M and EIA-923 | 202406 | -89.2434 | 43.6071
-13332020.9638 | 4363737.5511 | 48606 | 67602 | Zonneveld Oak Grove | 64698 | Renewable Solar, Inc | Industrial Non-CHP | 1560 E Cerini Ave | Laton | Fresno | California | 93242 | solar | Solar = 1.5 MW | Solar Photovoltaic | 1.5 | 1.5 | [9 empty] | 1.5 |  |  | EIA-860, EIA-860M and EIA-923 | 202406 | -119.7636 | 36.4574
-13311906.7563 | 4334938.5291 | 48607 | 67603 | River Ranch Dairy | 64698 | Renewable Solar, Inc | Industrial Non-CHP | 6127 Jackson Ave | Hanford | Kings | California | 93230 | solar | Solar = 4 MW | Solar Photovoltaic | 4 | 4 | [9 empty] | 4 |  |  | EIA-860, EIA-860M and EIA-923 | 202406 | -119.5829 | 36.249
-8563474.4683 | 5260211.3658 | 48608 | 67604 | NSF Torrey Site 3 | 66293 | NSF Torrey Site 3, LLC | IPP Non-CHP | 310 Hansen Point Road | Torrey | Yates | New York | 14527 | solar | Solar = 5 MW | Solar Photovoltaic | 5 | 5 | [9 empty] | 5 |  |  | EIA-860, EIA-860M and EIA-923 | 202406 | -76.927 | 42.659
-8563919.7462 | 5260211.3658 | 48609 | 67605 | NSF Torrey Site 2 | 66294 | NSF Torrey Site 2, LLC | IPP Non-CHP | 370 Hansen Point Road | Torrey | Yates | New York | 14527 | solar | Solar = 5 MW | Solar Photovoltaic | 5 | 5 | [9 empty] | 5 |  |  | EIA-860, EIA-860M and EIA-923 | 202406 | -76.931 | 42.659
-8564365.0242 | 5260211.3658 | 48610 | 67606 | NSF Torrey Site 1 | 66295 | NSF Torrey Site 1, LLC | IPP Non-CHP | 389 Hansen Point Road | Torrey | Yates | New York | 14527 | solar | Solar = 4.6 MW | Solar Photovoltaic | 4.6 | 4.6 | [9 empty] | 4.6 |  |  | EIA-860, EIA-860M and EIA-923 | 202406 | -76.935 | 42.659
-8493366.3435 | 5177295.4665 | 48611 | 67611 | Glen Mary 1 | 61194 | Generate Capital | IPP Non-CHP | 443 Glen Mary Drive | Tioga | Tioga | New York | 13827 | solar | Solar = 4.9 MW | Solar Photovoltaic | 4.9 | 4.9 | [9 empty] | 4.9 |  |  | EIA-860, EIA-860M and EIA-923 | 202406 | -76.2972 | 42.1088
-8492643.7687 | 5176879.0812 | 48612 | 67612 | Glen Mary 2 | 61194 | Generate Capital | IPP Non-CHP | 443 Glen Mary Drive | Tioga | Tioga | New York | 13827 | solar | Solar = 2.2 MW | Solar Photovoltaic | 2.2 | 2.2 | [9 empty] | 2.2 |  |  | EIA-860, EIA-860M and EIA-923 | 202406 | -76.2907 | 42.1061
-8288475.251 | 5100714.779 | 48613 | 67613 | Barone | 61194 | Generate Capital | IPP Non-CHP | 3552 Route 11 | Wurtsboro | Sullivan | New York | 12790 | solar | Solar = 3 MW | Solar Photovoltaic | 3 | 3 | [9 empty] | 3 |  |  | EIA-860, EIA-860M and EIA-923 | 202406 | -74.4566 | 41.5964
-8501428.101 | 5196090.501 | 48614 | 67617 | Spencer (NY) | 61194 | Generate Capital | IPP Non-CHP | 294 Spencer Rd | Candor | Tioga | New York | 13743 | solar | Solar = 4.9 MW | Solar Photovoltaic | 4.9 | 4.9 | [9 empty] | 4.9 |  |  | EIA-860, EIA-860M and EIA-923 | 202406 | -76.3696 | 42.234
-8594630.3447 | 5342957.3207 | 48615 | 67618 | Eddy | 61194 | Generate Capital | IPP Non-CHP | 520 Eddy Ridge Road | Williamson | Wayne | New York | 14589 | solar | Solar = 2.3 MW | Solar Photovoltaic | 2.3 | 2.3 | [9 empty] | 2.3 |  |  | EIA-860, EIA-860M and EIA-923 | 202406 | -77.2069 | 43.2032
-8303077.3625 | 5072939.916 | 48616 | 67619 | Janiak | 61194 | Generate Capital | IPP Non-CHP | 1260 Mountain Road | Port Jervis | Orange | New York | 12771 | solar | Solar = 2 MW | Solar Photovoltaic | 2 | 2 | [9 empty] | 2 |  |  | EIA-860, EIA-860M and EIA-923 | 202406 | -74.5878 | 41.4096
-8654279.6693 | 5340804.2696 | 48617 | 67620 | Ridgeway 1 | 61194 | Generate Capital | IPP Non-CHP | 3035 Ridgeway Ave | Rochester | Monroe | New York | 14606 | solar | Solar = 5 MW | Solar Photovoltaic | 5 | 5 | [9 empty] | 5 |  |  | EIA-860, EIA-860M and EIA-923 | 202406 | -77.7427 | 43.1891
-8825601.0336 | 5701019.5023 | 48618 | 67621 | Rivard 2 | 61194 | Generate Capital | IPP Non-CHP | 3323 Werle Road | Sheridan | Chautauqua | New York | 14048 | solar | Solar = 4.6 MW | Solar Photovoltaic | 4.6 | 4.6 | [9 empty] | 4.6 |  |  | EIA-860, EIA-860M and EIA-923 | 202406 | -79.2817 | 45.5027
-8201076.0924 | 5612011.9303 | 48619 | 67631 | County Route 11B | 61194 | Generate Capital | IPP Non-CHP | 3552 Route 11 | Mooers Forks | Clinton | New York | 12959 | solar | Solar = 4.9 MW | Solar Photovoltaic | 4.9 | 4.9 | [9 empty] | 4.9 |  |  | EIA-860, EIA-860M and EIA-923 | 202406 | -73.6715 | 44.9396
-8584814.0807 | 4749450.3663 | 48620 | 67690 | Oaks Landfill CS 2 | 60025 | Greenbacker Renewable Energy Corporation | IPP Non-CHP | 6001 Olney Laytonsville Rd | Gaithersburg | Montgomery | Maryland | 20882 | solar | Solar = 2 MW | Solar Photovoltaic | 2 | 2 | [9 empty] | 2 |  |  | EIA-860, EIA-860M and EIA-923 | 202406 | -77.1187 | 39.1937
-8571881.3162 | 4712402.3611 | 48621 | 67707 | CUA West Campus - South (CSG) | 60531 | Standard Solar | IPP Non-CHP | 3750 Harewood Rd NE | Washington | District of Columbia | District of Columbia | 20064 | solar | Solar = 2.8 MW | Solar Photovoltaic | 2.8 | 2.8 | [9 empty] | 2.8 |  |  | EIA-860, EIA-860M and EIA-923 | 202406 | -77.0025 | 38.9353
-8388733.3692 | 4950855.247 | 48622 | 67708 | EDF Saucon Valley | 60531 | Standard Solar | IPP Non-CHP | 3750 Harewood Rd NE | Washington | District of Columbia | District of Columbia | 20064 | solar | Solar = 2.6 MW | Solar Photovoltaic | 2.6 | 2.6 | [9 empty] | 2.6 |  |  | EIA-860, EIA-860M and EIA-923 | 202406 | -75.3573 | 40.5818
-8571881.3162 | 4712402.3611 | 48623 | 67709 | CUA West Campus - North (CSG) | 60531 | Standard Solar | IPP Non-CHP | 3750 Harewood Rd NE | Washington | District of Columbia | District of Columbia | 20064 | solar | Solar = 3 MW | Solar Photovoltaic | 3 | 3 | [9 empty] | 3 |  |  | EIA-860, EIA-860M and EIA-923 | 202406 | -77.0025 | 38.9353
-9877712.3766 | 5142572.4106 | 48624 | 67720 | Whiskey Acres | 66267 | Solar DG IL 4, LLC | IPP Non-CHP | 11504 Keslinger Road | Dekalb | DeKalb | Illinois | 60115 | solar | Solar = 2 MW | Solar Photovoltaic | 2 | 2 | [9 empty] | 2 |  |  | EIA-860, EIA-860M and EIA-923 | 202406 | -88.733 | 41.877
-9837779.8488 | 5579275.8061 | 48625 | 67726 | Bonduel Solar WI, LLC | 20847 | Wisconsin Electric Power Co | Electric Utility | W2693 Zachow Road | Bonduel | Shawano | Wisconsin | 54107 | solar | Solar = 7.5 MW | Solar Photovoltaic | 7.5 | 7.5 | [9 empty] | 7.5 |  |  | EIA-860, EIA-860M and EIA-923 | 202406 | -88.3743 | 44.731
-9806194.8357 | 5359058.0633 | 48626 | 67729 | Jackson Solar WI, LLC | 20847 | Wisconsin Electric Power Co | Electric Utility | 1080 Sherman Road | Cedarburg | Ozaukee | Florida | 53012 | solar | Solar = 7.5 MW | Solar Photovoltaic | 7.5 | 7.5 | [9 empty] | 7.5 |  |  | EIA-860, EIA-860M and EIA-923 | 202406 | -88.0905 | 43.3086
-9817218.5823 | 5247487.0936 | 48627 | 67732 | Silver Lake Solar WI, LLC | 20847 | Wisconsin Electric Power Co | Electric Utility | 31051 60th STreet | Salem | Kenosha | Wisconsin | 53168 | solar | Solar = 7.5 MW | Solar Photovoltaic | 7.5 | 7.5 | [9 empty] | 7.5 |  |  | EIA-860, EIA-860M and EIA-923 | 202406 | -88.1896 | 42.5749
-9833873.9818 | 5263143.1562 | 48628 | 67733 | Spring Prairie Solar WI, LLC | 20847 | Wisconsin Electric Power Co | Electric Utility | W751 HWY 11 | Burlington | Walworth | Wisconsin | 53105 | solar | Solar = 7.5 MW | Solar Photovoltaic | 7.5 | 7.5 | [9 empty] | 7.5 |  |  | EIA-860, EIA-860M and EIA-923 | 202406 | -88.3392 | 42.6784
-13576074.9211 | 4545543.4676 | 48629 | 67743 | Bishop Ranch BR 1-X | 66355 | Bollinger Canyon Road BR 1-X Solar Project 2020 | IPP Non-CHP | 6101 Bollinger Canyon Rd | San Ramon | Contra Costa | California | 94583 | solar | Battery = 0.5 MW, Solar = 0.9 MW | Batteries; Solar Photovoltaic; | 1.4 | 1.4 | 0.5 | [8 empty] | 0.9 |  |  | EIA-860, EIA-860M and EIA-923 | 202406 | -121.956 | 37.7598
-8128942.9548 | 5046238.9983 | 48630 | 67744 | Dynamic Energy CT STAG | 66356 | Milford Pepes Farm Road Solar LLC | IPP Non-CHP | 40 Pepes Farm Rd | Milford | New Haven | Connecticut | 6460 | solar | Solar = 1.5 MW | Solar Photovoltaic | 1.5 | 1.5 | [9 empty] | 1.5 |  |  | EIA-860, EIA-860M and EIA-923 | 202406 | -73.0235 | 41.2294
-8210804.8593 | 5015520.2136 | 48631 | 67745 | White Plains RFP Shapham Place | 66357 | Shapham Place Solar Project 2020 LLC | IPP Non-CHP | 17 Shapham Pl | White Plains | Westchester | New York | 10605 | batteries | Battery = 5 MW, Solar = 1.2 MW | Batteries; Solar Photovoltaic; | 6.2 | 6.2 | 5 | [8 empty] | 1.2 |  |  | EIA-860, EIA-860M and EIA-923 | 202406 | -73.7589 | 41.0215
-9872035.0825 | 5112270.6263 | 48632 | 67753 | Plote Somonauk | 66353 | Solar DG IL 2, LLC | IPP Non-CHP | 2941 Governor Beveridge Hwy | Somonauk | DeKalb | Illinois | 60552 | solar | Solar = 2 MW | Solar Photovoltaic | 2 | 2 | [9 empty] | 2 |  |  | EIA-860, EIA-860M and EIA-923 | 202406 | -88.682 | 41.674
-9907299.4274 | 5230434.3886 | 48633 | 67760 | All World Solar Facility | 66362 | All World Machinery Supply, Inc. | Industrial Non-CHP | 6164 All World Way | Roscoe | Winnebago | Illinois | 61073 | solar | Solar = 1.5 MW | Solar Photovoltaic | 1.5 | 1.5 | [9 empty] | 1.5 |  |  | EIA-860, EIA-860M and EIA-923 | 202406 | -88.9988 | 42.462
-10022316.3951 | 5130022.1056 | 48634 | 67790 | Abel Solar | 60520 | SoCore Energy LLC | IPP Non-CHP | 14488 Hillside Road | Morrison | Whiteside | Illinois | 61270 | solar | Solar = 2 MW | Solar Photovoltaic | 2 | 2 | [9 empty] | 2 |  |  | EIA-860, EIA-860M and EIA-923 | 202406 | -90.032 | 41.793
-10872418.8185 | 3529889.3504 | 48635 | 67791 | ABIA Parking Structure | 60520 | SoCore Energy LLC | IPP Non-CHP | 3201 Presidential Blvd | Austin | Travis | Texas | 78719 | solar | Solar = 1.8 MW | Solar Photovoltaic | 1.8 | 1.8 | [9 empty] | 1.8 |  |  | EIA-860, EIA-860M and EIA-923 | 202406 | -97.6686 | 30.2047
-10003614.7206 | 5127036.363 | 48636 | 67792 | Bunker Hill Solar | 60520 | SoCore Energy LLC | IPP Non-CHP | 19742 Bunker Hill Road | Lyndon | Whiteside | Illinois | 61261 | solar | Solar = 2 MW | Solar Photovoltaic | 2 | 2 | [9 empty] | 2 |  |  | EIA-860, EIA-860M and EIA-923 | 202406 | -89.864 | 41.773
-10234869.8308 | 5353877.8969 | 48637 | 67795 | DPC Madison | 60520 | SoCore Energy LLC | IPP Non-CHP | 2323 270th Ave. | Ridgeway | Winnebago | Iowa | 89081 | solar | Solar = 1.5 MW | Solar Photovoltaic | 1.5 | 1.5 | [9 empty] | 1.5 |  |  | EIA-860, EIA-860M and EIA-923 | 202406 | -91.9414 | 43.2747
-10031084.8088 | 5160038.4774 | 48638 | 67796 | DPC York | 60520 | SoCore Energy LLC | IPP Non-CHP | 4341 Sandridge Rd. | Thomson | Carroll | Illinois | 61285 | solar | Solar = 1.5 MW | Solar Photovoltaic | 1.5 | 1.5 | [9 empty] | 1.5 |  |  | EIA-860, EIA-860M and EIA-923 | 202406 | -90.1108 | 41.9937
-8659799.2236 | 4813548.3072 | 48639 | 67801 | FedEx Hagerstown | 60520 | SoCore Energy LLC | IPP Non-CHP | 11825 Newgate Blvd. | Hagerstown | Washington | Maryland | 21740 | solar | Solar = 1.8 MW | Solar Photovoltaic | 1.8 | 1.8 | [9 empty] | 1.8 |  |  | EIA-860, EIA-860M and EIA-923 | 202406 | -77.7923 | 39.6385
-10373039.5828 | 5714649.5026 | 48640 | 67803 | GRE Cambridge Solar | 60520 | SoCore Energy LLC | IPP Non-CHP | 34175 Naples St NE | Cambridge | Isanti | Minnesota | 89081 | solar | Solar = 2 MW | Solar Photovoltaic | 2 | 2 | [9 empty] | 2 |  |  | EIA-860, EIA-860M and EIA-923 | 202406 | -93.1826 | 45.5885
-8258904.3414 | 4965842.8768 | 48641 | 67808 | NJ Airport Solar Project A | 60520 | SoCore Energy LLC | IPP Non-CHP | 132 Carson Road | Newark | Essex | New Jersey | 7114 | solar | Solar = 1 MW | Solar Photovoltaic | 1 | 1 | [9 empty] | 1 |  |  | EIA-860, EIA-860M and EIA-923 | 202406 | -74.191 | 40.684
-8258904.3414 | 4965842.8768 | 48642 | 67809 | NJ Airport Solar Project B | 60520 | SoCore Energy LLC | IPP Non-CHP | 132 Carson Road | Newark | Essex | New Jersey | 7114 | solar | Solar = 1 MW | Solar Photovoltaic | 1 | 1 | [9 empty] | 1 |  |  | EIA-860, EIA-860M and EIA-923 | 202406 | -74.191 | 40.684
-8258904.3414 | 4965842.8768 | 48643 | 67810 | NJ Airport Solar Project C | 60520 | SoCore Energy LLC | IPP Non-CHP | 132 Carson Road | Newark | Essex | New Jersey | 7114 | solar | Solar = 1 MW | Solar Photovoltaic | 1 | 1 | [9 empty] | 1 |  |  | EIA-860, EIA-860M and EIA-923 | 202406 | -74.191 | 40.684
-8258904.3414 | 4965842.8768 | 48644 | 67811 | NJ Airport Solar Project D | 60520 | SoCore Energy LLC | IPP Non-CHP | 132 Carson Road | Newark | Essex | New Jersey | 7114 | solar | Solar = 1 MW | Solar Photovoltaic | 1 | 1 | [9 empty] | 1 |  |  | EIA-860, EIA-860M and EIA-923 | 202406 | -74.191 | 40.684
-10003614.7206 | 5124946.8971 | 48645 | 67813 | Round Grove 1 | 60520 | SoCore Energy LLC | IPP Non-CHP | 12213 Yorktown Road | Lyndon | Whiteside | Illinois | 61261 | solar | Solar = 2 MW | Solar Photovoltaic | 2 | 2 | [9 empty] | 2 |  |  | EIA-860, EIA-860M and EIA-923 | 202406 | -89.864 | 41.759
-10003948.6791 | 5125096.1295 | 48646 | 67814 | Round Grove 2 | 60520 | SoCore Energy LLC | IPP Non-CHP | 12213 Yorktown Road | Lyndon | Whiteside | Illinois | 61261 | solar | Solar = 2 MW | Solar Photovoltaic | 2 | 2 | [9 empty] | 2 |  |  | EIA-860, EIA-860M and EIA-923 | 202406 | -89.867 | 41.76
-9848769.309 | 5424369.924 | 48647 | 67815 | Fond du Lac Community Solar | 60520 | SoCore Energy LLC | IPP Non-CHP | TBD | Fond Du Lac | Fond Du Lac | Wisconsin | 78719 | solar | Solar = 1 MW | Solar Photovoltaic | 1 | 1 | [9 empty] | 1 |  |  | EIA-860, EIA-860M and EIA-923 | 202406 | -88.473 | 43.734
-12346880.985 | 3779730.027 | 48648 | 67821 | TJX Tucson | 60520 | SoCore Energy LLC | IPP Non-CHP | 7000 S Alvernon Way | Tucson | Pima | Arizona | 85756 | solar | Solar = 1 MW | Solar Photovoltaic | 1 | 1 | [9 empty] | 1 |  |  | EIA-860, EIA-860M and EIA-923 | 202406 | -110.9139 | 32.125
-12487605.2966 | 3950982.9652 | 48649 | 67824 | TJX Phoenix | 60520 | SoCore Energy LLC | IPP Non-CHP | 3000 S. 55th Avenue | Phoenix | Maricopa | Arizona | 85043 | solar | Solar = 2.9 MW | Solar Photovoltaic | 2.9 | 2.9 | [9 empty] | 2.9 |  |  | EIA-860, EIA-860M and EIA-923 | 202406 | -112.1781 | 33.4185
-12810825.1117 | 4335213.7756 | 48650 | 67825 | TJX Las Vegas | 60520 | SoCore Energy LLC | IPP Non-CHP | 4100 E Lone Mountain Rd. | North Las Vegas | Clark | Nevada | 89081 | solar | Solar = 1 MW | Solar Photovoltaic | 1 | 1 | [9 empty] | 1 |  |  | EIA-860, EIA-860M and EIA-923 | 202406 | -115.0816 | 36.251